## Contents
Renewable Electricity Futures Study: Volume 1 Figure Data For the Renewable Electricity Futures Study (RE Futures), the National Renewable Energy Laboratory investigated the extent to which renewable energy supply could meet the electricity demands of the continental United States over the next several decades. This file contains the data for select figures in Volume 1 of the RE Futures report, which describes the approach taken by the study and the models used in it, along with its key results. For more information about RE Futures, see http://www.nrel.gov/analysis/re_futures/. Updated June 26, 2013
Figure 1-2. Historical and projected electricity demand assumptions in low-demand and high-demand scenarios
Figure 2-1. Capacity and generation expansion in Low-Demand Baseline scenario
Figure 2-2. Installed capacity and generation in 2050 as renewable electricity increases under RE-ITI assumptions; Figure ES-3. Installed capacity and generation in 2050 as renewable electricity levels increase (low-demand, RE-ITI technology improvement)
Figure 2-3. Installed capacity and generation in 2050 as renewable electricity increases under RE-ETI assumptions
Figure 2-4. Annual combustion-only carbon dioxide emissions decrease as renewable electricity levels increase; also Figure A-15. Annual combustion-only carbon dioxide emissions as renewable electricity levels increase
Figure 2-5. New transmission capacity, investment, and losses as renewable electricity levels increase; also Figure ES-8. New transmission capacity requirements in the baseline and exploratory scenarios
Figure 2-6. Installed capacity and planning reserve contributions in 2050 as renewable electricity levels increase
Figure 2-7. Operating reserves as renewable energy levels increase' also Figure ES-7. Operating reserves as renewable electricity levels increase
Figure 2-8. Curtailment and storage capacity as renewable energy levels increase
Figure 2-9. Dispatch stacks for Low-Demand Baseline, 60% RE, and 90% RE scenarios
Figure 3-2. Capacity and generation expansion in the 80% RE-ITI scenario, 2010–2050
Figure 3-3. Renewable capacity expansion in 80% RE-ITI scenario
Figure 3-6. Capacity and generation in 2050 in the Low-Demand Baseline and core 80% RE scenarios
Figure 3-7. Range of 2050 installed capacity and annual generation by technology for the core 80% RE scenarios
Figure 3-8. New transmission capacity, investment, and losses in the Low-Demand Baseline and core 80% RE scenarios; also Figure ES-5. Range of 2050 installed capacity and annual generated electricity by technology for the low-demand core 80% RE scenarios
Figure 3-10. Non-variable capacity and reserve provision in the Low-Demand Baseline and core 80% RE scenarios
Figure 3-11. Curtailment and storage capacity in Low-Demand Baseline and core 80% RE scenarios
Figure 3-12. Dispatch stack for the 80% RE-ITI scenario
Figure 3-13. Capacity and generation in 2050 in High-Demand Baseline and High-Demand 80% RE scenarios
Figure 3-14. Renewable supply in 2050 in High-Demand 80% RE scenario and the (low-demand) 80% RE-ITI scenario
Figure 3-15. Renewable capacity expansion in the High-Demand 80% RE scenario
Figure 3-16. Renewable energy deployment scaling to achieve an 80% renewable electricity future in the (low-demand) core 80% RE scenarios and High-Demand 80% RE scenario
Figure 4-1. Dispatch stack during summer peak in 2050
Figure 4-2. Dispatch stack during spring off peak in 2050; also Figure ES-6 (b). Hourly dispatch stacks for the 80% RE-ITI scenario
Figure 4-4. Transmission across example Western Electricity Coordinating Council to Eastern Interconnection interfaces
Figure 4-5. Monthly curtailment by interconnection in the 80% RE-ITI scenario
Figure 4-6. Generation in 2050 in ReEDS and GridView in the Low-Demand Baseline and 80% RE-ITI scenarios
Figure 5-1. Average increase in retail electricity rates relative to study-specific reference/baseline scenarios; also Figure A-18. Average increase in retail electricity rates relative to study-specific reference/baseline; also Figure ES-10. Average incr
Figure A-2. Supply curves for dedicated biopower, wind energy, and concentrating solar power technologies
Figure A-3. Supply curves for utility-scale solar photovoltaic, hydropower, and geothermal energy technologies
Figure A-4. Electric system costs and 2050 retail electricity prices as renewable electricity levels increase
Figure A-5. Electric system costs and retail electricity prices in the Low-Demand Baseline, 80% RE-ETI, 80% RE-ITI, and 80% RE-NTI scenarios
Figure A-6. Increases in electric system costs and retail electricity prices in the constrained scenarios relative to the 80% RE-ITI scenario
Figure A-7. Electric system costs and retail electricity prices in the High-Demand Baseline and High-Demand 80% RE scenarios
Figure A-8. Natural gas and coal demand and prices in the electricity sector in the Low-Demand Baseline scenario and the low-demand core 80% RE scenarios
Figure A-9. Historical wellhead natural gas prices vs. price forecasts of EIA Annual Energy Outlook
Figure A-11. Electric system costs and average retail electricity prices for alternative fossil energy cost scenarios
Figure A-12. Generation mix of fossil fuel scenarios in 2050
Figure A-13. Electric system costs and average retail electricity prices for Fossil-HTI scenarios
Figure A-14. Impact on 2050 national average electricity price from various model drivers to the (a) 80% RE-ITI scenario and the (b) Low-Demand Baseline scenario
Figure A-16. Greenhouse gas emissions in Low-Demand Baseline and 80% RE-ITI scenarios
Figure A-17. Full life cycle greenhouse gas emission factors by technology based on life cycle assessment literature survey
Figure A-19. Overview of water withdrawal factors by technology based on Macknick et al. (2011)
Figure A-20. Overview of water consumption factors by technology based on Macknick et al. (2011)
Figure A-21. Contiguous U.S. water use under Low-Demand 80% RE-ITI and High-Demand 80% RE, and corresponding baseline scenarios in 2050 in comparison to use in 2006

## Fig. 1-2
Low-Demand (TWh) | [6 empty] | High-Demand (TWh)
TWh | Residential | Commercial | Industrial | Transportation | PEV | Total | Total
1970 | 466.2906 | 352.0406 | 570.8542 | 3.1145 |  | 1392.2999 | 1392.2999
1971 | 499.532 | 377.4939 | 589.448 | 3.0664 |  | 1469.5403 | 1469.5403
1972 | 538.6092 | 412.5341 | 640.9779 | 3.0395 |  | 1595.1607 | 1595.1607
1973 | 579.2314 | 444.5055 | 686.0852 | 3.0867 |  | 1712.9088 | 1712.9088
1974 | 578.1837 | 440.0158 | 684.8751 | 2.8492 |  | 1705.9237 | 1705.9237
1975 | 588.1404 | 468.2961 | 687.6797 | 2.9745 |  | 1747.0906 | 1747.0906
1976 | 606.4521 | 491.777 | 754.0689 | 2.9482 |  | 1855.2461 | 1855.2461
1977 | 645.239 | 514.0287 | 786.0371 | 3.0564 |  | 1948.3612 | 1948.3612
1978 | 674.466 | 531.4392 | 809.078 | 2.9388 |  | 2017.922 | 2017.922
1979 | 682.819 | 543.4118 | 841.903 | 2.9652 |  | 2071.099 | 2071.099
1980 | 717.495 | 558.6428 | 815.067 | 3.2442 |  | 2094.449 | 2094.449
1981 | 722.265 | 595.9084 | 825.7434 | 3.186 |  | 2147.1029 | 2147.1029
1982 | 729.5198 | 608.748 | 744.9491 | 3.2245 |  | 2086.4414 | 2086.4414
1983 | 750.9482 | 620.2921 | 775.9993 | 3.715 |  | 2150.9546 | 2150.9546
1984 | 780.0917 | 663.6795 | 837.8361 | 4.1891 |  | 2285.7964 | 2285.7964
1985 | 793.9338 | 689.1214 | 836.772 | 4.1466 |  | 2323.9739 | 2323.9739 | Figure 1-2. Historical and projected electricity demand assumptions in low-demand and high-demand scenarios
1986 | 819.0883 | 714.7212 | 830.5305 | 4.413 |  | 2368.7531 | 2368.7531
1987 | 850.4103 | 744.0667 | 858.2329 | 4.5624 |  | 2457.2722 | 2457.2722
1988 | 892.8661 | 784.0293 | 896.4981 | 4.669 |  | 2578.0625 | 2578.0625
1989 | 905.5246 | 810.8559 | 925.6587 | 4.7701 |  | 2646.8093 | 2646.8093
1990 | 924.0187 | 838.2631 | 945.5217 | 4.7512 |  | 2712.5547 | 2712.5547
1991 | 955.4174 | 855.2439 | 946.5834 | 4.7584 |  | 2762.003 | 2762.003
1992 | 935.9388 | 850.0069 | 972.714 | 4.7057 |  | 2763.3654 | 2763.3654
1993 | 994.7808 | 884.7463 | 977.1643 | 4.7709 |  | 2861.4623 | 2861.4623
1994 | 1008.4817 | 913.1057 | 1007.9812 | 4.9942 |  | 2934.5629 | 2934.5629
1995 | 1042.5015 | 953.1172 | 1012.6934 | 4.9745 |  | 3013.2866 | 3013.2866
1996 | 1082.5117 | 980.0611 | 1033.6314 | 4.9228 |  | 3101.127 | 3101.127
1997 | 1075.8801 | 1026.6261 | 1038.1969 | 4.9073 |  | 3145.6104 | 3145.6104
1998 | 1130.1091 | 1077.9569 | 1051.2031 | 4.9616 |  | 3264.2308 | 3264.2308
1999 | 1144.9231 | 1103.8212 | 1058.2166 | 5.1262 |  | 3312.0871 | 3312.0871
2000 | 1192.4465 | 1159.3466 | 1064.2394 | 5.3817 |  | 3421.4143 | 3421.4143
2001 | 1201.6066 | 1190.5179 | 996.6093 | 5.7243 |  | 3394.4581 | 3394.4581
2002 | 1265.1799 | 1204.5313 | 990.2376 | 5.5172 |  | 3465.466 | 3465.466
2003 | 1275.8239 | 1198.7276 | 1012.3732 | 6.8097 |  | 3493.7345 | 3493.7345
2004 | 1291.9816 | 1230.4247 | 1017.8495 | 7.2236 |  | 3547.4795 | 3547.4795
2005 | 1359.2271 | 1275.079 | 1019.1561 | 7.5063 |  | 3660.9685 | 3660.9685
2006 | 1351.52 | 1299.7437 | 1011.2976 | 7.3575 |  | 3669.9188 | 3669.9188
2007 | 1392.241 | 1336.3152 | 1027.8319 | 8.1726 |  | 3764.5607 | 3764.5607
2008 | 1379.3073 | 1352.4533 | 982.1499 | 7.6517 |  | 3721.5623 | 3721.5623
2009 | 1362.8694 | 1322.9892 | 881.9034 | 7.6885 |  | 3575.4505 | 3575.4505
2010 | 1386.869 | 1351.8748 | 909.8936 | 6.6748 | 0.55212 | 3655.8644 | 3657.2697
2011 | 1389.3751 | 1374.0482 | 937.1522 | 6.7794 | 1.2246 | 3708.5794 | 3729.2414
2012 | 1391.8811 | 1396.2216 | 964.4108 | 6.8839 | 1.8971 | 3761.2945 | 3801.2131
2013 | 1394.3872 | 1418.3949 | 967.1131 | 7.0588 | 2.8825 | 3789.8365 | 3820.4604
2014 | 1396.8933 | 1440.5683 | 969.8154 | 7.2337 | 3.8679 | 3818.3786 | 3839.7077
2015 | 1402.4499 | 1458.2767 | 965.7974 | 7.5686 | 5.2326 | 3839.3251 | 3863.9759
2016 | 1408.0066 | 1475.9851 | 961.7793 | 7.9035 | 6.5972 | 3860.2717 | 3888.2441
2017 | 1416.614 | 1489.2286 | 965.8104 | 8.256 | 8.4747 | 3888.3837 | 3929.9113
2018 | 1425.2213 | 1502.472 | 969.8416 | 8.6085 | 10.3523 | 3916.4957 | 3971.5786
2019 | 1433.8286 | 1515.7155 | 970.6165 | 8.9918 | 12.8945 | 3942.0469 | 4013.1643
2020 | 1442.4359 | 1528.9589 | 971.3913 | 9.3752 | 15.4367 | 3967.5981 | 4054.7499
2021 | 1445.4597 | 1534.0509 | 970.4433 | 9.8014 | 18.701 | 3978.4564 | 4097.2892
2022 | 1448.4835 | 1539.1429 | 969.4952 | 10.2276 | 21.9654 | 3989.3147 | 4139.8285
2023 | 1451.5073 | 1544.2349 | 968.8339 | 10.7459 | 26.2945 | 4001.6165 | 4179.7951
2024 | 1454.5311 | 1549.3269 | 968.1726 | 11.2641 | 30.6235 | 4013.9183 | 4219.7617
2025 | 1456.4712 | 1553.2548 | 957.2565 | 11.7855 | 35.8832 | 4014.6512 | 4254.4352
2026 | 1458.4112 | 1557.1826 | 946.3404 | 12.3069 | 41.1429 | 4015.3841 | 4289.1088
2027 | 1459.2675 | 1559.9464 | 929.3947 | 12.84 | 47.4959 | 4008.9446 | 4322.9354
2028 | 1460.1238 | 1562.7101 | 912.449 | 13.3732 | 53.849 | 4002.5051 | 4356.7621
2029 | 1460.9801 | 1565.4739 | 892.5422 | 13.9472 | 61.7196 | 3994.6629 | 4389.0592
2030 | 1461.8364 | 1568.2376 | 872.6353 | 14.5212 | 69.5902 | 3986.8206 | 4421.3564
2031 | 1457.5099 | 1564.8617 | 863.4625 | 15.2259 | 78.8956 | 3979.9555 | 4455.6728
2032 | 1453.1834 | 1561.4858 | 854.2897 | 15.9306 | 88.2009 | 3973.0904 | 4489.9892
2033 | 1448.8569 | 1558.1099 | 845.3376 | 16.72 | 99.0683 | 3968.0927 | 4523.2941
2034 | 1444.5304 | 1554.734 | 836.3855 | 17.5095 | 109.9356 | 3963.095 | 4556.5991
2035 | 1439.731 | 1550.2884 | 827.6485 | 18.3951 | 122.3586 | 3958.4216 | 4589.6479
2036 | 1434.9316 | 1545.8428 | 818.9116 | 19.2806 | 134.7816 | 3953.7482 | 4622.6967
2037 | 1429.6594 | 1540.3275 | 810.3843 | 20.2758 | 148.5885 | 3949.2355 | 4656.5778
2038 | 1424.3871 | 1534.8123 | 801.8571 | 21.271 | 162.3954 | 3944.7229 | 4690.4589
2039 | 1419.1148 | 1529.297 | 793.5343 | 22.3915 | 177.2841 | 3941.6216 | 4724.497
2040 | 1413.8425 | 1523.7817 | 785.2116 | 23.5119 | 192.1727 | 3938.5204 | 4758.5351
2041 | 1408.055 | 1517.4542 | 777.0882 | 24.7756 | 208.4451 | 3935.8181 | 4792.5855
2042 | 1402.2676 | 1511.1266 | 768.9648 | 26.0394 | 224.7174 | 3933.1158 | 4826.6359
2043 | 1396.4802 | 1504.7991 | 761.0358 | 27.4674 | 241.4956 | 3931.278 | 4860.8796
2044 | 1390.6927 | 1498.4715 | 753.1067 | 28.8954 | 258.2737 | 3929.4401 | 4895.1233
2045 | 1384.8698 | 1492.0342 | 745.3672 | 30.5119 | 275.1252 | 3927.9083 | 4929.5831
2046 | 1379.0469 | 1485.5969 | 737.6277 | 32.1284 | 291.9766 | 3926.3765 | 4964.0428
2047 | 1373.1884 | 1479.0498 | 730.073 | 33.9617 | 308.4393 | 3924.7122 | 4998.745
2048 | 1367.33 | 1472.5027 | 722.5182 | 35.7949 | 324.902 | 3923.0478 | 5033.4472
2049 | 1361.4716 | 1465.9556 | 715.1437 | 37.8776 | 340.5092 | 3920.9576 | 5068.4225
2050 | 1355.6131 | 1459.4085 | 707.7691 | 39.9604 | 356.1163 | 3918.8673 | 5103.3978

## Fig. 2-1
(a) Capacity expansion, 2010–2050
Installed Capacity
GW | Nuclear | Coal | Cofire Coal | Natural Gas | Cofire Biomass | Ded. Biomass | Geothermal | Hydropower | CSP | Utility PV | Distributed PV | Onshore Wind | Offshore Shallow Wind | Storage
2010 | 99.988 | 308.7679 | 0 | 392.8122 | 0 | 4.6199 | 2.4486 | 78.4493 | 0.44619 | 0 | 0 | 37.865 | 0 | 20.4647
2012 | 99.988 | 307.4659 | 1.1067 | 390.5874 | 0.1953 | 4.6199 | 2.6858 | 78.4493 | 0.44619 | 2.1808 | 0 | 56.5163 | 0 | 20.4875
2014 | 99.988 | 304.8802 | 3.3045 | 401.7854 | 0.58315 | 4.8305 | 3.2618 | 78.5482 | 0.44619 | 2.9413 | 0 | 64.2821 | 0 | 20.92
2016 | 99.988 | 302.1804 | 5.5994 | 406.2007 | 0.98813 | 4.8335 | 4.0913 | 78.5482 | 0.44619 | 5.7676 | 0 | 68.32 | 0.45 | 21.0613
2018 | 99.988 | 298.2926 | 8.904 | 414.6712 | 1.5713 | 4.8459 | 5.2857 | 78.6486 | 0.44619 | 6.3753 | 0 | 72.4019 | 1.7771 | 21.6941
2020 | 99.988 | 292.6941 | 13.6627 | 423.4422 | 2.4111 | 4.847 | 7.0056 | 78.6486 | 0.44619 | 7.022 | 0 | 77.0519 | 2.5751 | 21.9059
2022 | 99.988 | 281.6502 | 19.9776 | 425.8508 | 3.5255 | 4.8473 | 9.4823 | 78.6486 | 0.44619 | 7.6031 | 0 | 78.1435 | 2.6252 | 24.5732
2024 | 99.988 | 275.9293 | 24.6728 | 430.074 | 4.354 | 4.8475 | 10.0495 | 78.6486 | 0.44619 | 8.0246 | 0 | 78.4795 | 2.663 | 24.5921
2026 | 99.988 | 275.3862 | 25.0703 | 428.3454 | 4.4242 | 4.8484 | 10.8131 | 78.6486 | 0.44619 | 8.3204 | 0 | 78.8845 | 2.663 | 24.6111
2028 | 99.988 | 275.1206 | 25.2359 | 421.6774 | 4.4534 | 4.8484 | 12.0776 | 78.6486 | 0.44619 | 8.3245 | 0 | 78.8989 | 2.663 | 25.5465
2030 | 95.7366 | 274.7734 | 25.4512 | 418.8157 | 4.4914 | 4.8484 | 13.5531 | 78.6486 | 0.44619 | 8.3282 | 0 | 78.9153 | 2.663 | 25.5655
2032 | 87.8789 | 274.7681 | 25.4512 | 420.2767 | 4.4914 | 4.8484 | 13.5531 | 78.6486 | 0.44619 | 8.3312 | 0 | 78.9308 | 2.663 | 25.9969
2034 | 75.079 | 274.7634 | 25.4512 | 426.0299 | 4.4914 | 4.8484 | 14.6333 | 78.8322 | 0.44619 | 8.3348 | 0 | 78.9529 | 2.663 | 26.2901
2036 | 65.2961 | 274.7595 | 25.4512 | 428.3634 | 4.4914 | 4.8484 | 15.8011 | 78.8322 | 0.44619 | 8.3378 | 0 | 79.0739 | 2.663 | 26.5392 | Figure 3-2. Capacity and generation expansion in the Low-Demand Baseline scenario, 2010–2050
2038 | 56.6451 | 274.7562 | 25.4512 | 429.3346 | 4.4914 | 4.8484 | 15.8011 | 78.8322 | 0.44619 | 8.3403 | 0 | 79.7732 | 2.663 | 27.4561 | (a) Capacity expansion, 2010–2050 (b) Generation expansion, 2010–2050
2040 | 56.6451 | 274.7529 | 25.4512 | 422.5936 | 4.4914 | 4.8484 | 15.8011 | 78.8322 | 0.44619 | 8.3433 | 0 | 79.7974 | 2.663 | 27.5708
2042 | 56.6451 | 274.7514 | 25.4512 | 416.7552 | 4.4914 | 4.8484 | 15.8011 | 78.8322 | 0.44619 | 8.3458 | 0 | 79.8929 | 2.663 | 27.5892
2044 | 56.6451 | 274.75 | 25.4512 | 411.1626 | 4.4914 | 4.8484 | 15.8011 | 78.8322 | 0.44619 | 8.3487 | 0 | 79.914 | 2.663 | 27.6129
2046 | 56.6451 | 274.7488 | 25.4512 | 405.6808 | 4.4914 | 4.8499 | 15.8011 | 78.8322 | 0.44619 | 8.3517 | 0 | 79.9351 | 2.663 | 27.6408
2048 | 56.6451 | 274.7477 | 25.4512 | 400.2277 | 4.4914 | 4.8515 | 15.8011 | 78.8322 | 0.44619 | 8.3546 | 0 | 79.9566 | 2.663 | 27.6683
2050 | 56.6451 | 274.7467 | 25.4512 | 394.7781 | 4.4914 | 4.853 | 15.8011 | 78.8322 | 0.44619 | 8.3703 | 0 | 79.9691 | 2.663 | 27.6975
(b) Generation expansion, 2010–2050
Annual Generated Electricity
TWh | Nuclear | Coal | Natural Gas | Biomass | Geothermal | Hydropower | CSP | PV | Wind | Load
2010 | 790.4079 | 1999.756 | 630.8753 | 31.4573 | 18.2328 | 314.704 | 1.4144 | 0 | 99.8745 | 3849.6252
2012 | 790.4079 | 2154.9953 | 501.6025 | 36.3554 | 19.999 | 320.688 | 1.4144 | 4.6322 | 169.7879 | 3960.6431
2014 | 790.4079 | 2154.9343 | 530.2152 | 41.1795 | 24.288 | 316.7708 | 1.4144 | 5.9164 | 198.2131 | 4020.7526
2016 | 790.4079 | 2156.0761 | 525.9194 | 43.676 | 30.4641 | 336.1935 | 1.4144 | 11.439 | 214.6522 | 4064.8661
2018 | 790.1626 | 2158.6642 | 536.8453 | 48.0092 | 39.3576 | 350.1679 | 1.4144 | 12.6725 | 233.9981 | 4124.07
2020 | 790.4079 | 2167.9244 | 543.8749 | 54.2524 | 52.1643 | 350.6177 | 1.4144 | 13.9892 | 254.4675 | 4177.8808
2022 | 790.4079 | 2162.5128 | 538.6602 | 62.4322 | 70.606 | 350.6189 | 1.4144 | 15.1955 | 258.5151 | 4200.7484
2024 | 790.4079 | 2162.0789 | 555.7166 | 68.2127 | 74.8295 | 350.6205 | 1.4144 | 16.055 | 259.949 | 4226.6559
2026 | 790.4079 | 2156.6401 | 555.3813 | 68.3883 | 80.5152 | 350.6213 | 1.4144 | 16.6524 | 261.5044 | 4228.1994
2028 | 790.2988 | 2156.6401 | 532.923 | 67.674 | 89.9306 | 350.7335 | 1.4144 | 16.6616 | 261.5584 | 4214.6379
2030 | 756.6914 | 2169.1024 | 529.6 | 67.1563 | 100.9175 | 350.7342 | 1.4144 | 16.6705 | 261.6204 | 4198.1221
2032 | 694.6851 | 2194.9155 | 551.4145 | 66.0725 | 100.9175 | 350.7356 | 1.4144 | 16.6776 | 261.679 | 4183.6642
2034 | 593.5013 | 2218.7519 | 608.5642 | 65.828 | 108.9607 | 351.9472 | 1.4144 | 16.6862 | 261.763 | 4173.1391
2036 | 516.1672 | 2224.19 | 659.9881 | 65.0686 | 117.6563 | 351.9504 | 1.4144 | 16.6936 | 262.2312 | 4163.2969
2038 | 447.7809 | 2225.3339 | 712.1733 | 64.3526 | 117.6563 | 351.9545 | 1.4144 | 16.6996 | 264.8699 | 4153.7932
2040 | 447.7809 | 2225.8095 | 705.8501 | 63.8367 | 117.6563 | 351.9651 | 1.4144 | 16.7067 | 264.9621 | 4147.2619
2042 | 447.7809 | 2226.0829 | 699.192 | 63.5479 | 117.6563 | 351.9692 | 1.4144 | 16.7129 | 265.3417 | 4141.5709
2044 | 447.7809 | 2226.297 | 694.8973 | 63.2901 | 117.6563 | 351.9737 | 1.4144 | 16.72 | 265.4215 | 4137.7004
2046 | 447.7809 | 2226.5828 | 692.2664 | 63.0316 | 117.6563 | 351.9783 | 1.4144 | 16.7271 | 265.5007 | 4134.4744
2048 | 447.7809 | 2226.828 | 688.8625 | 62.7804 | 117.6563 | 351.9828 | 1.4144 | 16.734 | 265.582 | 4130.9694
2050 | 447.7809 | 2226.9737 | 684.6209 | 62.5379 | 117.6563 | 351.9872 | 1.4144 | 16.7727 | 265.6291 | 4126.5673

## Fig. 2-2 (Fig. ES-3)
(a) Capacity mix in 2050
Installed Capacity
GW | Nuclear | Coal | Cofire Coal | Natural Gas | Cofire Biomass | Ded. Biomass | Geothermal | Hydropower | CSP | Utility PV | Rooftop PV | Onshore Wind | Offshore Wind | Storage
BV
Baseline | 56.6451 | 274.7467 | 25.4512 | 394.7781 | 4.4914 | 4.853 | 15.8011 | 78.8322 | 0.44619 | 8.3703 | 0 | 79.9691 | 2.663 | 27.6975
30% RE | 56.6451 | 168.1286 | 113.9332 | 361.9871 | 20.1059 | 5.0365 | 22.4733 | 79.55 | 0.44929 | 10.7762 | 58.4396 | 132.7519 | 5.6754 | 30.8651
40% RE | 56.6451 | 106.5563 | 156.3191 | 337.8974 | 27.5857 | 7.4405 | 23.8042 | 88.9585 | 0.5382 | 20.6108 | 63.7523 | 196.5889 | 22.215 | 41.9434
50% RE | 56.6451 | 81.3722 | 146.9399 | 320.4879 | 25.9306 | 16.1864 | 23.9925 | 93.9818 | 4.9297 | 48.6156 | 69.065 | 251.8238 | 49.5221 | 60.1255
60% RE | 56.6451 | 59.9777 | 127.2464 | 307.9547 | 22.4552 | 40.4393 | 23.9925 | 96.6663 | 17.3007 | 54.0801 | 74.3777 | 276.9269 | 76.8407 | 74.2383
70% RE | 56.6451 | 44.3293 | 96.9713 | 285.1774 | 17.1126 | 67.0999 | 23.9925 | 106.963 | 25.3358 | 60.4404 | 79.6904 | 306.418 | 103.9823 | 103.277
80% RE | 56.6451 | 14.3563 | 72.9252 | 266.2383 | 12.8691 | 82.1281 | 24.0932 | 114.0992 | 56.4638 | 83.1221 | 85.0031 | 348.9485 | 111.9928 | 122.2464
90% RE | 56.6451 | 3.1697 | 43.7264 | 234.8139 | 7.7164 | 88.8554 | 24.0932 | 129.7636 | 101.6669 | 96.7483 | 90.3158 | 397.6892 | 119.3833 | 142.4184
(b) Generation mix in 2050
% of Total Generated Electricity
| Nuclear | Coal | Natural Gas | Biomass | Geothermal | Hydropower | CSP | PV | Wind
Baseline | 0.10721 | 0.53317 | 0.16426 | 0.014973 | 0.028169 | 0.084272 | 0.00033863 | 0.0040157 | 0.063596
30% RE | 0.10674 | 0.49224 | 0.096531 | 0.044726 | 0.039891 | 0.084912 | 0.00034107 | 0.024332 | 0.11028
40% RE | 0.10613 | 0.42897 | 0.05868 | 0.06132 | 0.042012 | 0.094847 | 0.00045361 | 0.030963 | 0.17662
50% RE | 0.10542 | 0.34389 | 0.041916 | 0.071152 | 0.042058 | 0.099108 | 0.0059194 | 0.045863 | 0.24468 | [5 empty] | Figure 2-2. Installed capacity and generation in 2050 as renewable electricity increases under RE-ITI assumptions
60% RE | 0.10078 | 0.25683 | 0.033554 | 0.10482 | 0.041912 | 0.1014 | 0.021124 | 0.049976 | 0.2896 | [5 empty] | (a) Capacity mix in 2050 (b) Generation mix in 2050
70% RE | 0.09804 | 0.16546 | 0.027901 | 0.13828 | 0.041516 | 0.10931 | 0.030517 | 0.054 | 0.33498
80% RE | 0.080238 | 0.086819 | 0.02568 | 0.15198 | 0.041089 | 0.11364 | 0.065983 | 0.064437 | 0.37013 | [5 empty] | Figure ES-3. Installed capacity and generation in 2050 as renewable electricity levels increase (low-demand, RE-ITI technology improvement)
90% RE | 0.047358 | 0.029327 | 0.018585 | 0.14806 | 0.040142 | 0.12481 | 0.11576 | 0.07066 | 0.4053 | [5 empty] | (a) Capacity mix in 2050 for the exploratory scenarios (b) Generation mix in 2050 for the exploratory scenarios

## Fig. 2-3
(a) Capacity mix in 2050
Installed Capacity
GW | Nuclear | Coal | Cofire Coal | Natural Gas | Cofire Biomass | Ded. Biomass | Geothermal | Hydropower | CSP | Utility PV | Rooftop PV | Onshore Wind | Offshore Wind | Storage
Tech Team
Baseline | 56.6451 | 288.8799 | 10.496 | 377.9637 | 1.8522 | 5.3224 | 15.1903 | 78.502 | 5.2275 | 23.567 | 0 | 128.4667 | 0.71321 | 27.2574
30% RE | 56.6451 | 268.1749 | 26.3856 | 351.7066 | 4.6563 | 5.5375 | 15.8011 | 78.6329 | 10.9285 | 18.9924 | 58.4396 | 159.3848 | 2.6579 | 31.0072
40% RE | 56.6451 | 209.585 | 60.3706 | 327.0912 | 10.6536 | 6.8557 | 15.8011 | 78.7751 | 27.9677 | 36.6247 | 63.7523 | 213.5353 | 12.6487 | 40.2772
50% RE | 56.6451 | 142.5319 | 85.0687 | 315.6783 | 15.0121 | 14.6486 | 17.7475 | 79.0996 | 42.8561 | 54.2698 | 69.065 | 258.0624 | 26.5174 | 53.1108
60% RE | 56.6451 | 99.6471 | 84.8237 | 294.2175 | 14.9689 | 30.4118 | 22.0578 | 79.3642 | 66.5099 | 67.1866 | 74.3777 | 282.9813 | 42.7614 | 65.8823
70% RE | 56.6451 | 59.5968 | 81.7968 | 269.2187 | 14.4347 | 59.0573 | 23.8042 | 80.4207 | 94.4002 | 72.9428 | 79.6904 | 305.2555 | 43.3046 | 75.5663
80% RE | 56.6451 | 28.4818 | 62.3727 | 239.6744 | 11.0069 | 83.0645 | 23.8042 | 80.9453 | 125.7235 | 85.8879 | 85.0031 | 329.9692 | 55.8336 | 100.0897
90% RE | 56.6451 | 10.3594 | 29.6475 | 207.0838 | 5.2319 | 103.6792 | 23.8042 | 82.7165 | 177.8543 | 100.5908 | 90.3158 | 352.5469 | 60.4858 | 114.3946
(b) Generation mix in 2050
% of Total Generated Electricity
| Nuclear | Coal | Natural Gas | Biomass | Geothermal | Hydropower | CSP | PV | Wind
BV
Baseline | 0.10721 | 0.53317 | 0.16426 | 0.014973 | 0.028169 | 0.084272 | 0.00033863 | 0.0040157 | 0.063596
30% RE | 0.10674 | 0.49224 | 0.096531 | 0.044726 | 0.039891 | 0.084912 | 0.00034107 | 0.024332 | 0.11028
40% RE | 0.10613 | 0.42897 | 0.05868 | 0.06132 | 0.042012 | 0.094847 | 0.00045361 | 0.030963 | 0.17662
50% RE | 0.10542 | 0.34389 | 0.041916 | 0.071152 | 0.042058 | 0.099108 | 0.0059194 | 0.045863 | 0.24468 | [5 empty] | Figure 2-3. Installed capacity and generation in 2050 as renewable electricity increases under RE-ETI assumptions
60% RE | 0.10078 | 0.25683 | 0.033554 | 0.10482 | 0.041912 | 0.1014 | 0.021124 | 0.049976 | 0.2896 | [5 empty] | (a) Capacity mix in 2050 (b) Generation mix in 2050
70% RE | 0.09804 | 0.16546 | 0.027901 | 0.13828 | 0.041516 | 0.10931 | 0.030517 | 0.054 | 0.33498
80% RE | 0.080238 | 0.086819 | 0.02568 | 0.15198 | 0.041089 | 0.11364 | 0.065983 | 0.064437 | 0.37013
90% RE | 0.047358 | 0.029327 | 0.018585 | 0.14806 | 0.040142 | 0.12481 | 0.11576 | 0.07066 | 0.4053

## Fig. 2-4 (Fig. A-15)
(a) CO2 emissions
GHG Emissions
MMT CO2e | 2010 | 2012 | 2014 | 2016 | 2018 | 2020 | 2022 | 2024 | 2026 | 2028 | 2030 | 2032 | 2034 | 2036 | 2038 | 2040 | 2042 | 2044 | 2046 | 2048 | 2050
Baseline | 2159.0804 | 2255.8626 | 2263.3594 | 2262.3313 | 2268.2878 | 2276.4035 | 2259.132 | 2268.2702 | 2263.079 | 2254.3843 | 2265.7605 | 2298.6691 | 2341.4395 | 2364.5248 | 2384.2657 | 2382.1759 | 2378.9574 | 2377.0901 | 2376.3141 | 2375.2163 | 2373.1835
30% RE | 2153.601 | 2247.6279 | 2256.4189 | 2253.2328 | 2256.8857 | 2263.5541 | 2241.7183 | 2250.8207 | 2228.5341 | 2199.6854 | 2193.2368 | 2200.5036 | 2224.8889 | 2237.82 | 2245.4834 | 2226.8545 | 2204.6766 | 2185.0875 | 2165.5205 | 2141.1414 | 2115.9382
40% RE | 2153.6006 | 2247.5899 | 2251.3879 | 2242.1224 | 2235.1139 | 2226.252 | 2177.5228 | 2142.8793 | 2094.4335 | 2049.5491 | 2027.1078 | 2023.1768 | 2040.0904 | 2044.4695 | 2046.7755 | 2009.6879 | 1972.1133 | 1936.3119 | 1898.8956 | 1857.2689 | 1810.6953
50% RE | 2153.6001 | 2247.5745 | 2228.7337 | 2203.2142 | 2179.9462 | 2152.5327 | 2070.1797 | 2020.4727 | 1960.1608 | 1890.4063 | 1848.8694 | 1829.2035 | 1836.5641 | 1831.5181 | 1822.5012 | 1771.2121 | 1715.1556 | 1652.43 | 1586.4807 | 1517.6023 | 1447.284
60% RE | 2153.5996 | 2237.1142 | 2199.5702 | 2160.1952 | 2110.5751 | 2067.7705 | 1964.0547 | 1894.9113 | 1814.3464 | 1725.7415 | 1675.3432 | 1644.9927 | 1639.8514 | 1619.3949 | 1589.7576 | 1512.6586 | 1427.3116 | 1340.2316 | 1251.9921 | 1167.8711 | 1080.0284
70% RE | 2153.5996 | 2225.7808 | 2169.7361 | 2110.1862 | 2045.352 | 1982.1675 | 1850.6462 | 1770.0937 | 1670.0846 | 1573.3061 | 1499.997 | 1449.1171 | 1426.9011 | 1385.032 | 1339.2222 | 1238.44 | 1134.1729 | 1032.4218 | 924.6219 | 813.2889 | 701.7211
80% RE | 2153.599 | 2208.3533 | 2141.1762 | 2060.3293 | 1973.8034 | 1889.7999 | 1746.4062 | 1646.8936 | 1539.1365 | 1417.6104 | 1323.7737 | 1251.0593 | 1207.0361 | 1147.8782 | 1083.4871 | 965.0642 | 841.5991 | 714.2025 | 594.8818 | 477.867 | 378.2383
90% RE | 2153.5986 | 2191.8574 | 2104.5037 | 2008.7187 | 1900.7119 | 1802.8435 | 1653.7742 | 1537.0521 | 1402.5225 | 1258.3265 | 1140.6955 | 1048.3949 | 995.3972 | 914.6779 | 828.6019 | 692.5252 | 558.1946 | 445.807 | 325.197 | 209.5678 | 126.759
(b) CO2 emissions as proportion of baseline
% Reduction From Baseline
30% RE | -0.2538% | -0.365% | -0.3066% | -0.4022% | -0.5027% | -0.5645% | -0.7708% | -0.7693% | -1.526% | -2.426% | -3.201% | -4.271% | -4.978% | -5.359% | -5.821% | -6.52% | -7.326% | -8.077% | -8.871% | -9.855% | -10.84%
40% RE | -0.2538% | -0.3667% | -0.5289% | -0.8933% | -1.463% | -2.203% | -3.612% | -5.528% | -7.452% | -9.086% | -10.53% | -11.98% | -12.87% | -13.54% | -14.15% | -15.64% | -17.1% | -18.54% | -20.09% | -21.81% | -23.7%
50% RE | -0.2538% | -0.3674% | -1.53% | -2.613% | -3.895% | -5.442% | -8.364% | -10.92% | -13.39% | -16.15% | -18.4% | -20.42% | -21.56% | -22.54% | -23.56% | -25.65% | -27.9% | -30.49% | -33.24% | -36.11% | -39.02%
60% RE | -0.2538% | -0.8311% | -2.818% | -4.515% | -6.953% | -9.165% | -13.06% | -16.46% | -19.83% | -23.45% | -26.06% | -28.44% | -29.96% | -31.51% | -33.32% | -36.5% | -40% | -43.62% | -47.31% | -50.83% | -54.49% | Figure 2-4. Annual combustion-only carbon dioxide emissions decrease as renewable electricity levels increase
70% RE | -0.2538% | -1.333% | -4.136% | -6.725% | -9.828% | -12.93% | -18.08% | -21.96% | -26.2% | -30.21% | -33.8% | -36.96% | -39.06% | -41.42% | -43.83% | -48.01% | -52.32% | -56.57% | -61.09% | -65.76% | -70.43% | (a) CO2 emissions (b) CO2 emissions as proportion of baseline
80% RE | -0.2539% | -2.106% | -5.398% | -8.929% | -12.98% | -16.98% | -22.7% | -27.39% | -31.99% | -37.12% | -41.57% | -45.57% | -48.45% | -51.45% | -54.56% | -59.49% | -64.62% | -69.95% | -74.97% | -79.88% | -84.06%
90% RE | -0.2539% | -2.837% | -7.019% | -11.21% | -16.2% | -20.8% | -26.8% | -32.24% | -38.03% | -44.18% | -49.66% | -54.39% | -57.49% | -61.32% | -65.25% | -70.93% | -76.54% | -81.25% | -86.32% | -91.18% | -94.66% | Figure A-15. Annual combustion-only carbon dioxide emissions as renewable electricity levels increase
(a) Annual direct-combustion CO2 emissions (b) CO2 emissions as a proportion of the Low-Demand Baseline scenario

## Fig. 2-5 (Fig. ES-8)
| (a) New transmission capacity by 2050, and average annual investments from 2010–2050 |  | (b) Transmission and distribution losses as a percentage of electricity demand in 2050
| Million MW-Miles | MW
BV | 2011-2050 Total New Transmission | New Intertie | % of Annual End-use Demand
Baseline | 5.0894 | 6205.0935 | 6.348%
30% RE | 11.3196 | 6575.0802 | 6.583%
40% RE | 24.361 | 8166.495 | 6.861%
50% RE | 37.0461 | 9363.0586 | 7.009%
60% RE | 45.0621 | 10551.819 | 7.057%
70% RE | 69.0854 | 22443.8591 | 7.53%
80% RE | 118.6667 | 50333.0321 | 8.571%
90% RE | 197.1645 | 85044.8293 | 10.13%
Figure 2-5. New transmission capacity, investment, and losses as renewable electricity levels increase
(a) New transmission capacity by 2050, and average annual investments from 2010–2050
(b) Transmission and distribution losses as a percentage of electricity demand in 2050
Figure ES-8. New transmission capacity requirements in the baseline and exploratory scenarios

## Fig. 2-6
| (a) Installed capacity and non-variable generation in 2050 |  |  |  |  | (b) 2050 Contribution to planning reserve requirement by technology
| Installed Capacity |  |  |  |  | Contribution to Resource Adequacy Requirement
GW | Storage | Fossil & Nuclear | Non-variable RE | Variable RE | Dispatchable Generation | Storage | Fossil & Nuclear | Non-variable RE | Variable RE | Total | Peak Demand | Planning Reserve Requirement | Reserve Margin
BV
Baseline | 27.6975 | 751.6211 | 104.4239 | 91.0024 | 3894.4215 | 27.6975 | 751.6211 | 114.2985 | 12.6791 | 906.2962 | 781.37 | 900 | 0.15182
30% RE | 30.8651 | 700.6941 | 127.6149 | 207.6432 | 3630.2053 | 30.8651 | 700.6941 | 137.267 | 35.7488 | 904.5749 | 781.37 | 900 | 0.15182
40% RE | 41.9434 | 657.4179 | 148.327 | 303.167 | 3343.191 | 41.9434 | 657.4179 | 154.3945 | 48.2847 | 902.0405 | 781.37 | 900 | 0.15182
50% RE | 60.1255 | 605.445 | 165.021 | 419.0264 | 3013.5797 | 60.1255 | 605.445 | 168.6789 | 66.7255 | 900.9749 | 781.37 | 900 | 0.15182
60% RE | 74.2383 | 551.8239 | 200.854 | 482.2253 | 2815.0505 | 74.2383 | 551.8239 | 203.1503 | 72.1118 | 901.3244 | 781.37 | 900 | 0.15182
70% RE | 103.277 | 483.123 | 240.5038 | 550.5311 | 2629.3393 | 103.277 | 483.123 | 237.2496 | 77.9402 | 901.5897 | 781.37 | 900 | 0.15182
80% RE | 122.2464 | 410.1649 | 289.6535 | 629.0664 | 2468.7226 | 122.2464 | 410.1649 | 282.401 | 88.4109 | 903.2232 | 781.37 | 900 | 0.15182
90% RE | 142.4184 | 338.3552 | 352.0957 | 704.1366 | 2342.0358 | 142.4184 | 338.3552 | 337.2255 | 95.368 | 913.3672 | 781.37 | 900 | 0.15182
Figure 2-6. Installed capacity and planning reserve contributions in 2050 as renewable electricity levels increase
(a) Installed capacity and non-variable generation in 2050 (b) 2050 Contribution to planning reserve requirement by technology

## Fig. 2-7 (Fig. ES-7)
GW | (a) 2050 operating reserve requirement during the summer peak by reserve type |  |  | (b) 2050 contributions toward total operating reserve requirement by technology type
Total Operating Reserves | Contingency | Frequency | Forecast Error | Interruptible Load | Generators | Storage | Total
BV
Baseline | 44.7442 | 11.186 | 5.9237 | 27.8745 | 29.8647 | 4.1147 | 61.8539
30% RE | 44.7442 | 11.186 | 13.7232 | 32.8318 | 29.7209 | 7.1007 | 69.6533
40% RE | 44.7442 | 11.186 | 19.6325 | 33.5601 | 32.9984 | 9.3757 | 75.9341
50% RE | 44.7442 | 11.186 | 28.0827 | 36.1309 | 33.4938 | 14.8898 | 84.5145
60% RE | 44.7442 | 11.186 | 31.7918 | 36.2962 | 36.1501 | 15.8269 | 88.2731
70% RE | 44.7442 | 11.186 | 36.5442 | 36.8988 | 39.3944 | 16.5954 | 92.8886
80% RE | 44.7442 | 11.186 | 40.0023 | 37.9303 | 40.7813 | 18.8493 | 97.5609
90% RE | 44.7442 | 11.186 | 44.6007 | 35.9871 | 42.3097 | 28.7467 | 107.0436
Figure 2-7. Operating reserves as renewable energy levels increase
(a) 2050 operating reserve requirement during the summer peak by reserve type
(b) 2050 contributions toward total operating reserve requirement by technology type
Figure ES-7. Operating reserves as renewable electricity levels increase
(a) 2050 operating reserve requirement during the summer peak by reserve type
(b) 2050 contributions toward total operating reserve requirement by technology type

## Fig. 2-8
| (a) Curtailed electricity in 2050 |  | (b) Storage capacity in 2050
Curtailment | TWh |  | GW
| Curtailed Electricity | % of Variable Generation Curtailed | 2050 Storage | % of Total Generated Electricity
BV
Baseline | 5.0053 | 1.772% | 27.6975 | 6.761%
30% RE | 13.4062 | 2.374% | 30.8651 | 13.46%
40% RE | 25.1884 | 2.876% | 41.9434 | 20.76%
50% RE | 46.611 | 3.777% | 60.1255 | 29.05%
60% RE | 60.6166 | 4.188% | 74.2383 | 33.96%
70% RE | 82.4689 | 4.927% | 103.277 | 38.9%
80% RE | 105.6798 | 5.57% | 122.2464 | 43.46%
90% RE | 148.7128 | 6.991% | 142.4184 | 47.6%
Figure 2-8. Curtailment and storage capacity as renewable energy levels increase
(a) Curtailed electricity in 2050 (b) Storage capacity in 2050

## Fig. 2-9
(a) Low-Demand Baseline scenario – 2050 dispatch by time slice
|  | Night | Morning | Afternoon | Peak | Evening | Night | Morning | Afternoon | Evening | Night | Morning | Afternoon | Evening | Night | Morning | Afternoon | Evening
|  | Summer Night | Summer Morn | Summer Aftn | Summer Peak | Summer Eve | Fall Night | Fall Morn | Fall Aftn | Fall Eve | Winter Night | Winter Morn | Winter Aftn | Winter Eve | Spring Night | Spring Morn | Spring Aftn | Spring Eve
| GW | H1 | H2 | H3 | H17 | H4 | H5 | H6 | H7 | H8 | H9 | H10 | H11 | H12 | H13 | H14 | H15 | H16
| Nuclear | 54.3793 | 54.3793 | 54.3793 | 54.3793 | 54.3793 | 50.017 | 50.017 | 50.017 | 50.017 | 50.017 | 50.017 | 50.017 | 50.017 | 50.017 | 50.017 | 50.017 | 50.017
| Geothermal | 13.7628 | 13.7628 | 13.7628 | 13.7628 | 13.7628 | 13.3193 | 13.3193 | 13.3193 | 13.3193 | 13.3193 | 13.3193 | 13.3193 | 13.3193 | 13.3193 | 13.3193 | 13.3193 | 13.3193
| Biopower | 4.5215 | 4.5255 | 4.5255 | 4.5255 | 4.5255 | 4.0014 | 4.1558 | 3.9719 | 4.0308 | 4.0808 | 4.1402 | 4.1558 | 4.1558 | 3.9731 | 3.9883 | 3.99 | 3.9933
| Coal | 257.0827 | 257.5819 | 257.9421 | 258.069 | 257.884 | 222.8137 | 223.2326 | 223.4194 | 223.3778 | 223.035 | 223.3542 | 223.3542 | 223.3761 | 222.829 | 223.2026 | 223.2625 | 223.2891
| Cofire | 27.8466 | 27.8466 | 27.8466 | 27.8466 | 27.8466 | 24.4958 | 24.4958 | 24.4958 | 24.4958 | 24.4958 | 24.4958 | 24.4958 | 24.4958 | 24.4958 | 24.4958 | 24.4958 | 24.4958
| Natural Gas | 70.2937 | 119.6438 | 184.6436 | 260.3536 | 152.5834 | 39.6424 | 89.8371 | 127.6359 | 108.797 | 43.477 | 71.929 | 69.1067 | 83.7233 | 19.902 | 49.9419 | 73.7822 | 71.9793
| Hydropower | 27.4414 | 35.5986 | 54.9813 | 83.8439 | 73.1401 | 17.2117 | 26.7211 | 54.7869 | 55.9843 | 24.0294 | 42.782 | 41.3517 | 51.2824 | 23.9731 | 46.6564 | 52.5965 | 58.5012
| CSP | 0.043926 | 0.39385 | 0.42899 | 0.42899 | 0.13707 | 0 | 0.30307 | 0.35851 | 0.096193 | 0 | 0.13351 | 0.1355 | 0.096193 | 0.022595 | 0.3433 | 0.38199 | 0.10455
| PV | 0.086042 | 4.4638 | 4.7605 | 4.7605 | 0.99113 | 0.0014629 | 3.727 | 4.0726 | 0.32979 | 0 | 2.6609 | 3.2886 | 0.15462 | 0.044382 | 4.4199 | 4.8385 | 0.81373
| Wind | 26.4637 | 18.0931 | 20.4016 | 20.4016 | 23.6641 | 31.7794 | 25.3656 | 25.5015 | 28.3754 | 38.4514 | 34.2725 | 32.6197 | 34.8696 | 36.284 | 29.5919 | 31.3046 | 33.3185
| Storage Out | 0 | 0 | 26.5747 | 22.5844 | 14.4422 | 0 | 0.025151 | 0.99863 | 0 | 0 | 0.0014361 | 0 | 0.0020105 | 0 | 0 | 0 | 0 | Figure 2-9. Dispatch stacks for Low-Demand Baseline, 60% RE, and 90% RE scenarios
| Storage In | -22.0457 | -4.2366 | 0 | 0 | 0 | -0.62414 | 0 | -0.035211 | 0 | -0.0020105 | 0 | 0 | 0 | 0 | 0 | 0 | 0 | (a) Low-Demand Baseline scenario – 2050 dispatch by time slice
| Demand | 452.9327 | 527.2975 | 644.9523 | 745.7359 | 618.8439 | 395.2594 | 456.34 | 523.0068 | 504.7894 | 415.7369 | 462.5515 | 457.2209 | 481.3521 | 388.5543 | 440.8688 | 472.6411 | 475.0298
(b) 60% RE scenario – 2050 dispatch by time slice
|  | Summer Night | Summer Morn | Summer Aftn | Summer Peak | Summer Eve | Fall Night | Fall Morn | Fall Aftn | Fall Eve | Winter Night | Winter Morn | Winter Aftn | Winter Eve | Spring Night | Spring Morn | Spring Aftn | Spring Eve
| GW | H1 | H2 | H3 | H17 | H4 | H5 | H6 | H7 | H8 | H9 | H10 | H11 | H12 | H13 | H14 | H15 | H16
| Nuclear | 54.3793 | 54.3793 | 54.3793 | 54.3793 | 54.3793 | 50.017 | 50.017 | 50.017 | 50.017 | 50.017 | 50.017 | 50.017 | 50.017 | 41.7787 | 41.7787 | 41.7787 | 41.7787
| Geothermal | 20.8975 | 20.8975 | 20.8975 | 20.8975 | 20.8975 | 20.2241 | 20.2241 | 20.2241 | 20.2241 | 20.2241 | 20.2241 | 20.2241 | 20.2241 | 20.2241 | 20.2241 | 20.2241 | 20.2241
| Biopower | 36.909 | 36.909 | 36.909 | 36.909 | 36.909 | 33.2488 | 33.2488 | 33.208 | 33.2488 | 33.2371 | 33.2488 | 33.2371 | 33.2488 | 33.2371 | 33.2488 | 33.2488 | 33.2488
| Coal | 56.3685 | 56.3685 | 56.3685 | 56.3685 | 56.3685 | 20.3926 | 37.1745 | 46.9553 | 47.5084 | 13.7981 | 19.0345 | 19.0345 | 27.4614 | 6.8427 | 10.3732 | 16.4939 | 22.0366
| Cofire | 139.2225 | 139.2225 | 139.2225 | 139.2225 | 139.2225 | 109.3574 | 118.0802 | 119.9644 | 120.2482 | 97.2793 | 101.512 | 101.512 | 104.8726 | 89.3706 | 99.2873 | 101.8942 | 105.5414
| Natural Gas | 15.4911 | 34.4824 | 81.1851 | 146.137 | 87.0678 | 0.3131 | 2.6727 | 26.1484 | 27.5179 | 0.3131 | 0.3131 | 0.3131 | 10.4787 | 0.3131 | 0.3131 | 4.0815 | 12.6396
| Hydropower | 38.8247 | 49.9373 | 66.7565 | 89.6819 | 75.1767 | 29.0443 | 34.2648 | 51.3421 | 65.647 | 33.5678 | 52.8818 | 44.7894 | 61.3262 | 38.0949 | 52.5559 | 59.9666 | 67.7813
| CSP | 9.018 | 11.3018 | 17.2835 | 17.2835 | 16.9916 | 5.9339 | 7.4753 | 16.6664 | 16.9507 | 6.1111 | 3.7939 | 4.654 | 16.9507 | 12.8198 | 6.9569 | 9.3772 | 16.9591
| PV | 0.42119 | 57.9133 | 62.3498 | 62.3498 | 9.0141 | 0.0024942 | 49.3192 | 51.1365 | 2.882 | 0 | 35.8344 | 41.8476 | 1.4439 | 0.20622 | 56.6346 | 62.3211 | 7.1688
| Wind | 117.968 | 85.3389 | 93.4208 | 93.4208 | 106.2212 | 143.1627 | 118.2273 | 118.4546 | 129.0676 | 178.9925 | 161.2187 | 155.1394 | 164.3201 | 167.1594 | 142.2538 | 148.4813 | 154.8002
| Storage Out | 0 | 0 | 24.9756 | 37.4863 | 23.9336 | 0 | 0.056166 | 0.88271 | 0.36531 | 0.049752 | 0.70232 | 0.093977 | 2.0929 | 0.19139 | 0.21748 | 0.73506 | 2.3115
| Storage In | -26.667 | -2.2378 | 0 | 0 | 0 | -0.68152 | -0.12817 | -0.12519 | 0 | -1.6629 | -0.13193 | -0.38104 | 0 | -1.477 | -0.66965 | -0.40423 | 0 | (b) 60% RE scenario – 2050 dispatch by time slice
| Demand | 449.1238 | 531.444 | 645.1518 | 745.9354 | 618.9734 | 394.3064 | 456.8736 | 523.3268 | 505.3112 | 414.7974 | 462.803 | 456.5742 | 483.0206 | 386.8748 | 441.2725 | 478.024 | 472.8455
(c) 90% RE scenario – 2050 dispatch by time slice
|  | Summer Night | Summer Morn | Summer Aftn | Summer Peak | Summer Eve | Fall Night | Fall Morn | Fall Aftn | Fall Eve | Winter Night | Winter Morn | Winter Aftn | Winter Eve | Spring Night | Spring Morn | Spring Aftn | Spring Eve
| GW | H1 | H2 | H3 | H17 | H4 | H5 | H6 | H7 | H8 | H9 | H10 | H11 | H12 | H13 | H14 | H15 | H16
| Nuclear | 50.0621 | 50.0621 | 50.0621 | 51.4343 | 50.0621 | 30.2601 | 30.2601 | 35.0252 | 31.0905 | 16.7834 | 16.7834 | 16.9302 | 18.1242 | 0.68631 | 0.68631 | 5.2069 | 7.106
| Geothermal | 20.9852 | 20.9852 | 20.9852 | 20.9852 | 20.9852 | 20.309 | 20.309 | 20.309 | 20.309 | 20.309 | 20.309 | 20.309 | 20.309 | 20.309 | 20.309 | 20.309 | 20.309
| Biopower | 80.9677 | 80.9677 | 80.9677 | 80.9677 | 80.9677 | 72.8306 | 72.8306 | 72.8222 | 72.8306 | 72.8306 | 72.8306 | 72.8306 | 72.8306 | 65.3142 | 65.4184 | 65.2108 | 66.5832
| Coal | 2.9736 | 2.9736 | 2.9736 | 2.9736 | 2.9736 | 0.55265 | 0.55265 | 1.0862 | 1.0862 | 0.09848 | 0.09848 | 0.09848 | 0.19696 | 0 | 0 | 0 | 0
| Cofire | 47.8401 | 47.8401 | 47.8406 | 47.8406 | 47.8406 | 18.7936 | 23.844 | 31.1146 | 34.5954 | 0.14595 | 0.14595 | 0.14595 | 0.36487 | 0 | 0 | 0 | 2.3726
| Natural Gas | 6.8402 | 16.2255 | 65.1059 | 113.1182 | 70.8586 | 0.34636 | 0.34636 | 1.9602 | 4.4152 | 0.34636 | 0.3864 | 0.3528 | 1.7025 | 0.34636 | 0.34636 | 0.38953 | 3.7215
| Hydropower | 56.538 | 66.4838 | 78.0914 | 100.2748 | 91.1351 | 42.2923 | 47.4871 | 60.5651 | 76.0493 | 52.4029 | 60.4763 | 58.7221 | 75.7551 | 56.0976 | 66.187 | 68.8001 | 84.6916
| CSP | 46.7353 | 69.069 | 93.881 | 101.6194 | 99.081 | 37.3522 | 49.7935 | 81.1408 | 92.4637 | 30.2086 | 42.4185 | 36.2491 | 72.7449 | 62.883 | 58.1228 | 66.0032 | 80.1861
| PV | 0.60685 | 85.195 | 92.1106 | 92.1106 | 14.1395 | 0.0031748 | 72.0155 | 76.096 | 4.6859 | 0 | 52.5801 | 62.8373 | 2.4416 | 0.28913 | 83.4683 | 92.8847 | 11.7095
| Wind | 171.5589 | 123.4431 | 136.9753 | 136.9753 | 156.0514 | 209.8729 | 173.1285 | 174.5822 | 190.9411 | 264.1348 | 238.7742 | 229.1856 | 243.234 | 243.2848 | 206.5162 | 216.9474 | 226.5484
| Storage Out | 0 | 0 | 2.1587 | 18.8943 | 7.4615 | 0.031364 | 0.1378 | 0.32028 | 2.3581 | 0.56577 | 1.1573 | 1.1389 | 5.927 | 0.41512 | 0.91638 | 0.89898 | 9.762
| Storage In | -8.0073 | -0.073299 | -0.0043711 | 0 | 0 | -1.124 | -0.24328 | -0.83505 | 0 | -3.1375 | -1.5676 | -2.1695 | -0.28372 | -6.4565 | -1.2582 | -2.6359 | 0 | (c) 90% RE scenario – 2050 dispatch by time slice
| Demand | 447.0147 | 533.4002 | 645.2902 | 746.0737 | 619.4987 | 396.6199 | 455.2041 | 521.705 | 505.2442 | 411.5368 | 463.7227 | 460.3445 | 483.9336 | 382.74 | 444.0097 | 476.9705 | 476.4718

## Fig. 3-2
(a) Capacity expansion, 2010–2050
Installed Capacity
GW | Nuclear | Coal | Cofire Coal | Natural Gas | Cofire Biomass | Ded. Biomass | Geothermal | Hydropower | CSP | Utility PV | Distributed PV | Onshore Wind | Offshore Shallow Wind | Storage
2010 | 99.988 | 308.7679 | 0 | 392.8122 | 0 | 4.6199 | 2.4486 | 78.4493 | 0.44619 | 0 | 0.3479 | 39.1883 | 0 | 20.4647
2012 | 99.988 | 305.8879 | 2.448 | 386.138 | 0.432 | 4.6539 | 3.0486 | 78.7928 | 0.44619 | 2.0575 | 1.6849 | 73.1168 | 0 | 20.4907
2014 | 99.988 | 302.1237 | 5.6476 | 387.9921 | 0.99663 | 5.4421 | 4.3986 | 80.2328 | 0.44619 | 6.6868 | 4.0362 | 106.1194 | 0 | 22.3863
2016 | 99.988 | 297.421 | 9.6449 | 382.5246 | 1.702 | 5.7946 | 7.4362 | 80.2328 | 0.44619 | 15.3361 | 8.4648 | 128.7457 | 1.0334 | 24.101
2018 | 99.988 | 286.9234 | 18.5678 | 380.6281 | 3.2767 | 6.1808 | 14.2705 | 81.2825 | 0.44619 | 15.9018 | 14.0934 | 147.3705 | 2.9297 | 25.4574
2020 | 99.988 | 271.8069 | 31.4169 | 376.2036 | 5.5442 | 6.1949 | 23.8042 | 81.3674 | 0.44619 | 16.5047 | 18.5934 | 165.0076 | 4.946 | 28.4498
2022 | 99.988 | 223.0752 | 49.9195 | 375.1324 | 8.8093 | 7.6349 | 23.9925 | 82.879 | 0.44619 | 26.5932 | 25.0378 | 184.2321 | 9.0235 | 45.3096
2024 | 99.988 | 177.8579 | 76.573 | 384.6001 | 13.5129 | 9.0577 | 23.9925 | 85.0558 | 0.44619 | 26.9934 | 28.6475 | 210.6258 | 13.0458 | 47.1607
2026 | 99.988 | 125.8242 | 113.6595 | 380.3044 | 20.0576 | 10.7023 | 23.9925 | 88.1904 | 0.44619 | 29.776 | 32.3988 | 224.1264 | 20.4608 | 51.4619
2028 | 99.988 | 115.0018 | 114.8073 | 359.0402 | 20.2601 | 12.055 | 23.9925 | 92.7042 | 0.85086 | 38.1474 | 36.8719 | 238.5532 | 33.5528 | 65.0899
2030 | 95.7366 | 102.5717 | 115.9567 | 345.4395 | 20.463 | 14.1865 | 24.0932 | 95.5411 | 1.4492 | 50.2021 | 41.6554 | 249.5282 | 47.1591 | 76.1612
2032 | 87.8789 | 91.5935 | 116.4338 | 342.7256 | 20.5471 | 17.2557 | 24.0932 | 100.8288 | 2.2901 | 50.2156 | 46.9717 | 265.303 | 58.8243 | 83.3528
2034 | 75.079 | 84.4925 | 115.3138 | 344.4884 | 20.3495 | 21.6754 | 24.0932 | 101.8307 | 3.4984 | 52.55 | 49.3615 | 280.4379 | 72.7386 | 88.903
2036 | 65.2961 | 78.3807 | 113.974 | 340.5035 | 20.1131 | 28.0398 | 24.0932 | 104.011 | 5.2384 | 57.3163 | 52.6029 | 285.444 | 85.0341 | 94.1844 | Figure 3-2. Capacity and generation expansion in the 80% RE-ITI scenario, 2010–2050
2038 | 56.6451 | 71.6228 | 112.1781 | 335.0001 | 19.7961 | 37.2045 | 24.0932 | 104.1393 | 7.744 | 59.9723 | 56.0009 | 290.9628 | 93.4667 | 97.1299 | (a) Capacity expansion, 2010–2050 (b) Generation expansion, 2010–2050
2040 | 56.6451 | 65.2695 | 109.4355 | 320.1816 | 19.3121 | 50.3441 | 24.0932 | 104.1393 | 11.3521 | 60.965 | 60.2418 | 294.0792 | 95.207 | 97.9864
2042 | 56.6451 | 55.5144 | 104.8394 | 312.2543 | 18.5011 | 59.0371 | 24.0932 | 104.5213 | 16.5625 | 63.3315 | 64.7807 | 300.1744 | 103.1752 | 99.1681
2044 | 56.6451 | 44.0212 | 99.7679 | 298.0214 | 17.6061 | 66.9531 | 24.0932 | 108.7973 | 22.9053 | 65.2055 | 69.5451 | 310.9976 | 105.1829 | 107.0803
2046 | 56.6451 | 32.2875 | 93.0119 | 288.9381 | 16.4139 | 72.9064 | 24.0932 | 113.1632 | 30.6313 | 69.2706 | 74.5047 | 322.92 | 109.0369 | 111.2224
2048 | 56.6451 | 21.5516 | 84.3205 | 276.7641 | 14.8801 | 77.7001 | 24.0932 | 113.9559 | 41.7135 | 75.5657 | 79.6612 | 337.1769 | 111.3446 | 118.3187
2050 | 56.6451 | 14.3563 | 72.9252 | 266.2383 | 12.8691 | 82.1281 | 24.0932 | 114.0992 | 56.4638 | 83.1221 | 85.0031 | 348.9485 | 111.9928 | 122.2464
(b) Generation expansion, 2010–2050
Annual Generated Electricity
TWh | Nuclear | Coal | Natural Gas | Biomass | Geothermal | Hydropower | CSP | PV | Wind | Load
2010 | 790.4079 | 1996.734 | 624.9408 | 35.5044 | 18.2328 | 314.704 | 1.4144 | 0.48221 | 103.3665 | 3849.6252
2012 | 790.4079 | 2118.1969 | 469.7414 | 38.9575 | 22.7005 | 322.7724 | 1.4144 | 7.2337 | 229.9315 | 3960.6431
2014 | 790.4079 | 2065.3654 | 436.0414 | 48.9491 | 32.7527 | 325.7768 | 1.4144 | 21.202 | 346.2372 | 4020.7526
2016 | 790.4079 | 1996.4691 | 401.1107 | 56.7642 | 55.3702 | 345.1935 | 1.4144 | 46.0873 | 426.3137 | 4064.8661
2018 | 790.1626 | 1914.0885 | 386.7643 | 71.2462 | 106.2594 | 363.747 | 1.4144 | 55.0012 | 493.3523 | 4124.07
2020 | 790.1626 | 1840.6051 | 359.2716 | 88.1991 | 177.2477 | 364.8063 | 1.4144 | 62.5114 | 561.3064 | 4177.8808
2022 | 790.1626 | 1699.4813 | 372.097 | 123.0113 | 178.65 | 372.0404 | 1.4144 | 92.8268 | 642.9101 | 4200.7484
2024 | 790.1626 | 1606.9108 | 337.1579 | 168.3625 | 178.65 | 382.4597 | 1.4144 | 98.701 | 747.4844 | 4226.6559
2026 | 790.1626 | 1514.2713 | 287.1839 | 226.2573 | 178.65 | 396.9681 | 1.4144 | 109.2988 | 821.8675 | 4228.1994
2028 | 790.1626 | 1406.905 | 240.6699 | 232.533 | 178.65 | 415.4633 | 3.5633 | 132.0191 | 923.3645 | 4214.6379
2030 | 756.4703 | 1323.3435 | 205.0757 | 245.9007 | 179.4002 | 428.1098 | 6.6614 | 161.915 | 1016.549 | 4198.1221
2032 | 692.3956 | 1254.1054 | 188.4217 | 267.3686 | 179.4002 | 449.7876 | 11.1337 | 169.0871 | 1114.9029 | 4183.6642
2034 | 588.4051 | 1207.1069 | 190.2567 | 297.8768 | 179.4002 | 453.6073 | 17.544 | 176.8153 | 1221.894 | 4173.1391
2036 | 507.3918 | 1148.3657 | 182.4052 | 342.033 | 179.4002 | 461.6586 | 26.7192 | 190.38 | 1288.4062 | 4163.2969
2038 | 431.7715 | 1084.17 | 174.4002 | 405.26 | 179.4002 | 462.1973 | 39.9266 | 199.8288 | 1341.8829 | 4153.7932
2040 | 425.6498 | 972.3131 | 148.8306 | 494.6218 | 179.4002 | 462.1973 | 58.9022 | 207.4167 | 1359.6717 | 4147.2619
2042 | 419.0307 | 850.4556 | 133.9263 | 549.5751 | 179.4002 | 463.4539 | 85.8456 | 217.863 | 1412.9165 | 4141.5709
2044 | 416.841 | 723.0374 | 121.2235 | 596.6039 | 179.4002 | 477.177 | 117.987 | 227.6135 | 1457.9649 | 4137.7004
2046 | 402.7381 | 601.3471 | 114.9187 | 627.4019 | 179.4002 | 492.5736 | 156.6339 | 241.5986 | 1514.7383 | 4134.4744
2048 | 384.955 | 480.6885 | 111.2444 | 645.4688 | 179.4002 | 495.5896 | 212.7406 | 259.6876 | 1572.8015 | 4130.9694
2050 | 350.3268 | 379.0615 | 107.9387 | 663.5442 | 179.4002 | 496.1762 | 288.0902 | 281.3365 | 1616.0392 | 4126.5673

## Fig. 3-3
Annual Renewable Capacity Additions
GW/yr | Wind | PV | CSP | Hydropower | Biomass | Geothermal
2010 | 5 | 0.78 | 0 | -0.0506 | 0.267 | 0
2011 | 17.0062 | 1.6972 | 0 | 0.17177 | 0.233 | 0.3
2012 | 17.0062 | 1.6972 | 0 | 0.17177 | 0.233 | 0.3
2013 | 16.5674 | 3.4903 | 0 | 0.72 | 0.67641 | 0.675
2014 | 16.5674 | 3.4903 | 0 | 0.72 | 0.67641 | 0.675
2015 | 11.8608 | 6.539 | 0 | 0 | 0.52894 | 1.5188
2016 | 11.8608 | 6.539 | 0 | 0 | 0.52894 | 1.5188
2017 | 10.3586 | 3.0971 | 0 | 0.52482 | 0.98044 | 3.4172
2018 | 10.3586 | 3.0971 | 0 | 0.52482 | 0.98044 | 3.4172
2019 | 10.217 | 2.5514 | 0 | 0.042443 | 1.1408 | 4.7668
2020 | 10.217 | 2.5514 | 0 | 0.042443 | 1.1408 | 4.7668
2021 | 12.7575 | 8.2665 | 0 | 0.75583 | 2.3526 | 0.094165
2022 | 12.7575 | 8.2665 | 0 | 0.75583 | 2.3526 | 0.094165
2023 | 16.4692 | 2.005 | 0 | 1.0884 | 3.0632 | 0
2024 | 16.4692 | 2.005 | 0 | 1.0884 | 3.0632 | 0
2025 | 12.9473 | 3.267 | 0 | 1.5673 | 4.0947 | 0 | Figure 3-3. Renewable capacity expansion in 80% RE-ITI scenario
2026 | 12.9473 | 3.267 | 0 | 1.5673 | 4.0947 | 0
2027 | 20.6034 | 6.4222 | 0.20233 | 2.2569 | 0.77762 | 0
2028 | 20.6034 | 6.4222 | 0.20233 | 2.2569 | 0.77762 | 0
2029 | 19.5564 | 8.4191 | 0.29915 | 1.4185 | 1.1671 | 0.050375
2030 | 19.5564 | 8.4191 | 0.29915 | 1.4185 | 1.1671 | 0.050375
2031 | 30.7261 | 2.6649 | 0.42046 | 2.6438 | 1.5767 | 0
2032 | 30.7261 | 2.6649 | 0.42046 | 2.6438 | 1.5767 | 0
2033 | 31.0921 | 2.3621 | 0.60417 | 0.50098 | 2.111 | 0
2034 | 31.0921 | 2.3621 | 0.60417 | 0.50098 | 2.111 | 0
2035 | 20.5115 | 4.0038 | 0.87 | 1.0902 | 3.064 | 0
2036 | 20.5115 | 4.0038 | 0.87 | 1.0902 | 3.064 | 0
2037 | 17.3343 | 3.027 | 1.2528 | 0.064154 | 4.4239 | 0
2038 | 17.3343 | 3.027 | 1.2528 | 0.064154 | 4.4239 | 0
2039 | 12.6454 | 2.6168 | 2.564 | 0 | 6.3278 | 0
2040 | 12.6454 | 2.6168 | 2.564 | 0 | 6.3278 | 0
2041 | 19.7892 | 4.4814 | 2.6052 | 0.191 | 3.941 | 0.3
2042 | 19.7892 | 4.4814 | 2.6052 | 0.191 | 3.941 | 0.3
2043 | 22.8846 | 5.6339 | 3.1714 | 2.138 | 3.5105 | 0.675
2044 | 22.8846 | 5.6339 | 3.1714 | 2.138 | 3.5105 | 0.675
2045 | 20.8355 | 8.837 | 3.863 | 2.1829 | 2.3805 | 1.5188
2046 | 20.8355 | 8.837 | 3.863 | 2.1829 | 2.3805 | 1.5188
2047 | 28.8857 | 6.0087 | 5.5411 | 0.39636 | 1.6299 | 3.4172
2048 | 28.8857 | 6.0087 | 5.5411 | 0.39636 | 1.6299 | 3.4172
2049 | 25.7662 | 6.7506 | 7.3751 | 0.071662 | 1.2085 | 4.7668
2050 | 25.7662 | 6.7506 | 7.3751 | 0.071662 | 1.2085 | 4.7668

## Fig. 3-6
(a) Capacity mix in 2050
Installed Capacity
GW | Nuclear | Coal | Cofire Coal | Natural Gas | Cofire Biomass | Ded. Biomass | Geothermal | Hydropower | CSP | Utility PV | Rooftop PV | Onshore Wind | Offshore Wind | Storage
Baseline | 56.6451 | 274.7467 | 25.4512 | 394.7781 | 4.4914 | 4.853 | 15.8011 | 78.8322 | 0.44619 | 8.3703 | 0 | 79.9691 | 2.663 | 27.6975
80% RE-ITI | 56.6451 | 14.3563 | 72.9252 | 266.2383 | 12.8691 | 82.1281 | 24.0932 | 114.0992 | 56.4638 | 83.1221 | 85.0031 | 348.9485 | 111.9928 | 122.2464
80% RE-ETI | 56.6451 | 28.4818 | 62.3727 | 239.6744 | 11.0069 | 83.0645 | 23.8042 | 80.9453 | 125.7235 | 85.8879 | 85.0031 | 329.9692 | 55.8336 | 100.0897
80% RE-NTI | 56.6451 | 14.5562 | 74.1491 | 300.9807 | 13.0851 | 79.5985 | 24.8081 | 173.9933 | 1.0106 | 5.3484 | 85.0031 | 441.2185 | 115.3551 | 142.0988
Constr. Trans. | 56.6451 | 10.9131 | 80.176 | 283.2971 | 14.1487 | 83.7517 | 24.0932 | 124.3994 | 32.6833 | 123.8667 | 170.0062 | 280.3001 | 184.8613 | 128.8213
Constr. Flex. | 56.6451 | 10.1978 | 78.1323 | 257.451 | 13.7881 | 81.2355 | 24.1329 | 124.2797 | 89.3351 | 63.9932 | 85.0031 | 322.3496 | 99.8108 | 151.8313
Constr. Res. | 56.6451 | 23.6357 | 63.9056 | 248.809 | 11.2775 | 40.4158 | 12.3124 | 104.4248 | 120.0915 | 118.498 | 85.0031 | 394.5598 | 103.3134 | 131.2873
(b) Generation mix in 2050
% of Generated Electricity
| Nuclear | Coal | Natural Gas | Biomass | Geothermal | Hydropower | CSP | PV | Wind | Variable Generation |  |  |  |  | Figure 3-6. Capacity and generation in 2050 in the Low-Demand Baseline and core 80% RE scenarios
Baseline | 10.72% | 53.32% | 16.43% | 1.497% | 2.817% | 8.427% | 0.03386% | 0.4016% | 6.36% | 6.761% |  |  |  |  | (a) Capacity mix in 2050
80% RE-ITI | 8.024% | 8.682% | 2.568% | 15.2% | 4.109% | 11.36% | 6.598% | 6.444% | 37.01% | 43.46%
80% RE-ETI | 8.949% | 8.491% | 1.952% | 15.2% | 4.081% | 8.347% | 14.06% | 6.584% | 32.33% | 38.92%
80% RE-NTI | 7.486% | 8.148% | 3.355% | 14.52% | 4.166% | 16.05% | 0.06803% | 2.861% | 43.35% | 46.21%
Constr. Trans. | 7.332% | 9.013% | 2.641% | 15.06% | 4.049% | 11.81% | 3.446% | 10.41% | 36.23% | 46.65%
Constr. Flex. | 8.042% | 8.788% | 2.406% | 14.99% | 4.086% | 12.17% | 10.36% | 5.626% | 33.53% | 39.15%
Constr. Res. | 8.025% | 8.592% | 2.519% | 7.946% | 2.073% | 10.27% | 13.91% | 7.949% | 38.72% | 46.67%
(b) Generation mix in 2050

## Fig. 3-7 (Fig. ES-5)
80% Low-Demand
(a) 2050 installed capacity by technology
Installed Capacity
GW | Wind-onshore | Solar-PV | Wind-offshore | Hydropower | Solar-CSP | Biomass | Geothermal
Min | 280.3001 | 90.3515 | 55.8336 | 80.9453 | 1.0106 | 51.6932 | 12.3124
Max | 441.2185 | 293.8729 | 184.8613 | 173.9933 | 125.7235 | 97.9004 | 24.8081
Diff | 160.9184 | 203.5215 | 129.0277 | 93.048 | 124.7129 | 46.2072 | 12.4957
High-Demand | 460 | 420 | 140 | 140 | 70 | 100 | 25
(b) 2050 contribution to total generated electricity
% of Generated Electricity
Min | 20.15% | 2.861% | 5.632% | 8.347% | 0.06803% | 7.946% | 2.073%
Max | 32.76% | 10.41% | 16.08% | 16.05% | 14.06% | 15.2% | 4.166%
Diff | 12.61% | 7.55% | 10.45% | 7.698% | 13.99% | 7.258% | 2.093%
High-Demand | 26.5% | 12.5% | 10% | 10.5% | 6.5% | 12% | 3%
Figure ES-5. Range of 2050 installed capacity and annual generated electricity by technology for the low-demand core 80% RE scenarios and the High-Demand 80% RE scenario
(a) 2050 installed capacity by technology (b) 2050 contribution to total generated electricity
Figure 3-7. Range of 2050 installed capacity and annual generation by technology for the core 80% RE scenarios
(a) 2050 installed capacity by technology (b) 2050 contribution to total generated electricity

## Fig. 3-8
| (a) New transmission capacity by 2050, and average annual investments from 2010–2050 |  | (b) Transmission and distribution losses as a percentage of electricity demand in 2050
| Million MW-Miles | MW
BV | New Transmission | New Intertie | % of Annual End-use Demand
Baseline | 5.0894 | 6205.0935 | 6.348%
80% RE-ITI | 118.6667 | 50333.0321 | 8.571%
80% RE-ETI | 105.8065 | 53254.6417 | 8.424%
80% RE-NTI | 184.9672 | 47499.9741 | 8.871%
Constr. Trans. | 27.5337 | 0 | 8.349%
Constr. Flex. | 131.8723 | 75003.6086 | 9.043%
Constr. Res. | 188.1706 | 80053.6893 | 9.482%
Figure 3-8. New transmission capacity, investment, and losses in the Low-Demand Baseline and core 80% RE scenarios
(a) New transmission capacity by 2050, and average annual investments from 2010–2050
(b) Transmission and distribution losses as a percentage of electricity demand in 2050

## Fig. 3-10
| (a) Non-variable electric capacity and electricity generation in 2050 |  |  |  |  | (b) 2050 contributions toward total operating reserves by technology type
| Installed Capacity |  |  |  |  | Contribution to Operating Reserve Requirement
| GW |  |  |  | TWh | GW
BV | Storage | Fossil & Nuclear | Non-variable RE | Variable RE | Dispatchable Generation | Interruptible Load | Generators | Storage | Total | Operating Reserve Requirement
Baseline | 27.6975 | 751.6211 | 104.4239 | 91.0024 | 3894.4215 | 27.8745 | 29.8647 | 4.1147 | 61.8539 | 61.8539
80% RE-ITI | 122.2464 | 410.1649 | 289.6535 | 629.0664 | 2468.7226 | 37.9303 | 40.7813 | 18.8493 | 97.5609 | 95.9325
80% RE-ETI | 100.0897 | 387.174 | 324.5445 | 556.6938 | 2652.8831 | 33.8411 | 36.771 | 23.3377 | 93.9499 | 92.5065
80% RE-NTI | 142.0988 | 446.3311 | 292.4955 | 646.9251 | 2385.1255 | 34.4022 | 40.9682 | 24.3218 | 99.6922 | 94.0973
Constr. Trans. | 128.8213 | 431.0312 | 279.0764 | 759.0344 | 2363.8041 | 48.3538 | 48.1844 | 20.5293 | 117.0676 | 114.1313
Constr. Flex. | 151.8313 | 402.4263 | 332.7713 | 571.1567 | 2676.3353 | 27.7976 | 69.8799 | 35.2107 | 132.8881 | 128.3557
Constr. Res. | 131.2873 | 392.9954 | 288.522 | 701.3743 | 2358.4166 | 37.5268 | 39.7589 | 25.6879 | 102.9735 | 99.4416
Figure 3-10. Non-variable capacity and reserve provision in the Low-Demand Baseline and core 80% RE scenarios
(a) Non-variable electric capacity and electricity generation in 2050
(b) 2050 contributions toward total operating reserves by technology type

## Fig. 3-11
| (a) Curtailed electricity in 2050 |  | (b) Storage capacity in 2050
| TWh |  | GW
| Curtailed Electricity | % of Variable Generation Curtailed | Storage | % of Total Generated Electricity
Baseline | 5.0053 | 1.772% | 27.6975 | 6.761%
80% RE-ITI | 105.6798 | 5.57% | 122.2464 | 43.46%
80% RE-ETI | 90.7727 | 5.371% | 100.0897 | 38.92%
80% RE-NTI | 160.5684 | 7.836% | 142.0988 | 46.21%
Constr. Trans. | 176.896 | 8.56% | 128.8213 | 46.65%
Constr. Flex. | 120.6907 | 7.009% | 151.8313 | 39.15%
Constr. Res. | 127.6134 | 6.183% | 131.2873 | 46.67%
Figure 3-11. Curtailment and storage capacity in Low-Demand Baseline and core 80% RE scenarios
(a) Curtailed electricity in 2050 (b) Storage capacity in 2050

## Fig. 3-12
Core |  | Summer Night | Summer Morn | Summer Aftn | Summer Peak | Summer Eve | Fall Night | Fall Morn | Fall Aftn | Fall Eve | Winter Night | Winter Morn | Winter Aftn | Winter Eve | Spring Night | Spring Morn | Spring Aftn | Spring Eve
| GW | H1 | H2 | H3 | H17 | H4 | H5 | H6 | H7 | H8 | H9 | H10 | H11 | H12 | H13 | H14 | H15 | H16
| Nuclear | 54.3793 | 54.3793 | 54.3793 | 54.3793 | 54.3793 | 41.7787 | 41.7787 | 41.0215 | 41.2846 | 37.1247 | 37.6368 | 37.2257 | 37.0768 | 27.396 | 27.6778 | 29.9408 | 28.377
| Geothermal | 20.9852 | 20.9852 | 20.9852 | 20.9852 | 20.9852 | 20.309 | 20.309 | 20.309 | 20.309 | 20.309 | 20.309 | 20.309 | 20.309 | 20.309 | 20.309 | 20.309 | 20.309
| Biopower | 74.8458 | 74.8458 | 74.8458 | 74.8458 | 74.8458 | 67.3308 | 67.3308 | 67.2677 | 67.3308 | 67.3308 | 67.3308 | 67.3308 | 67.3308 | 66.1711 | 66.1696 | 66.1699 | 66.19
| Coal | 13.4823 | 13.4823 | 13.4872 | 13.4872 | 13.4872 | 3.867 | 3.9005 | 9.3554 | 11.1717 | 0.16299 | 0.10057 | 0.09848 | 0.19696 | 0.43127 | 0.52975 | 0.52975 | 1.0289
| Cofire | 79.7795 | 79.7795 | 79.7795 | 79.7795 | 79.7795 | 47.8814 | 62.6067 | 66.4432 | 68.6032 | 28.1349 | 28.5911 | 28.5911 | 37.6835 | 12.0685 | 18.7358 | 26.1521 | 36.2915
| Natural Gas | 17.1537 | 26.321 | 74.9255 | 113.8589 | 84.7712 | 0.33981 | 0.33981 | 6.4587 | 11.1748 | 0.33981 | 0.33981 | 0.33981 | 1.1455 | 0.33981 | 0.33981 | 0.33981 | 6.2759
| Hydropower | 46.4468 | 59.25 | 74.1739 | 96.234 | 81.9285 | 37.1964 | 39.4405 | 57.8054 | 71.089 | 41.6549 | 55.1499 | 56.1974 | 70.2257 | 49.3181 | 58.4484 | 62.9905 | 75.3156
| CSP | 25.9724 | 36.5433 | 56.3965 | 56.4242 | 56.1547 | 18.0219 | 22.1707 | 54.944 | 56.1138 | 17.1956 | 22.6336 | 16.1426 | 43.717 | 32.5542 | 32.58 | 35.4453 | 49.1045
| PV | 0.46718 | 76.03 | 82.1697 | 82.1697 | 12.4191 | 0.0023827 | 64.2938 | 67.7066 | 4.0873 | 0 | 47.0017 | 55.917 | 2.0776 | 0.22002 | 74.5094 | 82.6599 | 10.2683
| Wind | 153.3631 | 111.6886 | 122.6757 | 122.6757 | 139.1651 | 186.4419 | 154.8058 | 155.6701 | 169.4541 | 234.7844 | 212.4672 | 204.8011 | 216.5734 | 216.9162 | 185.3028 | 193.7563 | 202.0036
| Storage Out | 0 | 0 | 9.2115 | 46.4435 | 15.6132 | 0 | 0.064925 | 0.11704 | 1.4557 | 0.14918 | 1.44 | 0.77645 | 6.6292 | 0.43242 | 0.42911 | 0.70288 | 5.7204
| Storage In | -17.5499 | -1.0939 | 0 | 0 | 0 | -0.60245 | -0.2634 | -0.196 | 0 | -3.8213 | -0.79879 | -2.4549 | -0.33029 | -1.9507 | -1.5978 | -2.6025 | 0
| Demand | 448.4069 | 531.0133 | 646.5821 | 747.3656 | 619.5792 | 396.8503 | 453.0053 | 524.6882 | 505.5675 | 413.2646 | 463.6747 | 459.2042 | 482.1488 | 382.9294 | 442.9213 | 478.4357 | 476.5205
Figure 3-12. Dispatch stack for the 80% RE-ITI scenario

## Fig. 3-13
(a) Capacity mix in 2050
Installed Capacity
GW | Nuclear | Coal | Cofire Coal | Natural Gas | Cofire Biomass | Ded. Biomass | Geothermal | Hydropower | CSP | Utility PV | Rooftop PV | Onshore Wind | Offshore Wind | Storage
HD Baseline | 56.6451 | 355.8913 | 21.7406 | 622.4516 | 3.8366 | 5.3153 | 21.6905 | 79.55 | 0.4556 | 41.3758 | 0 | 128.4958 | 5.0361 | 27.4852
HD 80% RE | 56.6451 | 33.0987 | 88.6701 | 390.2693 | 15.6477 | 84.1554 | 24.0932 | 140.7547 | 73.0808 | 292.5773 | 127.5046 | 462.1384 | 140.9071 | 136.251
(b) Generation mix in 2050
% of Total Generated Electricity
TWh | Nuclear | Coal | Natural Gas | Biomass | Geothermal | Hydropower | CSP | PV | Wind
HD Baseline | 8.251% | 51.52% | 19.43% | 1.272% | 2.976% | 6.563% | 0.02671% | 1.731% | 8.234%
HD 80% RE | 6.335% | 9.143% | 3.526% | 11.87% | 3.111% | 10.33% | 6.444% | 12.66% | 36.58%
Figure 3-13. Capacity and generation in 2050 in High-Demand Baseline and High-Demand 80% RE scenarios
(a) Capacity mix in 2050 (b) Generation mix in 2050

## Fig. 3-14
(a) Installed renewable capacity in 2050
Installed Capacity
GW | Biomass | Geothermal | Hydropower | Solar-CSP | Solar-PV | Wind-onshore | Wind-offshore
Low-Demand 80% RE-ITI | 94.9972 | 24.0932 | 114.0992 | 56.4638 | 168.1252 | 348.9485 | 111.9928
High-Demand 80% RE | 99.8031 | 24.0932 | 140.7547 | 73.0808 | 420.0819 | 462.1384 | 140.9071
(b) Percent of total generated electricity in 2050
% of Total Generated Electricity
TWh | Biomass | Geothermal | Hydropower | Solar-CSP | Solar-PV | Wind-onshore | Wind-offshore
Low-Demand 80% RE-ITI | 15.2% | 4.109% | 11.36% | 6.598% | 6.444% | 26.53% | 10.48%
High-Demand 80% RE | 11.87% | 3.111% | 10.33% | 6.444% | 12.66% | 26.64% | 9.937%
Figure 3-14. Renewable supply in 2050 in High-Demand 80% RE scenario and the (low-demand) 80% RE-ITI scenario
(a) Installed renewable capacity in 2050 (b) Percent of total generated electricity in 2050

## Fig. 3-15
Annual Renewable Capacity Additions
GW/yr | Wind | PV | CSP | Hydropower | Biomass | Geothermal
2010 | 5 | 0.78 | 0 | -0.0506 | 0.267 | 0
2011 | 17.5601 | 2.0443 | 0 | 0.17177 | 0.24515 | 0.35
2012 | 17.5601 | 2.0443 | 0 | 0.17177 | 0.24515 | 0.35
2013 | 16.3989 | 3.9687 | 0 | 0.37856 | 0.67424 | 0.7875
2014 | 16.3989 | 3.9687 | 0 | 0.37856 | 0.67424 | 0.7875
2015 | 10.7357 | 7.7662 | 0 | 0.34733 | 0.5395 | 1.7719
2016 | 10.7357 | 7.7662 | 0 | 0.34733 | 0.5395 | 1.7719
2017 | 10.8948 | 4.5219 | 0 | 0.18636 | 0.80416 | 3.8169
2018 | 10.8948 | 4.5219 | 0 | 0.18636 | 0.80416 | 3.8169
2019 | 14.5967 | 3.7409 | 0 | 0.16199 | 0.75261 | 3.9515
2020 | 14.5967 | 3.7409 | 0 | 0.16199 | 0.75261 | 3.9515
2021 | 17.0013 | 10.0176 | 0 | 0.72 | 1.7649 | 0.094165
2022 | 17.0013 | 10.0176 | 0 | 0.72 | 1.7649 | 0.094165
2023 | 19.8912 | 3.8805 | 0 | 1.0368 | 2.5422 | 0
2024 | 19.8912 | 3.8805 | 0 | 1.0368 | 2.5422 | 0 | Figure 3-15. Renewable capacity expansion in the High-Demand 80% RE scenario
2025 | 17.0467 | 8.1555 | 0 | 1.493 | 2.9001 | 0.050375
2026 | 17.0467 | 8.1555 | 0 | 1.493 | 2.9001 | 0.050375
2027 | 16.6272 | 11.0472 | 0.20233 | 2.1499 | 4.1739 | 0
2028 | 16.6272 | 11.0472 | 0.20233 | 2.1499 | 4.1739 | 0
2029 | 22.4408 | 14.4985 | 0.29136 | 2.1259 | 2.0994 | 0
2030 | 22.4408 | 14.4985 | 0.29136 | 2.1259 | 2.0994 | 0
2031 | 35.9424 | 4.9598 | 0.41956 | 2.8774 | 2.3 | 0
2032 | 35.9424 | 4.9598 | 0.41956 | 2.8774 | 2.3 | 0
2033 | 34.646 | 4.5825 | 0.61439 | 2.5494 | 3.2028 | 0
2034 | 34.646 | 4.5825 | 0.61439 | 2.5494 | 3.2028 | 0
2035 | 23.4759 | 7.3073 | 0.8733 | 3.1887 | 4.5697 | 0
2036 | 23.4759 | 7.3073 | 0.8733 | 3.1887 | 4.5697 | 0
2037 | 21.4726 | 9.5804 | 1.2576 | 0.13487 | 6.4127 | 0
2038 | 21.4726 | 9.5804 | 1.2576 | 0.13487 | 6.4127 | 0
2039 | 23.4277 | 13.4891 | 2.5708 | 3.1624 | 5.5792 | 0
2040 | 23.4277 | 13.4891 | 2.5708 | 3.1624 | 5.5792 | 0
2041 | 31.9412 | 18.8083 | 2.6034 | 0.74189 | 3.5236 | 0.35
2042 | 31.9412 | 18.8083 | 2.6034 | 0.74189 | 3.5236 | 0.35
2043 | 32.4938 | 23.4245 | 3.7748 | 3.995 | 2.0394 | 0.7875
2044 | 32.4938 | 23.4245 | 3.7748 | 3.995 | 2.0394 | 0.7875
2045 | 31.7066 | 24.2981 | 5.4327 | 3.021 | 2.1732 | 1.7719
2046 | 31.7066 | 24.2981 | 5.4327 | 3.021 | 2.1732 | 1.7719
2047 | 34.0979 | 20.775 | 7.8347 | 0.70902 | 1.004 | 3.8169
2048 | 34.0979 | 20.775 | 7.8347 | 0.70902 | 1.004 | 3.8169
2049 | 32.3186 | 21.2718 | 11.2024 | 2.0013 | 0.29076 | 3.9515
2050 | 32.3186 | 21.2718 | 11.2024 | 2.0013 | 0.29076 | 3.9515

## Fig. 3-16
Average Annual Capacity
GW/yr | 2010 | 2011-2020 | 2021-2030 | 2031-2040 | 2041-2050 | 2011-2020 | 2021-2030 | 2031-2040 | 2041-2050
Min | 2011-2020: 19.1728; 2021-2030: 24.5288; 2031-2040: 29.3719; 2041-2050: 32.0364
Max | 2011-2020: 21.6755; 2021-2030: 27.5887; 2031-2040: 36.4736; 2041-2050: 46.413
Low Demand (diff) | 2011-2020: 2.5027; 2021-2030: 3.0598; 2031-2040: 7.1016; 2041-2050: 14.3766
High Demand | 2011-2020: 21.4335; 2021-2030: 32.4501; 2031-2040: 43.7193; 2041-2050: 66.4321
U.S. RE Capacity Installed in 2010 | 2010: 6.07
Figure 3-16. Renewable energy deployment scaling to achieve an 80% renewable electricity future in the (low-demand) core 80% RE scenarios and High-Demand 80% RE scenario

## Fig. 4-1 (Fig. ES-6a)
(a) Low-Demand Baseline scenario (b) 80% RE-ITI scenario
GW
Time | Nuclear * | Geothermal * | Biopower * | Coal * | CSP * | Hydropower * | Gas CC * | Gas CT * | PV | Wind | Curtailment | Load | Shifted Load
2030-07-16 | 57.1435 | 15.802 | 3.4254 | 268.0084 | 0.090646 | 25.0514 | 49.4465 | 10.4898 | 0 | 31.1817 | 0 | 422.4525 | 438.1955
2030-07-16 01:00 | 57.1435 | 15.802 | 3.4254 | 266.5034 | 0.090646 | 24.4164 | 49.9616 | 10.9117 | 0 | 31.4266 | 0 | 421.0703 | 438.1075
2030-07-16 02:00 | 57.1435 | 15.802 | 3.4254 | 265.4788 | 0.090646 | 24.1074 | 50.7393 | 9.6587 | 0.34184 | 31.6103 | 0 | 419.0795 | 437.1565
2030-07-16 03:00 | 57.1435 | 15.802 | 3.4254 | 266.2704 | 0.090646 | 24.2584 | 52.8026 | 8.2883 | 1.1627 | 28.8439 | 0 | 418.3927 | 436.299
2030-07-16 04:00 | 57.1435 | 15.802 | 3.4254 | 269.2335 | 0.077903 | 24.3454 | 55.7637 | 6.6144 | 2.3269 | 23.3751 | 0 | 423.6725 | 434.5801
2030-07-16 05:00 | 57.1435 | 15.802 | 3.4254 | 274.7034 | 0.064019 | 25.115 | 74.3034 | 6.0024 | 4.3606 | 18.4002 | 0 | 449.7265 | 452.6285
2030-07-16 06:00 | 57.1435 | 15.802 | 3.4254 | 275.2005 | 0.10146 | 33.6047 | 112.3296 | 6.0587 | 5.5632 | 14.6437 | 0 | 492.1597 | 493.5617
2030-07-16 07:00 | 57.1435 | 15.802 | 3.4254 | 275.3883 | 0.46455 | 37.2139 | 147.1601 | 11.9762 | 5.7336 | 12.7738 | 0 | 533.827 | 533.7278
2030-07-16 08:00 | 57.1435 | 15.802 | 3.4254 | 275.3883 | 0.60979 | 42.4807 | 156.7709 | 40.5403 | 5.9986 | 12.4449 | 0 | 574.514 | 574.316
2030-07-16 09:00 | 57.1435 | 15.802 | 3.4254 | 275.3883 | 0.60071 | 48.5655 | 158.0375 | 70.1528 | 5.6785 | 13.6795 | 0 | 610.3542 | 609.8438
2030-07-16 10:00 | 57.1435 | 15.802 | 3.4254 | 275.3649 | 0.55532 | 56.3034 | 158.3899 | 88.3791 | 5.8707 | 13.9779 | 0 | 635.7907 | 634.938
2030-07-16 11:00 | 57.1435 | 15.802 | 3.4254 | 275.2952 | 0.53717 | 63.2063 | 158.4276 | 97.8147 | 6.0896 | 13.7438 | 0 | 653.5846 | 650.0507
2030-07-16 12:00 | 57.1435 | 15.802 | 3.4254 | 275.2546 | 0.49178 | 68.2496 | 158.4276 | 102.7419 | 5.5379 | 14.2468 | 0 | 668.3054 | 658.9455
2030-07-16 13:00 | 57.1435 | 15.802 | 3.4254 | 275.2673 | 0.63248 | 71.4387 | 158.4276 | 112.8005 | 4.8676 | 14.1367 | 0.024648 | 684.8413 | 670.538
2030-07-16 14:00 | 57.1435 | 15.802 | 3.4254 | 275.2675 | 0.63248 | 73.6472 | 158.4276 | 122.6878 | 3.8988 | 14.2561 | 0.044789 | 697.4104 | 680.973
2030-07-16 15:00 | 57.1435 | 15.802 | 3.4254 | 275.2393 | 0.53263 | 74.1318 | 158.4276 | 119.2676 | 2.9628 | 14.7456 | 0.045416 | 693.9668 | 677.6934 | Figure ES-6 (a). Hourly dispatch stacks for the 80% RE-ITI scenario
2030-07-16 16:00 | 57.1435 | 15.802 | 3.4254 | 275.2058 | 0.5054 | 73.5956 | 158.4276 | 106.98 | 2.1933 | 18.7162 | 0.045417 | 680.6889 | 668.8614 | (a) Summer peak load in 2050
2030-07-16 17:00 | 57.1435 | 15.802 | 3.4254 | 275.2728 | 0.41463 | 69.4013 | 158.4276 | 87.4789 | 1.405 | 20.644 | 0.043534 | 651.6492 | 648.1219
2030-07-16 18:00 | 57.1435 | 15.802 | 3.4254 | 275.3883 | 0.10146 | 57.6297 | 158.3396 | 59.5096 | 0.25926 | 25.7891 | 0 | 616.8003 | 614.3702
2030-07-16 19:00 | 57.1435 | 15.802 | 3.4254 | 275.3338 | 0.10146 | 47.969 | 154.4444 | 22.3226 | 0 | 30.8139 | 0 | 571.6189 | 571.2114
2030-07-16 20:00 | 57.1435 | 15.802 | 3.4254 | 275.3137 | 0.10146 | 42.5171 | 122.4473 | 5.9993 | 0 | 32.4418 | 0 | 522.5106 | 522.5106 |  | Nuclear * | Geothermal * | Biopower * | Coal * | CSP * | Hydropower * | Gas CC * | Gas CT * | PV | Wind | Storage
2030-07-16 21:00 | 57.1435 | 15.802 | 3.4254 | 273.808 | 0.10146 | 37.0466 | 92.5645 | 5.11 | 0 | 31.9722 | 0 | 487.5014 | 487.5462 |  | 57 | 24 | 99 | 85 | 55 | 112 | 89 | 180 | 169 | 460 | 122
2030-07-16 22:00 | 57.1435 | 15.802 | 3.4254 | 272.2926 | 0.10146 | 29.1804 | 75.7225 | 10.8568 | 0 | 30.9608 | 0 | 465.1495 | 468.7727
2030-07-16 23:00 | 57.1435 | 15.802 | 3.4254 | 272.8465 | 0.10146 | 26.9914 | 70.7339 | 12.4622 | 0 | 30.7654 | 0 | 453.0623 | 465.4179
2030-07-17 | 57.1435 | 15.802 | 3.4254 | 272.163 | 0.063042 | 25.8984 | 69.9731 | 14.1623 | 0 | 30.5405 | 0 | 450.7398 | 465.4242
2030-07-17 01:00 | 57.1435 | 15.802 | 3.4254 | 271.7492 | 0.063042 | 24.9624 | 70.8664 | 14.64 | 0 | 29.4343 | 0 | 448.4789 | 464.9862
2030-07-17 02:00 | 57.1435 | 15.802 | 3.4254 | 271.491 | 0.063042 | 24.0034 | 72.4644 | 13.3257 | 0.35292 | 28.9109 | 0 | 447.813 | 463.8063
2030-07-17 03:00 | 57.1435 | 15.802 | 3.4254 | 273.1913 | 0.063042 | 23.892 | 75.4297 | 10.9109 | 1.1539 | 25.8298 | 0 | 449.6625 | 462.3589
2030-07-17 04:00 | 57.1435 | 15.802 | 3.4254 | 275.2319 | 0.050298 | 25.4467 | 84.0429 | 8.2804 | 1.935 | 21.3497 | 0 | 459.259 | 465.7654
2030-07-17 05:00 | 57.1435 | 15.802 | 3.4254 | 275.3815 | 0.036414 | 28.3902 | 112.6951 | 8.8236 | 3.5788 | 17.322 | 0 | 490.5648 | 492.6874
2030-07-17 06:00 | 57.1435 | 15.802 | 3.4254 | 275.3815 | 0.10146 | 37.2566 | 143.6152 | 10.3436 | 4.7353 | 15.8088 | 0 | 529.8364 | 530.6037
2030-07-17 07:00 | 57.1435 | 15.802 | 3.4254 | 275.3883 | 0.23762 | 41.4787 | 154.7446 | 30.8297 | 5.5904 | 14.9887 | 0 | 564.0784 | 563.9924
2030-07-17 08:00 | 57.1435 | 15.802 | 3.4254 | 275.1883 | 0.60071 | 47.9507 | 156.8481 | 63.3466 | 5.9292 | 14.21 | 0 | 602.4736 | 602.3509
2030-07-17 09:00 | 57.1435 | 15.802 | 3.4254 | 275.1883 | 0.55078 | 57.283 | 158.02 | 83.4711 | 5.6311 | 14.053 | 0 | 631.0617 | 630.6348
2030-07-17 10:00 | 57.1435 | 15.802 | 3.4254 | 275.1882 | 0.31931 | 65.5495 | 158.3287 | 101.0836 | 5.0599 | 13.715 | 0 | 654.9383 | 654.1757 | Figure 4-1. Dispatch stack during summer peak in 2050
2030-07-17 11:00 | 57.1435 | 15.802 | 3.4254 | 275.1713 | 0.50994 | 71.1815 | 158.4276 | 114.8974 | 5.7822 | 14.8165 | 0 | 678.5758 | 674.206 | (a) Low-Demand Baseline scenario (b) 80% RE-ITI scenario
2030-07-17 12:00 | 57.1435 | 15.802 | 3.4254 | 275.1591 | 0.63248 | 72.1221 | 158.4276 | 120.2522 | 5.4128 | 15.662 | 0 | 689.1078 | 680.4025
2030-07-17 13:00 | 57.1435 | 15.802 | 3.4254 | 275.1883 | 0.63248 | 72.8102 | 158.4276 | 128.7031 | 5.6707 | 15.6375 | 0.030924 | 702.2071 | 689.0047
2030-07-17 14:00 | 57.1435 | 15.802 | 3.4254 | 275.1883 | 0.6234 | 74.4675 | 158.4276 | 138.5615 | 4.4217 | 16.0024 | 0.045416 | 713.2523 | 698.8284
2030-07-17 15:00 | 57.1435 | 15.802 | 3.4254 | 275.1883 | 0.54625 | 76.1613 | 158.4276 | 136.6105 | 2.9566 | 16.8038 | 0.045416 | 712.5002 | 697.8908
2030-07-17 16:00 | 57.1435 | 15.802 | 3.4254 | 275.3823 | 0.40101 | 76.6483 | 158.4276 | 123.581 | 2.0358 | 19.8187 | 0.045416 | 697.1372 | 688.4465
2030-07-17 17:00 | 57.1435 | 15.802 | 3.4254 | 275.3069 | 0.10146 | 74.4086 | 158.4276 | 106.9565 | 0.61153 | 22.8526 | 0.043534 | 675.7142 | 672.2071
2030-07-17 18:00 | 57.1435 | 15.802 | 3.4254 | 275.2824 | 0.10146 | 66.1653 | 158.4276 | 79.2261 | 0.0008519 | 24.1064 | 0 | 640.4832 | 639.1395
2030-07-17 19:00 | 57.1435 | 15.802 | 3.4254 | 275.3823 | 0.10146 | 51.7554 | 158.3396 | 35.3598 | 0 | 24.3176 | 0 | 584.7798 | 584.6801
2030-07-17 20:00 | 57.1435 | 15.802 | 3.4254 | 275.3014 | 0.10146 | 43.6939 | 136.4814 | 5.639 | 0 | 26.7223 | 0 | 531.0698 | 531.0698
2030-07-17 21:00 | 57.1435 | 15.802 | 3.4254 | 275.2833 | 0.10146 | 37.2846 | 104.2891 | 4.5758 | 0 | 27.7648 | 0 | 495.6966 | 495.6966
2030-07-17 22:00 | 57.1435 | 15.802 | 3.4254 | 275.0841 | 0.10146 | 27.955 | 90.3389 | 8.1838 | 0 | 28.1201 | 0 | 472.9627 | 478.5963
2030-07-17 23:00 | 57.1435 | 15.802 | 3.4254 | 274.8116 | 0.10146 | 25.5824 | 82.5482 | 11.5164 | 0 | 29.0166 | 0 | 460.6946 | 474.326
2030-07-18 | 57.1435 | 15.802 | 3.4254 | 274.8438 | 0.040404 | 24.3834 | 80.8026 | 14.3491 | 0 | 27.7988 | 0 | 459.7612 | 474.2379
2030-07-18 01:00 | 57.1435 | 15.802 | 3.4254 | 274.7908 | 0.040404 | 23.6914 | 80.5533 | 13.3983 | 0 | 26.734 | 0 | 456.5084 | 471.9247
2030-07-18 02:00 | 57.1435 | 15.802 | 3.4254 | 274.9812 | 0.040404 | 23.6181 | 81.7259 | 11.3958 | 0.31771 | 24.9622 | 0 | 456.7503 | 469.7188
2030-07-18 03:00 | 57.1435 | 15.802 | 3.4254 | 275.1152 | 0.040404 | 23.7097 | 85.2205 | 7.8355 | 0.87887 | 22.9527 | 0 | 459.1233 | 467.2235
2030-07-18 04:00 | 57.1435 | 15.802 | 3.4254 | 275.1207 | 0.02766 | 25.626 | 90.6783 | 7.405 | 2.1777 | 19.5733 | 0 | 463.6993 | 469.896
2030-07-18 05:00 | 57.1435 | 15.802 | 3.4254 | 275.1945 | 0.013777 | 28.0187 | 117.2989 | 8.0577 | 3.3101 | 14.6223 | 0 | 491.0362 | 492.927
2030-07-18 06:00 | 57.1435 | 15.802 | 3.4254 | 275.3755 | 0.03693 | 37.3105 | 146.2368 | 10.068 | 5.0693 | 11.4948 | 0 | 528.2095 | 528.9803
2030-07-18 07:00 | 57.1435 | 15.802 | 3.4254 | 275.3823 | 0.040404 | 41.0771 | 155.5121 | 36.2586 | 5.438 | 9.3244 | 0 | 564.1341 | 563.8214
2030-07-18 08:00 | 57.1435 | 15.802 | 3.4254 | 275.3823 | 0.25577 | 48.6288 | 156.9465 | 67.2783 | 6.0339 | 7.9952 | 0 | 601.2572 | 600.8665
2030-07-18 09:00 | 57.1435 | 15.802 | 3.4254 | 275.3665 | 0.10146 | 57.8317 | 157.7799 | 88.5245 | 5.4817 | 8.4785 | 0 | 630.4046 | 630.0925
2030-07-18 10:00 | 57.1435 | 15.802 | 3.4254 | 275.2707 | 0.10146 | 64.2481 | 158.0439 | 101.0847 | 5.0851 | 10.8772 | 0 | 650.6547 | 649.9713
2030-07-18 11:00 | 57.1435 | 15.802 | 3.4254 | 275.2337 | 0.34201 | 71.3911 | 158.2911 | 112.341 | 5.524 | 12.5131 | 0 | 674.9016 | 669.3202
2030-07-18 12:00 | 57.1435 | 15.802 | 3.4254 | 275.2596 | 0.18316 | 74.3899 | 158.2926 | 117.9698 | 5.2465 | 14.2964 | 0 | 686.324 | 678.5682
2030-07-18 13:00 | 57.1435 | 15.802 | 3.4254 | 275.3188 | 0.43732 | 74.2461 | 158.2926 | 125.3298 | 3.8834 | 16.125 | 0.021847 | 697.253 | 685.8134
2030-07-18 14:00 | 57.1435 | 15.802 | 3.4254 | 275.3046 | 0.10146 | 75.0589 | 158.2926 | 132.261 | 2.4026 | 18.2239 | 0.045416 | 708.6152 | 693.1373
2030-07-18 15:00 | 57.1435 | 15.802 | 3.4254 | 275.2808 | 0.10146 | 76.2019 | 158.2926 | 125.3944 | 2.1516 | 24.1571 | 0.040396 | 705.703 | 693.2578
2030-07-18 16:00 | 57.1435 | 15.802 | 3.4254 | 275.2411 | 0.10146 | 76.5465 | 158.2926 | 109.4649 | 1.1776 | 26.6955 | 0.0008361 | 687.1161 | 680.4028
2030-07-18 17:00 | 57.1435 | 15.802 | 3.4254 | 275.1959 | 0.10146 | 75.5682 | 158.2926 | 85.6865 | 0.89643 | 29.5741 | 0 | 662.0001 | 659.8083
2030-07-18 18:00 | 57.1435 | 15.802 | 3.4101 | 275.3085 | 0.10146 | 68.6764 | 157.8569 | 56.6784 | 0 | 31.9353 | 0 | 627.5921 | 627.2337
2030-07-18 19:00 | 57.1435 | 15.802 | 3.4101 | 275.3714 | 0.10146 | 51.2367 | 148.6858 | 21.9691 | 0 | 35.3474 | 0 | 572.9097 | 572.9097
2030-07-18 20:00 | 57.1435 | 15.802 | 3.4101 | 274.9883 | 0.10146 | 44.4481 | 115.8914 | 4.952 | 0 | 37.2178 | 0 | 521.3008 | 521.3008
2030-07-18 21:00 | 57.1435 | 15.802 | 3.4101 | 273.3449 | 0.032461 | 38.79 | 89.2877 | 5.0931 | 0 | 34.9549 | 0 | 487.9589 | 488.4216
2030-07-18 22:00 | 57.1435 | 15.802 | 3.4101 | 272.4623 | 0.032461 | 30.3014 | 75.7089 | 11.1157 | 0 | 33.5045 | 0 | 466.6885 | 472.4749
2030-07-18 23:00 | 57.1435 | 15.802 | 3.4101 | 271.4957 | 0.032461 | 28.2014 | 71.2431 | 13.1967 | 0 | 31.8016 | 0 | 454.3129 | 467.1965
2030-07-19 | 57.1435 | 15.802 | 3.4101 | 271.4357 | 0.078633 | 27.0024 | 70.042 | 14.4615 | 0 | 30.8696 | 0 | 452.2885 | 466.3277
2030-07-19 01:00 | 57.1435 | 15.802 | 3.4101 | 270.256 | 0.078633 | 26.4224 | 70.4469 | 14.2335 | 0 | 30.8213 | 0 | 449.4774 | 465.3565
2030-07-19 02:00 | 57.1435 | 15.802 | 3.4101 | 271.5656 | 0.078633 | 26.0754 | 71.8825 | 12.2797 | 0.22883 | 28.4184 | 0 | 449.5497 | 463.579
2030-07-19 03:00 | 57.1435 | 15.802 | 3.4101 | 272.3807 | 0.078633 | 25.9754 | 73.3974 | 10.422 | 0.63046 | 26.4818 | 0 | 449.9409 | 461.3202
2030-07-19 04:00 | 57.1435 | 15.802 | 3.4101 | 274.8778 | 0.078633 | 26.7661 | 77.847 | 8.5723 | 1.6741 | 21.3445 | 0 | 455.5138 | 460.9548
2030-07-19 05:00 | 57.1435 | 15.802 | 3.4101 | 274.9793 | 0.078633 | 29.3204 | 103.9904 | 9.5206 | 2.6863 | 15.5713 | 0 | 481.1975 | 483.1381
2030-07-19 06:00 | 57.1435 | 15.802 | 3.4101 | 275.3755 | 0.079461 | 37.9481 | 137.4081 | 8.9798 | 5.1165 | 12.715 | 0 | 520.7394 | 521.5108
2030-07-19 07:00 | 57.1435 | 15.802 | 3.4101 | 275.3823 | 0.42893 | 41.4352 | 153.2627 | 27.6552 | 5.4109 | 12.5474 | 0 | 557.5689 | 557.4253
2030-07-19 08:00 | 57.1435 | 15.802 | 3.4101 | 275.3823 | 0.55148 | 47.6165 | 157.0392 | 52.2992 | 5.6943 | 13.79 | 0 | 591.6049 | 591.2949
2030-07-19 09:00 | 57.1435 | 15.802 | 3.4101 | 275.3823 | 0.51517 | 57.9661 | 157.8992 | 69.741 | 4.5565 | 15.436 | 0 | 618.8196 | 618.6756
2030-07-19 10:00 | 57.1435 | 15.802 | 3.4101 | 275.3439 | 0.58238 | 64.7702 | 158.2929 | 82.6539 | 4.7698 | 16.3228 | 0 | 638.8135 | 638.6695
2030-07-19 11:00 | 57.1435 | 15.802 | 3.4101 | 275.2025 | 0.6234 | 70.2514 | 158.4596 | 95.5551 | 4.9388 | 16.0684 | 0 | 661.9231 | 655.5786
2030-07-19 12:00 | 57.1435 | 15.802 | 3.4101 | 275.1615 | 0.59163 | 75.2667 | 158.4596 | 99.7344 | 4.5905 | 17.8257 | 0 | 673.9174 | 665.3708
2030-07-19 13:00 | 57.1435 | 15.802 | 3.4101 | 275.18 | 0.63248 | 75.9494 | 158.4596 | 106.8018 | 4.1076 | 20.3241 | 0 | 686.0569 | 674.3785
2030-07-19 14:00 | 57.1435 | 15.802 | 3.4101 | 275.1795 | 0.61886 | 76.5194 | 158.4596 | 115.4766 | 3.6123 | 22.0463 | 0 | 698.911 | 684.0695
2030-07-19 15:00 | 57.1435 | 15.802 | 3.4254 | 275.142 | 0.32839 | 76.7074 | 158.4596 | 112.7726 | 3.0105 | 22.3955 | 0 | 694.9222 | 681.2077
2030-07-19 16:00 | 57.1435 | 15.802 | 3.4254 | 275.1446 | 0.34413 | 76.9307 | 158.4596 | 99.1219 | 1.9649 | 23.4788 | 1e-07 | 674.8967 | 669.0839
2030-07-19 17:00 | 57.1435 | 15.802 | 3.4254 | 275.2233 | 0.35562 | 73.1037 | 158.4499 | 78.982 | 1.2282 | 24.6823 | 0 | 650.2314 | 647.225
2030-07-19 18:00 | 57.1435 | 15.802 | 3.4254 | 275.3823 | 0.094843 | 61.4074 | 158.2152 | 57.8246 | 0.0008519 | 26.8061 | 0 | 618.4201 | 617.0223
2030-07-19 19:00 | 57.1435 | 15.802 | 3.4254 | 275.3232 | 0.074834 | 51.3923 | 152.2025 | 19.5527 | 0 | 29.8587 | 0 | 568.9173 | 568.9173
2030-07-19 20:00 | 57.1435 | 15.802 | 3.4254 | 275.2901 | 0.074834 | 44.5891 | 115.8534 | 9.2765 | 0 | 30.11 | 0 | 519.1823 | 519.1823
2030-07-19 21:00 | 57.1435 | 15.802 | 3.4254 | 274.8223 | 0.074834 | 39.0965 | 89.0915 | 7.0081 | 0 | 30.4558 | 0 | 487.2971 | 487.5927
2030-07-19 22:00 | 57.1435 | 15.802 | 3.4254 | 273.5685 | 0.074834 | 30.0184 | 76.8118 | 10.9572 | 0 | 30.3377 | 0 | 465.2266 | 471.2256
2030-07-19 23:00 | 57.1435 | 15.802 | 3.4254 | 272.8167 | 0.074834 | 27.9064 | 72.0118 | 12.0342 | 0 | 30.4509 | 0 | 453.2985 | 466.5968
(b) 80% RE-ITI scenario
GW
Time | Nuclear * | Geothermal * | Biopower * | Coal * | CSP * | Hydropower * | Gas CC * | Gas CT * | PV | Wind | Curtailment | Load | Shifted Load
2030-07-16 | 55.9671 | 24.094 | 69.1843 | 77.25 | 29.2457 | 38.4477 | 12.8846 | 5.1571 | 0 | 168.803 | 6.1227 | 406.9845 | 453.538
2030-07-16 01:00 | 55.9671 | 23.994 | 69.4685 | 78.1864 | 30.9309 | 33.6598 | 15.4793 | 4.7601 | 0 | 165.3982 | 7.963 | 402.7234 | 451.4057
2030-07-16 02:00 | 56.0875 | 23.994 | 69.0637 | 78.0246 | 27.3143 | 36.215 | 16.4728 | 4.005 | 0.28732 | 167.0076 | 7.5756 | 403.2861 | 452.4375
2030-07-16 03:00 | 56.0433 | 23.894 | 68.8577 | 75.35 | 33.099 | 33.6587 | 15.1046 | 3.047 | 6.8466 | 159.6071 | 7.6836 | 400.4877 | 448.8124
2030-07-16 04:00 | 56.2945 | 23.794 | 71.5854 | 77.3098 | 32.7152 | 36.4483 | 14.967 | 3.5477 | 24.4542 | 142.4889 | 3.8588 | 415.4269 | 454.7925
2030-07-16 05:00 | 56.7035 | 23.894 | 81.7815 | 83.0691 | 27.0238 | 43.7849 | 19.7922 | 5.0609 | 53.3255 | 122.7334 | 1.306 | 457.3893 | 484.5032
2030-07-16 06:00 | 56.4305 | 23.994 | 81.0756 | 83.5832 | 45.6146 | 52.4071 | 24.4277 | 5.511 | 78.8077 | 110.673 | 1.0501 | 507.0698 | 525.4416
2030-07-16 07:00 | 56.3261 | 24.044 | 86.9276 | 85.7587 | 46.6782 | 55.7931 | 31.4747 | 7.1278 | 93.3641 | 107.3087 | 0.80024 | 548.8188 | 554.0163
2030-07-16 08:00 | 56.6625 | 24.094 | 91.1746 | 87.6134 | 52.0883 | 61.0104 | 46.1652 | 9.4913 | 101.0306 | 104.4449 | 3.8696 | 588.5343 | 589.4286
2030-07-16 09:00 | 56.6625 | 24.044 | 91.7932 | 87.7034 | 47.7691 | 65.8838 | 56.2223 | 11.085 | 107.2532 | 105.1163 | 0.95471 | 617.3681 | 606.3261
2030-07-16 10:00 | 56.6625 | 23.501 | 91.5022 | 87.7406 | 50.4492 | 70.5737 | 62.465 | 16.5386 | 107.1321 | 100.0205 | 1.8236 | 639.9452 | 617.3602
2030-07-16 11:00 | 56.6625 | 23.985 | 91.5543 | 87.7034 | 53.7147 | 71.7128 | 65.8252 | 18.1183 | 108.3669 | 103.2117 | 3.0422 | 658.8631 | 630.2232
2030-07-16 12:00 | 56.6625 | 23.935 | 91.3443 | 87.2729 | 56.6639 | 79.5361 | 66.9846 | 26.8703 | 95.8242 | 108.3578 | 11.1912 | 671.2931 | 641.6869
2030-07-16 13:00 | 56.6625 | 23.885 | 90.8269 | 87.0498 | 58.0336 | 89.2356 | 70.7083 | 31.3708 | 83.7903 | 109.1624 | 24.9435 | 688.1651 | 647.6903
2030-07-16 14:00 | 56.6625 | 23.835 | 90.4542 | 86.8942 | 58.5059 | 99.2015 | 73.757 | 49.4946 | 61.4147 | 107.6137 | 32.5008 | 699.5381 | 653.8249
2030-07-16 15:00 | 56.6625 | 23.885 | 90.1352 | 86.6752 | 58.8206 | 102.6183 | 76.2731 | 50.7867 | 44.8662 | 107.8351 | 30.6462 | 694.6467 | 644.822
2030-07-16 16:00 | 56.6625 | 23.935 | 91.1365 | 86.99 | 58.7409 | 107.3022 | 76.2788 | 40.5771 | 27.3596 | 123.8836 | 27.8288 | 681.6473 | 640.1567
2030-07-16 17:00 | 56.6625 | 24.035 | 87.4341 | 85.9388 | 59.4804 | 104.7121 | 74.9399 | 34.4165 | 12.8856 | 133.9761 | 13.9248 | 654.5245 | 624.028
2030-07-16 18:00 | 56.1985 | 24.094 | 78.5245 | 83.5527 | 60.3356 | 95.5754 | 69.8864 | 35.4176 | 3.0436 | 147.7337 | 3.0401 | 620.8115 | 606.6705
2030-07-16 19:00 | 56.1985 | 24.094 | 75.2607 | 81.4283 | 60.1417 | 80.086 | 57.9063 | 24.151 | 0.0009004 | 158.2421 | 5.8218 | 576.7213 | 573.324
2030-07-16 20:00 | 56.0273 | 24.094 | 72.1115 | 79.2466 | 59.9138 | 67.4858 | 42.9865 | 10.8886 | 0 | 165.8788 | 7.0988 | 528.4468 | 538.6549
2030-07-16 21:00 | 55.9813 | 24.094 | 67.9135 | 75.2553 | 58.865 | 64.2329 | 29.6281 | 7.7213 | 0 | 164.2892 | 10.0384 | 489.6395 | 511.9804
2030-07-16 22:00 | 56.1405 | 24.094 | 67.267 | 73.8547 | 54.3277 | 51.243 | 25.2806 | 7.2316 | 0 | 161.1645 | 7.4421 | 460.3919 | 487.913
2030-07-16 23:00 | 56.0875 | 24.094 | 66.9191 | 74.0535 | 50.7052 | 42.1726 | 24.0905 | 7.6618 | 0 | 159.9153 | 9.2266 | 439.7993 | 475.27
2030-07-17 | 56.6265 | 24.094 | 76.8903 | 75.7727 | 20.1349 | 35.0169 | 26.3321 | 8.3577 | 0 | 164.9334 | 4.852 | 434.1358 | 459.0669
2030-07-17 01:00 | 56.6265 | 24.094 | 74.9587 | 75.9316 | 20.1349 | 32.7138 | 28.6304 | 6.3069 | 0 | 168.2923 | 0.013 | 430.9737 | 459.3945
2030-07-17 02:00 | 56.6265 | 24.094 | 74.5426 | 75.724 | 20.1349 | 35.1607 | 28.8979 | 5.895 | 0.2664 | 170.8876 | 0.004 | 431.4498 | 463.8348
2030-07-17 03:00 | 56.6265 | 24.094 | 79.9829 | 77.1201 | 19.974 | 39.6906 | 29.6327 | 6.1258 | 6.1342 | 159.5506 | 0 | 440.907 | 468.9579
2030-07-17 04:00 | 56.6795 | 24.094 | 83.6258 | 80.24 | 19.5377 | 40.2577 | 32.3966 | 7.986 | 18.3031 | 137.081 | 0 | 454.3097 | 467.2334
2030-07-17 05:00 | 56.7395 | 24.094 | 89.2273 | 82.2344 | 19.5028 | 45.285 | 40.3947 | 15.9396 | 43.9152 | 119.2028 | 0 | 495.8958 | 499.9361
2030-07-17 06:00 | 56.2905 | 24.094 | 88.0585 | 80.3885 | 32.9108 | 56.6492 | 46.1087 | 17.3472 | 68.6637 | 112.177 | 0 | 539.9691 | 542.3256
2030-07-17 07:00 | 56.2325 | 24.094 | 84.653 | 79.6857 | 38.4648 | 58.6734 | 54.7554 | 20.0215 | 87.012 | 114.9496 | 0.71915 | 579.0071 | 574.9765
2030-07-17 08:00 | 56.0614 | 24.094 | 84.5317 | 79.4961 | 51.5524 | 65.9068 | 55.3288 | 26.4034 | 99.7754 | 115.2875 | 0.78031 | 615.6125 | 612.1761
2030-07-17 09:00 | 56.0835 | 24.094 | 85.8647 | 80.7452 | 53.6276 | 72.0301 | 59.876 | 27.7612 | 100.3612 | 117.8163 | 0.8782 | 635.8237 | 629.4615
2030-07-17 10:00 | 56.2665 | 24.094 | 85.5943 | 83.4109 | 55.8759 | 75.1149 | 65.2132 | 30.9326 | 95.0228 | 127.116 | 1.1043 | 655.9771 | 648.0047
2030-07-17 11:00 | 56.3775 | 24.094 | 88.3161 | 83.3663 | 55.4558 | 82.7038 | 66.8772 | 33.1572 | 104.8949 | 134.6271 | 0.066716 | 685.8337 | 677.3824
2030-07-17 12:00 | 56.2585 | 24.094 | 90.3638 | 83.4106 | 57.5007 | 84.2347 | 72.8425 | 35.6658 | 96.6096 | 136.7543 | 0.59214 | 694.6643 | 684.4298
2030-07-17 13:00 | 56.5985 | 24.094 | 93.5356 | 84.9509 | 56.9383 | 84.9846 | 73.5071 | 36.1582 | 93.5255 | 134.9677 | 0.86252 | 704.2325 | 684.9842
2030-07-17 14:00 | 57.0906 | 24.094 | 93.6514 | 86.1874 | 59.9693 | 93.6106 | 73.4802 | 49.3583 | 69.1745 | 136.638 | 0.69231 | 716.4741 | 688.0004
2030-07-17 15:00 | 57.0906 | 24.094 | 94.0513 | 86.6519 | 60.502 | 100.3056 | 74.1387 | 62.6105 | 45.2321 | 132.4758 | 5.7985 | 714.8242 | 681.9678
2030-07-17 16:00 | 57.0906 | 24.094 | 94.2639 | 87.2485 | 59.4266 | 95.9713 | 75.888 | 64.5211 | 26.8147 | 125.9456 | 7.3397 | 698.5493 | 657.2457
2030-07-17 17:00 | 57.1435 | 24.094 | 94.4683 | 87.7459 | 59.1734 | 96.544 | 76.4912 | 58.1273 | 9.3369 | 124.0707 | 0.425 | 675.9128 | 634.8733
2030-07-17 18:00 | 57.1435 | 24.094 | 94.6834 | 87.0316 | 58.3118 | 92.6752 | 77.3039 | 42.9127 | 1.038 | 123.5935 | 0 | 644.6144 | 609.2493
2030-07-17 19:00 | 57.1435 | 24.094 | 94.7112 | 87.0417 | 57.0541 | 70.3908 | 68.1825 | 28.6932 | 0 | 123.2878 | 0 | 589.1509 | 565.4339
2030-07-17 20:00 | 57.1435 | 24.094 | 94.7342 | 88.1088 | 54.2571 | 58.2954 | 48.3785 | 8.6709 | 0 | 135.3451 | 0 | 535.9052 | 528.3759
2030-07-17 21:00 | 56.5115 | 24.094 | 92.1448 | 73.751 | 53.0195 | 54.9558 | 23.4982 | 6.6811 | 0 | 160.8632 | 0 | 494.6072 | 508.851
2030-07-17 22:00 | 56.2955 | 24.094 | 89.5138 | 65.0367 | 52.5435 | 46.836 | 18.9497 | 7.8852 | 0 | 168.1165 | 0 | 469.3011 | 495.549
2030-07-17 23:00 | 56.0283 | 24.094 | 87.9184 | 62.6307 | 52.5191 | 34.7221 | 19.9382 | 8.2496 | 0 | 166.9245 | 0.008 | 449.4054 | 481.6606
2030-07-18 | 56.6285 | 24.094 | 88.6169 | 75.7783 | 17.067 | 31.7764 | 28.5973 | 9.7061 | 0 | 161.1623 | 0.483 | 444.1436 | 463.604
2030-07-18 01:00 | 56.5715 | 24.094 | 89.8285 | 74.3917 | 17.067 | 36.044 | 31.9793 | 5.9293 | 0 | 152.9567 | 0.471 | 436.2095 | 459.8916
2030-07-18 02:00 | 56.7475 | 24.094 | 91.4492 | 80.4903 | 17.0477 | 36.1923 | 34.4001 | 5.1165 | 0.26121 | 139.2668 | 0.478 | 434.5178 | 456.0502
2030-07-18 03:00 | 57.0855 | 24.094 | 92.026 | 83.7702 | 16.9745 | 39.9233 | 37.6306 | 4.889 | 5.1225 | 122.4233 | 0.509 | 439.646 | 453.4488
2030-07-18 04:00 | 57.0855 | 24.094 | 93.035 | 87.1447 | 16.7788 | 43.6869 | 46.1164 | 5.8325 | 24.7414 | 93.3741 | 0.91308 | 458.8787 | 458.7439
2030-07-18 05:00 | 57.0855 | 24.094 | 93.7228 | 87.4838 | 17.6258 | 45.6108 | 54.9456 | 23.6593 | 43.4491 | 69.981 | 0.59996 | 495.2947 | 480.9959
2030-07-18 06:00 | 57.0855 | 24.094 | 92.1244 | 87.6377 | 41.8315 | 52.819 | 53.1043 | 18.5952 | 74.5715 | 63.4313 | 0.18425 | 541.0817 | 524.958
2030-07-18 07:00 | 57.1435 | 24.094 | 94.206 | 88.5276 | 41.8998 | 58.2333 | 58.6069 | 18.5844 | 88.6296 | 67.5503 | 0 | 576.9877 | 553.9723
2030-07-18 08:00 | 57.1435 | 24.094 | 94.6025 | 88.5276 | 43.0527 | 65.736 | 74.3402 | 13.0574 | 100.8948 | 76.2074 | 0 | 614.6055 | 591.1771
2030-07-18 09:00 | 57.1435 | 24.094 | 94.6515 | 88.5276 | 43.3263 | 70.8672 | 73.7039 | 11.7942 | 100.7599 | 91.4996 | 0 | 635.8076 | 607.6732
2030-07-18 10:00 | 57.1435 | 24.094 | 94.6614 | 88.5276 | 46.5699 | 76.4852 | 75.0108 | 11.1176 | 101.9214 | 113.4563 | 0 | 659.9529 | 638.7509
2030-07-18 11:00 | 57.1435 | 24.094 | 94.6614 | 88.5276 | 46.4123 | 77.0181 | 77.101 | 12.7008 | 107.2923 | 127.0675 | 0.025998 | 682.5114 | 659.8698
2030-07-18 12:00 | 57.1435 | 24.094 | 94.6814 | 88.5276 | 46.7692 | 82.1334 | 80.5247 | 16.6828 | 94.423 | 136.5476 | 0 | 691.2625 | 668.4505
2030-07-18 13:00 | 57.1435 | 24.094 | 95.0131 | 88.5509 | 48.2874 | 85.5546 | 81.9462 | 36.4066 | 70.2191 | 143.0586 | 0.39585 | 703.0446 | 676.2886
2030-07-18 14:00 | 57.0855 | 24.094 | 94.1661 | 88.3809 | 54.3452 | 97.2642 | 81.5744 | 41.624 | 49.4147 | 149.7753 | 0.57917 | 712.9683 | 682.8955
2030-07-18 15:00 | 57.0855 | 24.094 | 94.0295 | 88.3655 | 53.9213 | 98.4181 | 78.9338 | 41.5198 | 32.8896 | 167.7814 | 0.51628 | 709.3054 | 682.4357
2030-07-18 16:00 | 57.0855 | 24.094 | 93.9623 | 88.0812 | 53.647 | 94.6944 | 78.2687 | 38.3552 | 16.6773 | 177.2139 | 0.45589 | 690.9689 | 668.9459
2030-07-18 17:00 | 56.5435 | 24.094 | 85.9526 | 83.8297 | 50.1212 | 94.7669 | 77.151 | 33.6785 | 10.0412 | 189.9959 | 2.5756 | 665.2859 | 655.0036
2030-07-18 18:00 | 56.5395 | 24.094 | 80.7098 | 83.2973 | 52.9008 | 88.7447 | 70.5341 | 27.5556 | 0.7564 | 186.9807 | 8.699 | 630.9214 | 623.6343
2030-07-18 19:00 | 56.1455 | 24.094 | 77.0339 | 80.8708 | 50.6494 | 74.126 | 51.6741 | 16.7826 | 0 | 193.0377 | 16.1201 | 578.2901 | 580.2164
2030-07-18 20:00 | 56.6215 | 24.094 | 75.5541 | 79.5975 | 47.7527 | 64.4319 | 35.899 | 7.9443 | 0 | 189.457 | 18.0345 | 531.8838 | 541.4313
2030-07-18 21:00 | 56.5635 | 24.044 | 75.0914 | 79.1713 | 45.9969 | 62.9841 | 25.5927 | 6.6853 | 0 | 171.8658 | 17.3727 | 490.3856 | 511.9834
2030-07-18 22:00 | 56.5105 | 23.994 | 74.1316 | 78.9917 | 43.5507 | 51.6251 | 22.5918 | 7.4899 | 0 | 167.3805 | 13.8104 | 466.8951 | 493.2112
2030-07-18 23:00 | 56.5685 | 23.944 | 73.453 | 76.4326 | 41.3314 | 39.5035 | 22.7948 | 6.7294 | 0 | 170.3597 | 13.218 | 443.6741 | 480.3409
2030-07-19 | 56.6215 | 23.994 | 76.4196 | 79.7108 | 14.3777 | 38.5453 | 25.8136 | 8.1753 | 0 | 166.7275 | 11.9155 | 433.6033 | 461.0969
2030-07-19 01:00 | 56.6215 | 24.044 | 76.0219 | 79.3882 | 13.6226 | 37.108 | 28.5003 | 6.2475 | 0 | 165.4628 | 9.5234 | 428.8013 | 458.5192
2030-07-19 02:00 | 56.6215 | 24.094 | 75.7925 | 79.5746 | 13.592 | 39.0246 | 30.699 | 5.1806 | 0.15814 | 166.1219 | 6.1967 | 429.0086 | 462.3214
2030-07-19 03:00 | 56.6215 | 24.094 | 77.7698 | 79.8559 | 13.3013 | 44.602 | 30.0923 | 4.1901 | 4.6042 | 150.2365 | 6.3888 | 430.1002 | 455.48
2030-07-19 04:00 | 56.7345 | 24.094 | 87.323 | 85.2882 | 12.4604 | 44.3275 | 34.9703 | 13.518 | 26.2749 | 109.6505 | 3.3692 | 453.8991 | 462.1233
2030-07-19 05:00 | 57.0855 | 24.094 | 92.5169 | 87.5594 | 10.4579 | 53.0257 | 52.5808 | 20.1372 | 42.7849 | 80.1743 | 0.975 | 491.1582 | 484.4872
2030-07-19 06:00 | 57.0855 | 24.094 | 93.8212 | 87.9009 | 38.1 | 58.7435 | 53.152 | 20.894 | 74.1787 | 65.1535 | 0.12705 | 535.1359 | 533.4272
2030-07-19 07:00 | 56.6625 | 24.094 | 91.6381 | 86.902 | 52.2479 | 60.1238 | 60.9317 | 25.5628 | 87.0374 | 62.0162 | 0.50082 | 569.0091 | 564.3565
2030-07-19 08:00 | 56.6625 | 24.094 | 92.1568 | 86.7776 | 54.43 | 67.9877 | 66.4982 | 30.1463 | 95.1117 | 70.836 | 1.0784 | 605.0239 | 598.958
2030-07-19 09:00 | 56.6625 | 24.094 | 89.1923 | 86.1371 | 56.1899 | 74.5195 | 70.245 | 46.8522 | 78.8996 | 82.7858 | 0.80123 | 623.9741 | 617.6985
2030-07-19 10:00 | 56.6625 | 24.094 | 84.898 | 85.8034 | 57.3512 | 73.0224 | 76.5301 | 44.6455 | 88.823 | 93.3594 | 0.45799 | 642.9998 | 635.7934
2030-07-19 11:00 | 56.6625 | 24.094 | 86.4258 | 85.9677 | 57.5551 | 82.6636 | 78.7264 | 44.0343 | 80.6295 | 103.8411 | 0.32365 | 665.7188 | 649.4437
2030-07-19 12:00 | 56.6625 | 24.094 | 89.7912 | 86.8595 | 57.5742 | 88.8729 | 80.7245 | 39.799 | 75.2475 | 112.6324 | 0.16648 | 675.9155 | 660.1956
2030-07-19 13:00 | 56.6625 | 24.094 | 86.9483 | 85.7268 | 58.2509 | 90.8657 | 80.2212 | 48.6913 | 72.5158 | 118.7774 | 0.21656 | 689.1198 | 669.7006
2030-07-19 14:00 | 56.6625 | 24.044 | 88.3514 | 86.5951 | 58.1743 | 98.0701 | 80.4639 | 57.4132 | 61.3757 | 118.4143 | 5.5837 | 700.2179 | 675.5717
2030-07-19 15:00 | 56.6625 | 24.094 | 89.6743 | 86.5643 | 59.1649 | 106.5191 | 81.4657 | 61.8085 | 43.7763 | 115.4906 | 3.1188 | 699.0183 | 671.4919
2030-07-19 16:00 | 56.3115 | 24.094 | 89.5845 | 85.6422 | 58.6977 | 107.9276 | 82.922 | 57.1899 | 23.0398 | 120.4984 | 6.9379 | 676.9002 | 653.7007
2030-07-19 17:00 | 56.2793 | 24.094 | 88.2448 | 84.7605 | 58.8478 | 100.579 | 81.1008 | 55.3149 | 11.961 | 125.441 | 5.4719 | 651.8 | 636.3152
2030-07-19 18:00 | 56.6215 | 24.094 | 85.3885 | 84.0265 | 58.5002 | 97.7927 | 78.9343 | 36.9157 | 0.80673 | 136.6998 | 0.68618 | 622.2113 | 612.0122
2030-07-19 19:00 | 56.6215 | 24.094 | 83.3574 | 83.3161 | 58.305 | 79.6301 | 58.79 | 25.4915 | 0 | 146.2962 | 1.3051 | 572.6138 | 572.0701
2030-07-19 20:00 | 56.5685 | 24.094 | 81.6191 | 79.4726 | 57.316 | 68.1491 | 41.2882 | 12.2359 | 0 | 150.963 | 4.2445 | 522.875 | 532.108
2030-07-19 21:00 | 56.0875 | 24.094 | 73.6761 | 76.2875 | 56.2831 | 64.996 | 29.1441 | 9.2572 | 0 | 154.6473 | 3.9344 | 487.9787 | 508.6088
2030-07-19 22:00 | 56.0875 | 24.094 | 69.5621 | 76.5699 | 55.4599 | 57.8991 | 25.2768 | 9.0294 | 0 | 149.2852 | 3.267 | 459.2866 | 490.3223
2030-07-19 23:00 | 56.0875 | 24.094 | 68.9492 | 75.8552 | 55.0675 | 44.3594 | 26.1308 | 8.48 | 0 | 150.1832 | 7.2574 | 441.2369 | 478.5173

## Fig. 4-2 (Fig. ES-6b)
(a) Low-Demand Baseline scenario (b) 80% RE-ITI scenario
GW
Time | Nuclear | Geothermal | Biopower | Coal | CSP | Hydropower | Gas CC | Gas CT | PV | Wind | Curtailment | Load | Shifted Load
2030-04-27 | 48.3244 | 15.802 | 3.2975 | 222.3226 | 0.037518 | 24.8337 | 39.2085 | 5.4937 | 0 | 33.715 | 0 | 359.2038 | 374.8643
2030-04-27 01:00 | 48.3244 | 15.802 | 3.2975 | 220.7637 | 0.037518 | 24.6707 | 39.8689 | 5.1197 | 0 | 35.1204 | 0 | 360.2156 | 374.7915
2030-04-27 02:00 | 48.3244 | 15.802 | 3.2975 | 221.2035 | 0.037518 | 24.6197 | 39.9162 | 4.6042 | 0.44022 | 34.6145 | 0 | 366.1152 | 373.7518
2030-04-27 03:00 | 48.3244 | 15.802 | 3.2975 | 227.2468 | 0.037518 | 25.8648 | 41.0229 | 3.507 | 1.6495 | 33.648 | 0 | 375.9817 | 379.1877
2030-04-27 04:00 | 48.3244 | 15.802 | 3.2975 | 230.5449 | 0.02128 | 28.5462 | 54.1406 | 3.5833 | 2.5665 | 28.331 | 0 | 388.8957 | 391.8157
2030-04-27 05:00 | 48.3244 | 15.802 | 3.2975 | 230.7255 | 0.01089 | 32.9762 | 61.9095 | 2.2526 | 3.7662 | 25.8811 | 0 | 400.0337 | 400.4847
2030-04-27 06:00 | 48.3244 | 15.802 | 3.2975 | 230.7255 | 0.085437 | 44.5386 | 58.8309 | 2.0885 | 4.5204 | 23.6626 | 0 | 406.5167 | 406.6328
2030-04-27 07:00 | 48.3244 | 15.802 | 3.2975 | 230.7255 | 0.10146 | 49.6212 | 60.1198 | 1.7104 | 4.592 | 20.7566 | 0 | 409.6215 | 409.4839
2030-04-27 08:00 | 48.3244 | 15.802 | 3.2975 | 230.7255 | 0.10146 | 52.5981 | 61.2288 | 1.7484 | 4.917 | 21.0575 | 0 | 414.1852 | 413.9308
2030-04-27 09:00 | 48.3244 | 15.802 | 3.2975 | 230.7255 | 0.10146 | 53.3252 | 62.6741 | 1.6886 | 4.9189 | 22.8924 | 0 | 418.3265 | 417.6582
2030-04-27 10:00 | 48.3244 | 15.802 | 3.2975 | 230.7255 | 0.10146 | 52.0236 | 61.9102 | 1.6886 | 5.5243 | 25.7642 | 0 | 419.0312 | 418.9818
2030-04-27 11:00 | 48.3244 | 15.802 | 3.2975 | 230.7255 | 0.10146 | 51.6252 | 63.9163 | 1.6709 | 4.9156 | 27.7134 | 0 | 422.1501 | 421.7221
2030-04-27 12:00 | 48.3244 | 15.802 | 3.2975 | 230.7255 | 0.19677 | 53.3913 | 67.7199 | 1.7069 | 5.1285 | 28.4111 | 0 | 428.4193 | 427.9913
2030-04-27 13:00 | 48.3244 | 15.802 | 3.2975 | 230.7255 | 0.57802 | 56.2987 | 70.7896 | 1.796 | 6.073 | 29.1433 | 0.018082 | 437.8915 | 435.4869
2030-04-27 14:00 | 48.3244 | 15.802 | 3.2975 | 230.7255 | 0.63702 | 57.3761 | 76.4664 | 1.8018 | 4.881 | 29.7353 | 0.045416 | 450.7163 | 440.9739
2030-04-27 15:00 | 48.3244 | 15.802 | 3.2975 | 230.7255 | 0.63248 | 59.7398 | 77.5454 | 1.494 | 3.5767 | 30.4562 | 0.045416 | 452.898 | 443.3631 | Figure ES-6 (b). Hourly dispatch stacks for the 80% RE-ITI scenario
2030-04-27 16:00 | 48.3244 | 15.802 | 3.2975 | 230.7255 | 0.50086 | 60.6626 | 75.3771 | 1.067 | 2.1317 | 32.7305 | 0.046044 | 452.4912 | 442.475 | (b) Lowest coincident load in 2050
2030-04-27 17:00 | 48.3244 | 15.802 | 3.2975 | 230.7255 | 0.10146 | 58.0012 | 74.9585 | 1.144 | 0.56425 | 33.2741 | 0 | 447.2866 | 438.3924
2030-04-27 18:00 | 48.3244 | 15.802 | 3.2975 | 230.5508 | 0.10146 | 56.8378 | 68.1544 | 1.1214 | 0 | 33.5949 | 0 | 434.3257 | 430.7423
2030-04-27 19:00 | 48.3244 | 15.802 | 3.2975 | 230.4367 | 0.10146 | 49.8325 | 51.7899 | 1.0557 | 0 | 33.4622 | 0 | 411.7258 | 408.5272
2030-04-27 20:00 | 48.3244 | 15.802 | 3.2975 | 229.9355 | 0.10146 | 45.329 | 36.0514 | 1.6613 | 0 | 33.1866 | 0 | 392.6218 | 390.2228
2030-04-27 21:00 | 48.3244 | 15.802 | 3.2975 | 224.9334 | 0.10146 | 41.1539 | 29.3722 | 3.3329 | 0 | 34.2316 | 0 | 377.2382 | 379.2885
2030-04-27 22:00 | 48.3244 | 15.802 | 3.2975 | 223.0103 | 0.032461 | 30.4698 | 33.1601 | 3.3863 | 0 | 34.3603 | 0 | 363.737 | 372.1738
2030-04-27 23:00 | 48.3244 | 15.802 | 3.2975 | 220.5712 | 0.032461 | 27.8248 | 35.5441 | 4.2929 | 0 | 34.7725 | 0 | 359.7542 | 371.8856
2030-04-28 | 50.7874 | 15.802 | 3.2975 | 216.7312 | 0.032461 | 26.7868 | 35.5763 | 4.7367 | 0 | 34.1902 | 0 | 359.6375 | 369.9333
2030-04-28 01:00 | 50.7874 | 15.802 | 3.2975 | 217.0625 | 0.032461 | 26.25 | 36.3604 | 4.0624 | 0 | 33.7016 | 0 | 360.5912 | 369.341
2030-04-28 02:00 | 50.7874 | 15.802 | 3.2975 | 218.7036 | 0.032461 | 26.175 | 35.6125 | 3.8249 | 0.26253 | 33.6253 | 0 | 363.5711 | 369.2532
2030-04-28 03:00 | 50.7874 | 15.802 | 3.2975 | 224.5545 | 0.032461 | 27.6925 | 35.4809 | 2.5705 | 1.7128 | 33.1814 | 0 | 370.493 | 374.1953
2030-04-28 04:00 | 50.7874 | 15.802 | 3.2975 | 230.9628 | 0.017479 | 30.1625 | 42.5225 | 2.6182 | 2.8991 | 30.7718 | 0 | 384.3924 | 386.7738
2030-04-28 05:00 | 50.7874 | 15.802 | 3.2975 | 231.2428 | 0.0058339 | 34.5662 | 49.7292 | 2.301 | 4.9783 | 29.8998 | 0 | 397.7788 | 398.3636
2030-04-28 06:00 | 50.7874 | 15.802 | 3.2975 | 231.3678 | 0.01832 | 44.8816 | 44.6068 | 2.1772 | 6.1392 | 29.4755 | 0 | 403.1819 | 403.5831
2030-04-28 07:00 | 50.7874 | 15.802 | 3.2975 | 231.3678 | 0.48178 | 47.9954 | 46.5721 | 1.8025 | 5.5659 | 27.9041 | 0 | 407.0086 | 406.2226
2030-04-28 08:00 | 50.7874 | 15.802 | 3.2975 | 231.3554 | 0.63248 | 50.7112 | 48.2841 | 1.711 | 6.814 | 27.0368 | 0 | 410.9454 | 410.8048
2030-04-28 09:00 | 50.7874 | 15.802 | 3.2975 | 231.2991 | 0.63248 | 50.6711 | 51.3654 | 1.3443 | 5.9633 | 27.4297 | 0 | 414.1147 | 412.7967
2030-04-28 10:00 | 50.7874 | 15.802 | 3.2975 | 231.2282 | 0.63248 | 50.3112 | 50.1559 | 1.32 | 6.1507 | 30.7276 | 0 | 415.2497 | 414.5124
2030-04-28 11:00 | 50.7874 | 15.802 | 3.2975 | 230.409 | 0.63248 | 50.012 | 50.1291 | 1.2228 | 6.4719 | 34.4165 | 0 | 417.9791 | 417.1111 | Figure 4-2. Dispatch stack during spring off peak in 2050
2030-04-28 12:00 | 50.7874 | 15.802 | 3.2975 | 230.1613 | 0.63248 | 51.3069 | 52.9961 | 1.3054 | 6.2983 | 35.9907 | 0 | 423.1812 | 422.1682 | (a) Low-Demand Baseline scenario (b) 80% RE-ITI scenario
2030-04-28 13:00 | 50.7874 | 15.802 | 3.2975 | 231.0386 | 0.63248 | 54.6722 | 58.3632 | 1.3138 | 5.9687 | 34.6701 | 0.020592 | 431.7787 | 429.5821
2030-04-28 14:00 | 50.7874 | 15.802 | 3.2975 | 231.2166 | 0.63248 | 57.8673 | 61.9147 | 1.3216 | 5.2808 | 35.2215 | 0.045416 | 442.7243 | 435.7393
2030-04-28 15:00 | 50.7874 | 15.802 | 3.2975 | 231.3212 | 0.62794 | 58.9641 | 64.1059 | 1.0872 | 2.8026 | 36.4139 | 0.045416 | 445.2578 | 437.479
2030-04-28 16:00 | 50.7874 | 15.802 | 3.2975 | 231.3678 | 0.57348 | 58.2059 | 61.5714 | 0.99662 | 2.113 | 38.0544 | 0.046044 | 441.9419 | 435.211
2030-04-28 17:00 | 50.7874 | 15.802 | 3.2975 | 231.3678 | 0.21919 | 54.9308 | 62.7489 | 1.0598 | 0.82493 | 37.6003 | 0 | 436.5966 | 431.4149
2030-04-28 18:00 | 50.7874 | 15.802 | 3.2975 | 231.3497 | 0.10146 | 52.6598 | 60.5734 | 1.0972 | 0.11305 | 33.7287 | 0 | 425.3387 | 422.9627
2030-04-28 19:00 | 50.7874 | 15.802 | 3.2975 | 230.7709 | 0.10146 | 48.9933 | 45.4265 | 0.9768 | 0 | 30.9679 | 0 | 405.0108 | 401.8838
2030-04-28 20:00 | 50.7874 | 15.802 | 3.2975 | 228.6781 | 0.10146 | 44.962 | 26.167 | 0.93352 | 0 | 30.2365 | 0 | 379.8007 | 377.6927
2030-04-28 21:00 | 50.7874 | 15.802 | 3.2975 | 221.2599 | 0.10146 | 42.758 | 21.857 | 1.6953 | 0 | 28.1089 | 0 | 362.8256 | 364.9068
2030-04-28 22:00 | 50.7874 | 15.802 | 3.2975 | 217.7413 | 0.032461 | 32.4068 | 21.6652 | 3.3714 | 0 | 27.6744 | 0 | 343.4959 | 354.1375
2030-04-28 23:00 | 50.7874 | 15.802 | 3.2975 | 214.0593 | 0.032461 | 28.568 | 25.3161 | 4.0511 | 0 | 27.3715 | 0 | 338.2613 | 351.8049
2030-04-29 | 49.7074 | 15.802 | 3.2645 | 212.097 | 0.032461 | 25.9778 | 28.4692 | 4.2805 | 0 | 28.0672 | 0 | 338.7115 | 350.9372
2030-04-29 01:00 | 49.7074 | 15.802 | 3.2645 | 211.8809 | 0.032461 | 25.21 | 28.4724 | 4.2061 | 0 | 27.9954 | 0 | 339.1277 | 349.845
2030-04-29 02:00 | 49.7074 | 15.802 | 3.2645 | 211.6699 | 0.032461 | 24.659 | 29.6373 | 3.8206 | 0.40811 | 28.1497 | 0 | 343.7193 | 349.9487
2030-04-29 03:00 | 49.7074 | 15.802 | 3.2645 | 212.5339 | 0.032461 | 24.6349 | 29.7001 | 2.807 | 1.7643 | 27.4232 | 0 | 345.4044 | 349.1452
2030-04-29 04:00 | 49.7074 | 15.802 | 3.2645 | 218.0578 | 0.019485 | 25.5706 | 29.566 | 2.6205 | 3.0167 | 25.6059 | 0 | 350.687 | 352.953
2030-04-29 05:00 | 49.7074 | 15.802 | 3.2645 | 229.733 | 0.0058339 | 27.7318 | 34.8526 | 2.6439 | 4.2002 | 22.7288 | 0 | 369.0579 | 368.4352
2030-04-29 06:00 | 49.7074 | 15.802 | 3.2645 | 230.0009 | 0.020202 | 37.7304 | 41.8141 | 2.6633 | 4.6247 | 20.529 | 0 | 388.3816 | 382.3383
2030-04-29 07:00 | 49.7074 | 15.802 | 3.2645 | 230.5149 | 0.42732 | 41.6566 | 46.6454 | 2.1898 | 5.6406 | 19.3875 | 0 | 396.9318 | 390.704
2030-04-29 08:00 | 49.7074 | 15.802 | 3.2645 | 230.4703 | 0.63248 | 45.1712 | 44.1635 | 1.9061 | 5.9318 | 21.2251 | 0 | 397.8775 | 393.4564
2030-04-29 09:00 | 49.7074 | 15.802 | 3.2645 | 230.4009 | 0.63248 | 45.5015 | 43.8857 | 1.2285 | 6.1586 | 22.7975 | 0 | 398.3732 | 394.5299
2030-04-29 10:00 | 49.7074 | 15.802 | 3.2645 | 230.1181 | 0.63248 | 45.0895 | 40.7159 | 1.136 | 5.845 | 25.2806 | 0 | 395.7639 | 392.9086
2030-04-29 11:00 | 49.7074 | 15.802 | 3.2645 | 227.2736 | 0.63248 | 45.3599 | 36.6781 | 1.1858 | 6.097 | 28.6733 | 0 | 391.7491 | 390.2741
2030-04-29 12:00 | 49.7074 | 15.802 | 3.2645 | 225.1269 | 0.63248 | 44.3972 | 37.5243 | 1.0843 | 4.6263 | 30.5556 | 0 | 389.6092 | 388.4642
2030-04-29 13:00 | 49.7074 | 15.802 | 3.2645 | 225.1412 | 0.63248 | 45.5578 | 40.3608 | 1.7896 | 4.1473 | 31.1639 | 0.019964 | 394.0344 | 393.0494
2030-04-29 14:00 | 49.7074 | 15.802 | 3.2645 | 229.1533 | 0.63248 | 44.9404 | 42.5625 | 1.8751 | 3.9515 | 31.3873 | 0.045416 | 401.2352 | 398.2851
2030-04-29 15:00 | 49.7074 | 15.802 | 3.2645 | 229.5243 | 0.62794 | 45.855 | 44.1626 | 1.8925 | 2.8397 | 31.7528 | 0.031611 | 403.4795 | 400.3159
2030-04-29 16:00 | 49.7074 | 15.802 | 3.2645 | 230.1203 | 0.55078 | 46.2481 | 45.0666 | 1.3525 | 2.3373 | 30.368 | 0 | 403.4273 | 399.7118
2030-04-29 17:00 | 49.7074 | 15.802 | 3.2645 | 230.5215 | 0.20131 | 43.4207 | 48.2987 | 1.1036 | 0.82897 | 29.064 | 0 | 399.9777 | 397.3523
2030-04-29 18:00 | 49.7074 | 15.802 | 3.2645 | 230.0981 | 0.10146 | 43.9299 | 40.915 | 0.96787 | 0.080753 | 26.8674 | 0 | 388.6454 | 387.5664
2030-04-29 19:00 | 49.7074 | 15.802 | 3.2645 | 223.3939 | 0.10146 | 42.622 | 32.5652 | 0.88752 | 0 | 24.8026 | 0 | 372.1201 | 370.1881
2030-04-29 20:00 | 49.7074 | 15.802 | 3.2645 | 219.0136 | 0.10146 | 40.2751 | 25.9657 | 1.0388 | 0 | 23.4101 | 0 | 358.6641 | 357.4362
2030-04-29 21:00 | 49.7074 | 15.802 | 3.2645 | 213.6792 | 0.10146 | 36.2329 | 24.1343 | 2.2849 | 0 | 23.8954 | 0 | 347.0634 | 349.8853
2030-04-29 22:00 | 49.7074 | 15.802 | 3.2645 | 211.5633 | 0.092399 | 27.2312 | 26.3261 | 3.0208 | 0 | 25.5973 | 0 | 336.3327 | 344.8527
2030-04-29 23:00 | 49.7074 | 15.802 | 3.2645 | 210.8547 | 0.032461 | 24.964 | 26.1747 | 3.2701 | 0 | 26.3434 | 0 | 330.7003 | 343.7066
2030-04-30 | 48.5324 | 15.802 | 3.3153 | 210.2666 | 0.035406 | 23.5029 | 28.0188 | 3.6011 | 0 | 28.0218 | 0 | 329.593 | 344.8919
2030-04-30 01:00 | 48.5324 | 15.802 | 3.3153 | 208.0118 | 0.035406 | 22.8959 | 28.9965 | 3.7214 | 0 | 29.4924 | 0 | 327.8154 | 344.7352
2030-04-30 02:00 | 48.5324 | 15.802 | 3.3153 | 201.283 | 0.022662 | 22.5678 | 29.0469 | 3.682 | 0.4648 | 29.9203 | 0 | 322.1481 | 338.2529
2030-04-30 03:00 | 48.5324 | 15.802 | 3.3153 | 187.8359 | 0.0087783 | 22.6528 | 29.006 | 3.6239 | 1.7186 | 29.5205 | 0 | 313.6651 | 324.6141
2030-04-30 04:00 | 48.5324 | 15.802 | 3.3153 | 188.5495 | 0.0087783 | 23.0959 | 28.6553 | 3.5403 | 3.1006 | 30.7237 | 0 | 321.1441 | 326.2765
2030-04-30 05:00 | 48.5324 | 15.802 | 3.3153 | 209.2999 | 0.0087783 | 25.5265 | 27.6385 | 3.5246 | 5.0617 | 29.1552 | 0 | 345.2881 | 346.834
2030-04-30 06:00 | 48.5324 | 15.802 | 3.3153 | 217.1241 | 0.021979 | 34.3021 | 31.174 | 3.5003 | 5.9392 | 24.7545 | 0 | 365.5079 | 361.8685
2030-04-30 07:00 | 48.5324 | 15.802 | 3.3153 | 227.5956 | 0.10078 | 38.4307 | 31.74 | 1.8241 | 5.9594 | 23.0446 | 0 | 376.5667 | 372.9256
2030-04-30 08:00 | 48.5324 | 15.802 | 3.3153 | 228.7301 | 0.49564 | 40.8843 | 35.0484 | 1.8398 | 6.4026 | 24.375 | 0 | 384.1065 | 381.5503
2030-04-30 09:00 | 48.5324 | 15.802 | 3.3153 | 229.2952 | 0.6318 | 43.2474 | 36.6085 | 1.6542 | 6.6681 | 25.9106 | 0 | 389.2272 | 387.4621
2030-04-30 10:00 | 48.5324 | 15.802 | 3.3153 | 228.883 | 0.6318 | 44.4225 | 36.3185 | 1.5879 | 6.3237 | 28.2717 | 0 | 391.2219 | 389.7875
2030-04-30 11:00 | 48.5324 | 15.802 | 3.3153 | 227.4519 | 0.6318 | 44.5797 | 36.7531 | 1.5105 | 6.6217 | 29.0946 | 0 | 390.5336 | 390.0656
2030-04-30 12:00 | 48.5324 | 15.802 | 3.3153 | 227.5013 | 0.63633 | 43.8128 | 39.666 | 1.5968 | 5.7122 | 29.056 | 0 | 391.9273 | 391.3273
2030-04-30 13:00 | 48.5324 | 15.802 | 3.3153 | 227.6071 | 0.63248 | 45.6455 | 43.6649 | 1.5966 | 4.7767 | 29.8312 | 0.02075 | 398.8723 | 396.6054
2030-04-30 14:00 | 48.5324 | 15.802 | 3.3153 | 229.5756 | 0.63177 | 47.3803 | 45.5635 | 1.6058 | 4.9438 | 31.3285 | 0.045416 | 410.5683 | 403.2001
2030-04-30 15:00 | 48.5324 | 15.802 | 3.3153 | 230.1632 | 0.62269 | 49.5265 | 50.0072 | 1.0187 | 3.0343 | 29.374 | 0.045416 | 415.0552 | 405.6447
2030-04-30 16:00 | 48.5324 | 15.802 | 3.3153 | 230.0859 | 0.52284 | 48.6667 | 51.7757 | 1.1056 | 1.6256 | 30.0877 | 0.046044 | 417.7447 | 405.6437
2030-04-30 17:00 | 48.5324 | 15.802 | 3.3153 | 230.4718 | 0.1779 | 45.5394 | 50.6237 | 1.1673 | 0.56527 | 30.0308 | 0 | 413.2561 | 400.6244
2030-04-30 18:00 | 48.5324 | 15.802 | 3.3153 | 230.5472 | 0.10075 | 44.9959 | 44.3522 | 1.1562 | 0.064602 | 28.8325 | 0 | 397.9751 | 392.8769
2030-04-30 19:00 | 48.5324 | 15.802 | 3.3153 | 224.1417 | 0.10075 | 43.7114 | 33.5629 | 0.97822 | 0 | 28.5002 | 0 | 378.0391 | 375.1827
2030-04-30 20:00 | 48.5324 | 15.802 | 3.3153 | 218.7808 | 0.10075 | 40.794 | 23.2845 | 1.3618 | 0 | 27.0821 | 0 | 358.1579 | 357.6402
2030-04-30 21:00 | 48.5324 | 15.802 | 3.3153 | 218.5149 | 0.10075 | 35.4418 | 20.5047 | 1.4259 | 0 | 26.0513 | 0 | 345.4913 | 349.7154
2030-04-30 22:00 | 48.5324 | 15.802 | 3.3153 | 220.802 | 0.10075 | 28.043 | 22.8751 | 1.3475 | 0 | 24.9896 | 0 | 341.6296 | 346.4115
2030-04-30 23:00 | 48.5324 | 15.802 | 3.3153 | 219.1235 | 0.10075 | 26.389 | 23.7775 | 1.6108 | 0 | 24.9587 | 0 | 335.5695 | 345.4267
(b) 80% RE-ITI scenario
GW
Time | Nuclear | Geothermal | Biopower | Coal | CSP | Hydropower | Gas CC | Gas CT | PV | Wind | Curtailment | Load | Shifted Load
2030-04-27 | 46.5643 | 24.035 | 40.7791 | 22.0937 | 12.8847 | 42.7956 | 10.1993 | 4.3322 | 0 | 162.4949 | 7.0651 | 329.8897 | 343.8772
2030-04-27 01:00 | 46.6213 | 24.085 | 41.3182 | 24.221 | 10.2969 | 42.5549 | 8.363 | 3.7054 | 0 | 165.621 | 12.4171 | 330.2058 | 344.4496
2030-04-27 02:00 | 46.6213 | 24.094 | 41.2883 | 26.8569 | 11.4669 | 43.5111 | 8.6461 | 3.1555 | 0.4019 | 167.774 | 12.8055 | 339.4708 | 350.388
2030-04-27 03:00 | 46.6743 | 24.094 | 42.0142 | 30.1181 | 17.5906 | 47.6083 | 6.6102 | 2.2708 | 10.884 | 161.7781 | 9.952 | 359.9564 | 363.6501
2030-04-27 04:00 | 46.8863 | 24.094 | 49.211 | 30.5932 | 22.8555 | 55.4353 | 6.4115 | 3.3966 | 28.7511 | 141.6358 | 6.9719 | 383.232 | 380.6796
2030-04-27 05:00 | 47.1153 | 24.094 | 55.4612 | 27.5932 | 22.0589 | 56.0847 | 5.9224 | 3.784 | 48.7782 | 130.4376 | 8.6827 | 396.9034 | 391.3717
2030-04-27 06:00 | 46.7883 | 24.094 | 55.5974 | 23.2096 | 24.9979 | 60.3635 | 5.8021 | 2.2014 | 74.5584 | 120.0141 | 8.7234 | 410.4512 | 406.724
2030-04-27 07:00 | 47.4123 | 24.044 | 60.6238 | 23.8318 | 30.6937 | 63.2948 | 5.1037 | 2.2268 | 86.7032 | 108.7717 | 8.7583 | 422.21 | 421.399
2030-04-27 08:00 | 47.0993 | 23.994 | 59.5871 | 22.0341 | 28.6033 | 63.4952 | 5.2642 | 2.1692 | 98.4808 | 115.8089 | 9.5446 | 431.8037 | 434.8766
2030-04-27 09:00 | 46.9893 | 23.944 | 57.8996 | 17.4376 | 24.4748 | 60.3624 | 5.0192 | 2.4398 | 100.7853 | 130.5582 | 13.3374 | 434.3143 | 437.9736
2030-04-27 10:00 | 46.8733 | 23.894 | 58.2544 | 20.8131 | 14.3803 | 52.7537 | 6.7633 | 2.2029 | 111.3068 | 140.5904 | 21.1973 | 442.0829 | 445.7826
2030-04-27 11:00 | 46.8863 | 23.844 | 57.6364 | 23.825 | 14.2185 | 57.0334 | 6.5633 | 2.8534 | 100.7184 | 141.6216 | 28.5875 | 441.3783 | 442.9264
2030-04-27 12:00 | 47.1052 | 23.794 | 60.1913 | 23.9501 | 19.6073 | 58.0007 | 6.9488 | 2.7385 | 99.7313 | 142.3123 | 11.2275 | 449.6772 | 451.6781
2030-04-27 13:00 | 47.6863 | 23.744 | 61.6389 | 28.0805 | 18.7083 | 62.6303 | 7.0232 | 3.2414 | 93.7166 | 139.7744 | 43.0974 | 452.1274 | 452.784
2030-04-27 14:00 | 47.6863 | 23.644 | 63.444 | 36.6675 | 15.315 | 65.3868 | 9.3512 | 3.3544 | 75.3117 | 142.3068 | 66.9929 | 457.7486 | 448.1205
2030-04-27 15:00 | 47.6863 | 23.584 | 64.0179 | 38.5953 | 16.6197 | 76.7642 | 14.0082 | 4.2709 | 51.2787 | 140.9362 | 72.4682 | 459.9457 | 443.2148
2030-04-27 16:00 | 47.2733 | 23.634 | 60.6944 | 39.1291 | 26.3305 | 82.4803 | 17.1243 | 3.932 | 23.5242 | 152.6463 | 48.5496 | 458.8813 | 442.3324
2030-04-27 17:00 | 47.2038 | 23.684 | 56.7716 | 38.5656 | 28.2475 | 89.2805 | 15.8276 | 2.9351 | 7.5064 | 161.7142 | 8.9304 | 451.2683 | 437.7293
2030-04-27 18:00 | 47.1103 | 23.734 | 51.2056 | 35.9673 | 27.9384 | 89.5285 | 12.0479 | 3.2734 | 0.12536 | 171.126 | 5.8829 | 437.6606 | 428.9677
2030-04-27 19:00 | 47.0573 | 23.784 | 48.8982 | 32.1869 | 29.1339 | 74.4453 | 11.4667 | 3.5273 | 0 | 172.0257 | 3.2644 | 414.3676 | 411.2154
2030-04-27 20:00 | 47.1553 | 23.834 | 44.8436 | 30.6891 | 25.352 | 66.8903 | 10.5623 | 4.3714 | 0 | 162.8547 | 5.1295 | 386.4991 | 387.8085
2030-04-27 21:00 | 47.1553 | 23.884 | 43.1226 | 30.3306 | 17.0409 | 66.6205 | 10.5623 | 4.3297 | 0 | 149.4351 | 10.1626 | 361.5321 | 366.4295
2030-04-27 22:00 | 47.1553 | 23.934 | 42.8672 | 31.3366 | 12.3269 | 60.7678 | 9.9798 | 4.8168 | 0 | 145.941 | 10.826 | 344.3957 | 355.0183
2030-04-27 23:00 | 47.0091 | 23.884 | 41.4211 | 29.432 | 8.2835 | 53.836 | 9.4718 | 4.2969 | 0 | 152.2973 | 9.7562 | 331.4716 | 347.1445
2030-04-28 | 47.0817 | 23.734 | 39.5131 | 19.6281 | 8.0292 | 50.3367 | 7.4449 | 3.8561 | 0 | 156.6084 | 13.8576 | 329.4649 | 334.1351
2030-04-28 01:00 | 45.95 | 23.825 | 35.7311 | 12.6518 | 7.9949 | 50.2871 | 5.1947 | 3.5165 | 0 | 175.1464 | 10.3157 | 333.2086 | 338.1995
2030-04-28 02:00 | 45.95 | 23.925 | 28.1885 | 14.1554 | 7.9908 | 47.7904 | 4.7718 | 3.6808 | 0.13788 | 188.079 | 7.7535 | 338.4164 | 341.5358
2030-04-28 03:00 | 45.95 | 23.984 | 25.1648 | 12.7447 | 7.9908 | 49.5845 | 2.8605 | 2.4758 | 13.0015 | 199.0433 | 3.204 | 355.7897 | 357.1657
2030-04-28 04:00 | 45.909 | 23.934 | 23.7085 | 10.8818 | 12.9664 | 52.7755 | 2.7914 | 2.1245 | 32.1597 | 199.0577 | 0.99862 | 379.4424 | 378.0521
2030-04-28 05:00 | 45.909 | 23.884 | 26.2859 | 10.161 | 16.0267 | 54.738 | 3.9129 | 2.2122 | 53.4444 | 193.4373 | 3.1788 | 400.6586 | 400.3221
2030-04-28 06:00 | 45.909 | 23.7939 | 23.1724 | 7.9816 | 8.5176 | 60.2516 | 4.3113 | 1.449 | 69.5807 | 201.2496 | 5.4858 | 413.9529 | 415.6417
2030-04-28 07:00 | 45.909 | 23.3919 | 22.5371 | 7.1118 | 8.2971 | 67.7347 | 4.4188 | 1.2038 | 64.8224 | 205.464 | 15.4344 | 417.3714 | 419.849
2030-04-28 08:00 | 45.909 | 23.0979 | 22.5496 | 6.4628 | 8.2971 | 64.556 | 4.3314 | 1.1198 | 88.2302 | 202.0691 | 35.2432 | 430.5996 | 434.6489
2030-04-28 09:00 | 45.909 | 22.8739 | 22.4661 | 6.62 | 8.8969 | 64.3684 | 4.5935 | 1.1198 | 91.9128 | 198.501 | 81.26 | 431.0742 | 435.682
2030-04-28 10:00 | 45.909 | 22.764 | 22.8482 | 6.62 | 8.3083 | 65.6819 | 4.4503 | 1.0006 | 86.2421 | 206.5885 | 118.2624 | 431.5076 | 438.1064
2030-04-28 11:00 | 45.909 | 22.664 | 22.4441 | 6.6254 | 8.28 | 61.5448 | 4.624 | 1.0606 | 81.9151 | 216.0897 | 148.9387 | 432.9032 | 438.6464
2030-04-28 12:00 | 45.909 | 22.564 | 22.2951 | 6.8184 | 9.8183 | 67.7088 | 4.7284 | 1.1821 | 81.0842 | 215.8276 | 140.1915 | 441.4971 | 445.6122
2030-04-28 13:00 | 46.138 | 22.473 | 28.4929 | 7.6515 | 9.8183 | 70.544 | 5.2811 | 1.6837 | 70.8496 | 219.7252 | 124.0157 | 446.5419 | 449.6606
2030-04-28 14:00 | 46.5693 | 22.423 | 36.623 | 14.6766 | 9.7823 | 71.2073 | 5.9682 | 3.5842 | 57.725 | 219.9517 | 126.9287 | 455.4864 | 454.7423
2030-04-28 15:00 | 46.8413 | 22.373 | 41.2861 | 26.8593 | 10.8765 | 75.1108 | 7.046 | 3.6105 | 41.5784 | 211.2857 | 120.7978 | 458.4495 | 452.9321
2030-04-28 16:00 | 45.6181 | 22.575 | 41.857 | 27.4825 | 10.3978 | 78.3549 | 9.5134 | 2.5029 | 22.425 | 217.7329 | 103.2774 | 453.7155 | 444.7313
2030-04-28 17:00 | 45.5611 | 22.875 | 42.0344 | 27.2348 | 14.7809 | 80.5588 | 8.6797 | 3.05 | 9.7201 | 216.3701 | 23.2562 | 446.1382 | 437.5452
2030-04-28 18:00 | 45.4961 | 23.141 | 40.1153 | 22.5362 | 19.8982 | 84.5682 | 8.8438 | 2.963 | 0.91593 | 204.6243 | 16.3123 | 429.5031 | 420.6148
2030-04-28 19:00 | 45.4951 | 23.391 | 37.2888 | 18.8404 | 18.2554 | 83.9979 | 9.3974 | 1.599 | 0 | 197.5233 | 15.2331 | 407.0761 | 404.8933
2030-04-28 20:00 | 44.957 | 23.593 | 31.6888 | 12.7371 | 18.5495 | 74.9861 | 9.3056 | 1.0656 | 0 | 191.9238 | 12.9244 | 377.2876 | 380.295
2030-04-28 21:00 | 44.807 | 23.743 | 23.565 | 11.5004 | 11.2022 | 70.1861 | 8.7568 | 1.0076 | 0 | 187.1127 | 8.8722 | 347.7196 | 356.4375
2030-04-28 22:00 | 44.807 | 23.884 | 22.8349 | 10.8128 | 12.3472 | 58.845 | 8.1704 | 0.8646 | 0 | 182.6394 | 8.8251 | 325.8649 | 342.3384
2030-04-28 23:00 | 44.807 | 23.682 | 22.6253 | 10.1651 | 7.706 | 46.8049 | 6.6754 | 0.8206 | 0 | 190.8596 | 7.6271 | 313.1065 | 332.6915
2030-04-29 | 43.781 | 23.364 | 21.1449 | 8.9955 | 7.706 | 45.1246 | 5.5666 | 1.7789 | 0 | 181.1768 | 27.2502 | 313.5495 | 318.0256
2030-04-29 01:00 | 43.781 | 23.371 | 20.9032 | 8.3537 | 7.706 | 47.9828 | 4.1061 | 2.0249 | 0 | 181.1166 | 35.0859 | 313.5568 | 318.8294
2030-04-29 02:00 | 43.822 | 23.547 | 20.8219 | 8.5406 | 7.706 | 44.2818 | 3.7381 | 2.1169 | 0.27256 | 182.1242 | 35.4643 | 313.062 | 315.859
2030-04-29 03:00 | 43.781 | 23.295 | 19.779 | 6.1841 | 7.706 | 50.4711 | 3.1002 | 2.0996 | 11.9055 | 178.7309 | 37.297 | 322.9422 | 323.736
2030-04-29 04:00 | 43.781 | 23.095 | 21.1623 | 6.2988 | 7.706 | 44.596 | 3.1002 | 2.6311 | 25.1111 | 186.4109 | 29.7069 | 339.2473 | 338.4276
2030-04-29 05:00 | 43.781 | 23.347 | 21.1531 | 5.7769 | 7.9766 | 47.9335 | 3.3281 | 2.9325 | 40.5797 | 191.0118 | 13.7937 | 364.8193 | 360.5745
2030-04-29 06:00 | 43.781 | 23.597 | 22.1654 | 6.0562 | 14.7471 | 59.0312 | 4.7778 | 2.6489 | 57.1913 | 182.4997 | 13.6038 | 390.7372 | 387.3286
2030-04-29 07:00 | 43.781 | 23.773 | 23.3321 | 4.2873 | 14.4795 | 63.06 | 4.9585 | 2.7423 | 77.4531 | 181.1937 | 19.6967 | 408.6329 | 409.0227
2030-04-29 08:00 | 43.781 | 23.823 | 22.8207 | 4.4871 | 9.0912 | 61.8197 | 4.459 | 2.3894 | 88.856 | 181.919 | 81.4241 | 412.4537 | 413.0605
2030-04-29 09:00 | 43.781 | 23.521 | 22.4597 | 4.4871 | 8.8965 | 60.2124 | 4.459 | 2.31 | 91.2386 | 187.3461 | 107.4491 | 416.9598 | 418.2992
2030-04-29 10:00 | 43.781 | 23.221 | 21.4372 | 4.5976 | 8.7689 | 63.4445 | 4.0433 | 2.6263 | 85.0846 | 189.4425 | 143.2717 | 412.4022 | 416.2283
2030-04-29 11:00 | 43.781 | 23.014 | 20.4384 | 4.4284 | 8.3895 | 59.9124 | 4.0473 | 2.3863 | 89.0405 | 192.537 | 166.8054 | 413.9792 | 418.094
2030-04-29 12:00 | 43.822 | 23.316 | 20.44 | 7.5488 | 10.4845 | 57.5907 | 4.0209 | 2.2467 | 82.1634 | 191.1834 | 171.438 | 408.4317 | 413.1129
2030-04-29 13:00 | 43.822 | 23.666 | 21.3194 | 9.6582 | 16.4914 | 57.8696 | 4.4185 | 2.2637 | 66.3372 | 197.4796 | 168.5644 | 409.8663 | 413.308
2030-04-29 14:00 | 43.822 | 23.925 | 22.9245 | 10.3676 | 20.3108 | 61.1617 | 4.8798 | 3.3956 | 57.4116 | 202.666 | 157.7769 | 420.2845 | 420.2784
2030-04-29 15:00 | 43.822 | 23.975 | 24.0878 | 12.8161 | 26.6455 | 60.9369 | 7.3979 | 3.552 | 40.6145 | 202.4879 | 149.1845 | 420.9555 | 415.5938
2030-04-29 16:00 | 43.822 | 24.075 | 22.479 | 11.4515 | 31.304 | 65.2842 | 6.8918 | 3.3831 | 25.9133 | 205.6883 | 106.858 | 415.0051 | 409.5569
2030-04-29 17:00 | 43.822 | 24.094 | 23.4025 | 12.647 | 39.7988 | 68.5817 | 7.4331 | 4.1677 | 9.0785 | 204.1556 | 38.3895 | 411.1576 | 406.7439
2030-04-29 18:00 | 43.822 | 24.044 | 22.3208 | 11.8159 | 42.7212 | 71.2362 | 8.6781 | 2.6655 | 0.65026 | 188.4503 | 39.8071 | 392.7305 | 386.8093
2030-04-29 19:00 | 43.822 | 23.994 | 21.7323 | 11.5161 | 43.7863 | 68.212 | 8.4871 | 1.9802 | 0 | 173.4886 | 38.5015 | 372.9017 | 368.8892
2030-04-29 20:00 | 43.822 | 23.994 | 19.8669 | 9.3328 | 43.6891 | 63.7781 | 7.7766 | 1.8505 | 0 | 164.2655 | 35.7136 | 352.497 | 352.4723
2030-04-29 21:00 | 43.822 | 24.094 | 19.3786 | 7.2778 | 43.3127 | 56.425 | 7.7766 | 1.9158 | 0 | 159.7352 | 38.9224 | 334.6087 | 340.1681
2030-04-29 22:00 | 43.822 | 23.994 | 19.1262 | 5.7904 | 42.1795 | 43.426 | 6.9383 | 1.8255 | 0 | 165.0395 | 36.9572 | 318.404 | 330.3612
2030-04-29 23:00 | 43.822 | 24.094 | 19.0692 | 5.5034 | 36.8123 | 36.6013 | 5.859 | 1.8549 | 0 | 169.9427 | 41.3835 | 307.8921 | 323.0434
2030-04-30 | 42.706 | 23.994 | 18.3875 | 5.7185 | 18.3885 | 36.421 | 6.9387 | 1.2165 | 0 | 184.2664 | 41.2682 | 312.2214 | 318.1358
2030-04-30 01:00 | 42.706 | 23.407 | 16.1382 | 5.2411 | 18.2585 | 34.6668 | 6.5287 | 1.2978 | 0 | 187.1481 | 52.706 | 309.0567 | 315.6735
2030-04-30 02:00 | 42.706 | 23.364 | 16.1291 | 5.6542 | 17.1981 | 33.1735 | 6.3489 | 1.3359 | 0.34042 | 181.0344 | 68.2623 | 301.8696 | 307.1757
2030-04-30 03:00 | 42.665 | 21.774 | 14.5544 | 3.9299 | 7.8019 | 50.2645 | 6.3115 | 1.3653 | 7.7985 | 171.3135 | 88.6749 | 301.3761 | 306.4257
2030-04-30 04:00 | 42.665 | 21.515 | 14.4434 | 4.0319 | 7.8019 | 46.43 | 6.2246 | 1.7904 | 16.5516 | 176.5663 | 95.6632 | 315.6351 | 314.6716
2030-04-30 05:00 | 42.665 | 20.151 | 13.1546 | 3.5006 | 8.3542 | 44.9136 | 5.3519 | 2.0244 | 35.3979 | 191.6359 | 86.9382 | 343.9212 | 341.3815
2030-04-30 06:00 | 42.665 | 22.974 | 12.1188 | 3.3009 | 8.3615 | 47.8398 | 5.5387 | 1.7173 | 61.5796 | 193.8277 | 68.8739 | 371.4664 | 372.2399
2030-04-30 07:00 | 42.665 | 22.824 | 11.4634 | 3.6116 | 8.4095 | 51.6196 | 7.1452 | 1.8442 | 75.1232 | 190.7105 | 65.4825 | 387.9821 | 386.7361
2030-04-30 08:00 | 42.665 | 22.674 | 10.7659 | 3.8385 | 8.414 | 55.7865 | 5.9917 | 1.3197 | 81.5069 | 197.3899 | 79.6179 | 398.0607 | 400.5071
2030-04-30 09:00 | 42.665 | 22.533 | 10.7768 | 3.53 | 8.414 | 53.6981 | 5.6217 | 1.3996 | 88.0723 | 203.5707 | 101.7919 | 406.323 | 410.6492
2030-04-30 10:00 | 42.665 | 22.433 | 11.832 | 3.7637 | 8.414 | 57.2977 | 5.6977 | 1.5879 | 75.8358 | 214.5134 | 148.0082 | 410.3463 | 413.8651
2030-04-30 11:00 | 42.665 | 22.373 | 11.8053 | 3.3872 | 8.414 | 53.4556 | 5.953 | 1.5664 | 88.746 | 209.7545 | 196.2372 | 411.7114 | 417.8468
2030-04-30 12:00 | 42.665 | 22.323 | 11.5343 | 3.5621 | 8.414 | 52.9911 | 6.0421 | 1.2485 | 83.3929 | 208.0801 | 205.3945 | 405.5586 | 409.8933
2030-04-30 13:00 | 42.706 | 22.675 | 14.0503 | 9.4692 | 10.5163 | 55.1299 | 6.0421 | 1.0505 | 72.3401 | 206.9249 | 204.0875 | 409.6273 | 410.5359
2030-04-30 14:00 | 42.665 | 22.943 | 12.1884 | 5.2525 | 11.4397 | 54.218 | 6.211 | 1.1395 | 69.3664 | 217.9766 | 179.7209 | 414.9162 | 412.2207
2030-04-30 15:00 | 42.7777 | 23.193 | 14.5945 | 5.9786 | 23.0256 | 60.7545 | 7.2639 | 1.3578 | 48.2622 | 219.1228 | 152.4569 | 419.8522 | 414.8023
2030-04-30 16:00 | 42.706 | 23.343 | 15.7551 | 11.1061 | 36.6358 | 64.3916 | 8.4799 | 1.6142 | 24.1074 | 219.1014 | 121.9515 | 422.6774 | 415.5567
2030-04-30 17:00 | 42.706 | 23.493 | 17.0973 | 11.7838 | 38.6335 | 73.8938 | 7.8684 | 2.7775 | 7.6326 | 222.7918 | 57.7963 | 422.4487 | 417.3274
2030-04-30 18:00 | 42.706 | 23.643 | 16.0535 | 9.8735 | 41.2297 | 74.9871 | 7.4958 | 2.6805 | 0.55796 | 209.3785 | 64.1592 | 405.2911 | 398.2126
2030-04-30 19:00 | 42.706 | 23.784 | 16.0245 | 10.2692 | 41.1427 | 67.4502 | 7.2582 | 1.93 | 0 | 198.9968 | 66.8837 | 384.9221 | 380.8296
2030-04-30 20:00 | 42.706 | 23.884 | 14.9392 | 8.6696 | 35.7445 | 60.3017 | 7.1574 | 2.367 | 0 | 190.606 | 57.1685 | 361.996 | 360.1382
2030-04-30 21:00 | 42.706 | 23.984 | 15.286 | 8.4304 | 33.6016 | 56.7077 | 7.1958 | 2.002 | 0 | 179.1626 | 53.5196 | 344.249 | 344.6028
2030-04-30 22:00 | 42.706 | 24.084 | 15.4157 | 8.4346 | 33.1831 | 50.8219 | 7.3733 | 2.8453 | 0 | 178.8812 | 50.1464 | 335.1813 | 339.9663
2030-04-30 23:00 | 42.706 | 24.094 | 15.6065 | 7.8439 | 33.1394 | 43.2079 | 7.9519 | 2.6881 | 0 | 178.6354 | 51.6238 | 326.8045 | 333.5661

## Fig. 4-4
| (a) Transmission Duration Curve |  |  | (b) Diurnal Profile
| Transmission Usage/Capacity |  | Hour of Day | Transmission Usage/Capacity
Hours | CO to KS | MT to ND | PST | CO to KS | MT to ND
1 | 1 | 1 | 0 | -0.18813 | 0.60999
2 | 1 | 1 | 1 | -0.20163 | 0.61714
3 | 1 | 1 | 2 | -0.16237 | 0.62779
4 | 1 | 1 | 3 | -0.17545 | 0.6198
5 | 1 | 1 | 4 | -0.23423 | 0.67268
6 | 1 | 1 | 5 | -0.21591 | 0.73033
7 | 1 | 1 | 6 | -0.10377 | 0.63941
8 | 1 | 1 | 7 | 0.04107 | 0.65808
9 | 1 | 1 | 8 | 0.14059 | 0.65645
10 | 1 | 1 | 9 | 0.22057 | 0.63069
11 | 1 | 1 | 10 | 0.23317 | 0.62684
12 | 1 | 1 | 11 | 0.23987 | 0.63916
13 | 1 | 1 | 12 | 0.23492 | 0.61297
14 | 1 | 1 | 13 | 0.23339 | 0.6129 | Figure 4-4. Transmission across example Western Electricity Coordinating Council to Eastern Interconnection interfaces
15 | 1 | 1 | 14 | 0.216 | 0.62441 | (a) Transmission Duration Curve (b) Diurnal Profile
16 | 1 | 1 | 15 | 0.1325 | 0.66077
17 | 1 | 1 | 16 | 0.00353 | 0.67428
18 | 1 | 1 | 17 | -0.10929 | 0.67501
19 | 1 | 1 | 18 | -0.18756 | 0.64235
20 | 1 | 1 | 19 | -0.18589 | 0.64588
21 | 1 | 1 | 20 | -0.14817 | 0.60995
22 | 1 | 1 | 21 | -0.04773 | 0.5777
23 | 1 | 1 | 22 | -0.03355 | 0.61133
24 | 1 | 1 | 23 | -0.00694 | 0.64363
25 | 1 | 1
26 | 1 | 1
27 | 1 | 1
28 | 1 | 1
29 | 1 | 1
30 | 1 | 1
31 | 1 | 1
32 | 1 | 1
33 | 1 | 1
34 | 1 | 1
35 | 1 | 1
36 | 1 | 1
37 | 1 | 1
38 | 1 | 1
39 | 1 | 1
40 | 1 | 1
41 | 1 | 1
42 | 1 | 1
43 | 1 | 1
44 | 1 | 1
45 | 1 | 1
46 | 1 | 1
47 | 1 | 1
48 | 1 | 1
49 | 1 | 1
50 | 1 | 1
51 | 1 | 1
52 | 1 | 1
53 | 1 | 1
54 | 1 | 1
55 | 1 | 1
56 | 1 | 1
57 | 1 | 1
58 | 1 | 1
59 | 1 | 1
60 | 1 | 1
61 | 1 | 1
62 | 1 | 1
63 | 1 | 1
64 | 1 | 1
65 | 1 | 1
66 | 1 | 1
67 | 1 | 1
68 | 1 | 1
69 | 1 | 1
70 | 1 | 1
71 | 1 | 1
72 | 1 | 1
73 | 1 | 1
74 | 1 | 1
75 | 1 | 1
76 | 1 | 1
77 | 1 | 1
78 | 1 | 1
79 | 1 | 1
80 | 1 | 1
81 | 1 | 1
82 | 1 | 1
83 | 1 | 1
84 | 1 | 1
85 | 1 | 1
86 | 1 | 1
87 | 1 | 1
88 | 1 | 1
89 | 1 | 1
90 | 1 | 1
91 | 1 | 1
92 | 1 | 1
93 | 1 | 1
94 | 1 | 1
95 | 1 | 1
96 | 1 | 1
97 | 1 | 1
98 | 1 | 1
99 | 1 | 1
100 | 1 | 1
101 | 1 | 1
102 | 1 | 1
103 | 1 | 1
104 | 1 | 1
105 | 1 | 1
106 | 1 | 1
107 | 1 | 1
108 | 1 | 1
109 | 1 | 1
110 | 1 | 1
111 | 1 | 1
112 | 1 | 1
113 | 1 | 1
114 | 1 | 1
115 | 1 | 1
116 | 1 | 1
117 | 1 | 1
118 | 1 | 1
119 | 1 | 1
120 | 1 | 1
121 | 1 | 1
122 | 1 | 1
123 | 1 | 1
124 | 1 | 1
125 | 1 | 1
126 | 1 | 1
127 | 1 | 1
128 | 1 | 1
129 | 1 | 1
130 | 1 | 1
131 | 1 | 1
132 | 1 | 1
133 | 1 | 1
134 | 1 | 1
135 | 1 | 1
136 | 1 | 1
137 | 1 | 1
138 | 1 | 1
139 | 1 | 1
140 | 1 | 1
141 | 1 | 1
142 | 1 | 1
143 | 1 | 1
144 | 1 | 1
145 | 1 | 1
146 | 1 | 1
147 | 1 | 1
148 | 1 | 1
149 | 1 | 1
150 | 1 | 1
151 | 1 | 1
152 | 1 | 1
153 | 1 | 1
154 | 1 | 1
155 | 1 | 1
156 | 1 | 1
157 | 1 | 1
158 | 1 | 1
159 | 1 | 1
160 | 1 | 1
161 | 1 | 1
162 | 1 | 1
163 | 1 | 1
164 | 1 | 1
165 | 1 | 1
166 | 1 | 1
167 | 1 | 1
168 | 1 | 1
169 | 1 | 1
170 | 1 | 1
171 | 1 | 1
172 | 1 | 1
173 | 1 | 1
174 | 1 | 1
175 | 1 | 1
176 | 1 | 1
177 | 1 | 1
178 | 1 | 1
179 | 1 | 1
180 | 1 | 1
181 | 1 | 1
182 | 1 | 1
183 | 1 | 1
184 | 1 | 1
185 | 1 | 1
186 | 1 | 1
187 | 1 | 1
188 | 1 | 1
189 | 1 | 1
190 | 1 | 1
191 | 1 | 1
192 | 1 | 1
193 | 1 | 1
194 | 1 | 1
195 | 1 | 1
196 | 1 | 1
197 | 1 | 1
198 | 1 | 1
199 | 1 | 1
200 | 1 | 1
201 | 1 | 1
202 | 1 | 1
203 | 1 | 1
204 | 1 | 1
205 | 1 | 1
206 | 1 | 1
207 | 1 | 1
208 | 1 | 1
209 | 1 | 1
210 | 1 | 1
211 | 1 | 1
212 | 1 | 1
213 | 1 | 1
214 | 1 | 1
215 | 1 | 1
216 | 1 | 1
217 | 1 | 1
218 | 1 | 1
219 | 1 | 1
220 | 1 | 1
221 | 1 | 1
222 | 1 | 1
223 | 1 | 1
224 | 1 | 1
225 | 1 | 1
226 | 1 | 1
227 | 1 | 1
228 | 1 | 1
229 | 1 | 1
230 | 1 | 1
231 | 1 | 1
232 | 1 | 1
233 | 1 | 1
234 | 1 | 1
235 | 1 | 1
236 | 1 | 1
237 | 1 | 1
238 | 1 | 1
239 | 1 | 1
240 | 1 | 1
241 | 1 | 1
242 | 1 | 1
243 | 1 | 1
244 | 1 | 1
245 | 1 | 1
246 | 1 | 1
247 | 1 | 1
248 | 1 | 1
249 | 1 | 1
250 | 1 | 1
251 | 1 | 1
252 | 1 | 1
253 | 1 | 1
254 | 1 | 1
255 | 1 | 1
256 | 1 | 1
257 | 1 | 1
258 | 1 | 1
259 | 1 | 1
260 | 1 | 1
261 | 1 | 1
262 | 1 | 1
263 | 1 | 1
264 | 1 | 1
265 | 1 | 1
266 | 1 | 1
267 | 1 | 1
268 | 1 | 1
269 | 1 | 1
270 | 1 | 1
271 | 1 | 1
272 | 1 | 1
273 | 1 | 1
274 | 1 | 1
275 | 1 | 1
276 | 1 | 1
277 | 1 | 1
278 | 1 | 1
279 | 1 | 1
280 | 1 | 1
281 | 1 | 1
282 | 1 | 1
283 | 1 | 1
284 | 1 | 1
285 | 1 | 1
286 | 1 | 1
287 | 1 | 1
288 | 1 | 1
289 | 1 | 1
290 | 1 | 1
291 | 1 | 1
292 | 1 | 1
293 | 1 | 1
294 | 1 | 1
295 | 1 | 1
296 | 1 | 1
297 | 1 | 1
298 | 1 | 1
299 | 1 | 1
300 | 1 | 1
301 | 1 | 1
302 | 1 | 1
303 | 1 | 1
304 | 1 | 1
305 | 1 | 1
306 | 1 | 1
307 | 1 | 1
308 | 1 | 1
309 | 1 | 1
310 | 1 | 1
311 | 1 | 1
312 | 1 | 1
313 | 1 | 1
314 | 1 | 1
315 | 1 | 1
316 | 1 | 1
317 | 1 | 1
318 | 1 | 1
319 | 1 | 1
320 | 1 | 1
321 | 1 | 1
322 | 1 | 1
323 | 1 | 1
324 | 1 | 1
325 | 1 | 1
326 | 1 | 1
327 | 1 | 1
328 | 1 | 1
329 | 1 | 1
330 | 1 | 1
331 | 1 | 1
332 | 1 | 1
333 | 1 | 1
334 | 1 | 1
335 | 1 | 1
336 | 1 | 1
337 | 1 | 1
338 | 1 | 1
339 | 1 | 1
340 | 1 | 1
341 | 1 | 1
342 | 1 | 1
343 | 1 | 1
344 | 1 | 1
345 | 1 | 1
346 | 1 | 1
347 | 1 | 1
348 | 1 | 1
349 | 1 | 1
350 | 1 | 1
351 | 1 | 1
352 | 1 | 1
353 | 1 | 1
354 | 1 | 1
355 | 1 | 1
356 | 1 | 1
357 | 1 | 1
358 | 1 | 1
359 | 1 | 1
360 | 1 | 1
361 | 1 | 1
362 | 1 | 1
363 | 1 | 1
364 | 1 | 1
365 | 1 | 1
366 | 1 | 1
367 | 1 | 1
368 | 1 | 1
369 | 1 | 1
370 | 1 | 1
371 | 1 | 1
372 | 1 | 1
373 | 1 | 1
374 | 1 | 1
375 | 1 | 1
376 | 1 | 1
377 | 1 | 1
378 | 1 | 1
379 | 1 | 1
380 | 1 | 1
381 | 1 | 1
382 | 1 | 1
383 | 1 | 1
384 | 1 | 1
385 | 1 | 1
386 | 1 | 1
387 | 1 | 1
388 | 1 | 1
389 | 1 | 1
390 | 1 | 1
391 | 1 | 1
392 | 1 | 1
393 | 1 | 1
394 | 1 | 1
395 | 1 | 1
396 | 1 | 1
397 | 1 | 1
398 | 1 | 1
399 | 1 | 1
400 | 1 | 1
401 | 1 | 1
402 | 1 | 1
403 | 1 | 1
404 | 1 | 1
405 | 1 | 1
406 | 1 | 1
407 | 1 | 1
408 | 1 | 1
409 | 1 | 1
410 | 1 | 1
411 | 1 | 1
412 | 1 | 1
413 | 1 | 1
414 | 1 | 1
415 | 1 | 1
416 | 1 | 1
417 | 1 | 1
418 | 1 | 1
419 | 1 | 1
420 | 1 | 1
421 | 1 | 1
422 | 1 | 1
423 | 1 | 1
424 | 1 | 1
425 | 1 | 1
426 | 1 | 1
427 | 1 | 1
428 | 1 | 1
429 | 1 | 1
430 | 1 | 1
431 | 1 | 1
432 | 1 | 1
433 | 1 | 1
434 | 1 | 1
435 | 1 | 1
436 | 1 | 1
437 | 1 | 1
438 | 1 | 1
439 | 1 | 1
440 | 1 | 1
441 | 1 | 1
442 | 1 | 1
443 | 1 | 1
444 | 1 | 1
445 | 1 | 1
446 | 1 | 1
447 | 1 | 1
448 | 1 | 1
449 | 1 | 1
450 | 1 | 1
451 | 1 | 1
452 | 1 | 1
453 | 1 | 1
454 | 1 | 1
455 | 1 | 1
456 | 1 | 1
457 | 1 | 1
458 | 1 | 1
459 | 1 | 1
460 | 1 | 1
461 | 1 | 1
462 | 1 | 1
463 | 1 | 1
464 | 1 | 1
465 | 1 | 1
466 | 1 | 1
467 | 1 | 1
468 | 1 | 1
469 | 1 | 1
470 | 1 | 1
471 | 1 | 1
472 | 1 | 1
473 | 1 | 1
474 | 1 | 1
475 | 1 | 1
476 | 1 | 1
477 | 1 | 1
478 | 1 | 1
479 | 1 | 1
480 | 1 | 1
481 | 1 | 1
482 | 1 | 1
483 | 1 | 1
484 | 1 | 1
485 | 1 | 1
486 | 1 | 1
487 | 1 | 1
488 | 1 | 1
489 | 1 | 1
490 | 1 | 1
491 | 1 | 1
492 | 1 | 1
493 | 1 | 1
494 | 1 | 1
495 | 1 | 1
496 | 1 | 1
497 | 1 | 1
498 | 1 | 1
499 | 1 | 1
500 | 1 | 1
501 | 1 | 1
502 | 1 | 1
503 | 1 | 1
504 | 1 | 1
505 | 1 | 1
506 | 1 | 1
507 | 1 | 1
508 | 1 | 1
509 | 1 | 1
510 | 1 | 1
511 | 1 | 1
512 | 1 | 1
513 | 1 | 1
514 | 1 | 1
515 | 1 | 1
516 | 1 | 1
517 | 1 | 1
518 | 1 | 1
519 | 1 | 1
520 | 1 | 1
521 | 1 | 1
522 | 1 | 1
523 | 1 | 1
524 | 1 | 1
525 | 1 | 1
526 | 1 | 1
527 | 1 | 1
528 | 1 | 1
529 | 1 | 1
530 | 1 | 1
531 | 1 | 1
532 | 1 | 1
533 | 1 | 1
534 | 1 | 1
535 | 1 | 1
536 | 1 | 1
537 | 1 | 1
538 | 1 | 1
539 | 1 | 1
540 | 1 | 1
541 | 1 | 1
542 | 1 | 1
543 | 1 | 1
544 | 1 | 1
545 | 1 | 1
546 | 1 | 1
547 | 1 | 1
548 | 1 | 1
549 | 1 | 1
550 | 1 | 1
551 | 1 | 1
552 | 1 | 1
553 | 1 | 1
554 | 1 | 1
555 | 1 | 1
556 | 1 | 1
557 | 1 | 1
558 | 1 | 1
559 | 1 | 1
560 | 1 | 1
561 | 1 | 1
562 | 1 | 1
563 | 1 | 1
564 | 1 | 1
565 | 1 | 1
566 | 1 | 1
567 | 1 | 1
568 | 1 | 1
569 | 1 | 1
570 | 1 | 1
571 | 1 | 1
572 | 1 | 1
573 | 1 | 1
574 | 1 | 1
575 | 1 | 1
576 | 1 | 1
577 | 1 | 1
578 | 1 | 1
579 | 1 | 1
580 | 1 | 1
581 | 1 | 1
582 | 1 | 1
583 | 1 | 1
584 | 1 | 1
585 | 1 | 1
586 | 1 | 1
587 | 1 | 1
588 | 1 | 1
589 | 1 | 1
590 | 1 | 1
591 | 1 | 1
592 | 1 | 1
593 | 1 | 1
594 | 1 | 1
595 | 1 | 1
596 | 1 | 1
597 | 1 | 1
598 | 1 | 1
599 | 1 | 1
600 | 1 | 1
601 | 1 | 1
602 | 1 | 1
603 | 1 | 1
604 | 1 | 1
605 | 1 | 1
606 | 1 | 1
607 | 1 | 1
608 | 1 | 1
609 | 1 | 1
610 | 1 | 1
611 | 1 | 1
612 | 1 | 1
613 | 1 | 1
614 | 1 | 1
615 | 1 | 1
616 | 1 | 1
617 | 1 | 1
618 | 1 | 1
619 | 1 | 1
620 | 1 | 1
621 | 1 | 1
622 | 1 | 1
623 | 1 | 1
624 | 1 | 1
625 | 1 | 1
626 | 1 | 1
627 | 1 | 1
628 | 1 | 1
629 | 1 | 1
630 | 1 | 1
631 | 1 | 1
632 | 1 | 1
633 | 1 | 1
634 | 1 | 1
635 | 1 | 1
636 | 1 | 1
637 | 1 | 1
638 | 1 | 1
639 | 1 | 1
640 | 1 | 1
641 | 1 | 1
642 | 1 | 1
643 | 1 | 1
644 | 1 | 1
645 | 1 | 1
646 | 1 | 1
647 | 1 | 1
648 | 1 | 1
649 | 1 | 1
650 | 1 | 1
651 | 1 | 1
652 | 1 | 1
653 | 1 | 1
654 | 1 | 1
655 | 1 | 1
656 | 1 | 1
657 | 1 | 1
658 | 1 | 1
659 | 1 | 1
660 | 1 | 1
661 | 1 | 1
662 | 1 | 1
663 | 1 | 1
664 | 1 | 1
665 | 1 | 1
666 | 1 | 1
667 | 1 | 1
668 | 1 | 1
669 | 1 | 1
670 | 1 | 1
671 | 1 | 1
672 | 1 | 1
673 | 1 | 1
674 | 1 | 1
675 | 1 | 1
676 | 1 | 1
677 | 1 | 1
678 | 1 | 1
679 | 1 | 1
680 | 1 | 1
681 | 1 | 1
682 | 1 | 1
683 | 1 | 1
684 | 1 | 1
685 | 1 | 1
686 | 1 | 1
687 | 1 | 1
688 | 1 | 1
689 | 1 | 1
690 | 1 | 1
691 | 1 | 1
692 | 1 | 1
693 | 1 | 1
694 | 1 | 1
695 | 1 | 1
696 | 1 | 1
697 | 1 | 1
698 | 1 | 1
699 | 1 | 1
700 | 1 | 1
701 | 1 | 1
702 | 1 | 1
703 | 1 | 1
704 | 1 | 1
705 | 1 | 1
706 | 1 | 1
707 | 1 | 1
708 | 1 | 1
709 | 1 | 1
710 | 1 | 1
711 | 1 | 1
712 | 1 | 1
713 | 1 | 1
714 | 1 | 1
715 | 1 | 1
716 | 1 | 1
717 | 1 | 1
718 | 1 | 1
719 | 1 | 1
720 | 1 | 1
721 | 1 | 1
722 | 1 | 1
723 | 1 | 1
724 | 1 | 1
725 | 1 | 1
726 | 1 | 1
727 | 1 | 1
728 | 1 | 1
729 | 1 | 1
730 | 1 | 1
731 | 1 | 1
732 | 1 | 1
733 | 1 | 1
734 | 1 | 1
735 | 1 | 1
736 | 1 | 1
737 | 1 | 1
738 | 1 | 1
739 | 1 | 1
740 | 1 | 1
741 | 1 | 1
742 | 1 | 1
743 | 1 | 1
744 | 1 | 1
745 | 1 | 1
746 | 1 | 1
747 | 1 | 1
748 | 1 | 1
749 | 1 | 1
750 | 1 | 1
751 | 1 | 1
752 | 1 | 1
753 | 1 | 1
754 | 1 | 1
755 | 1 | 1
756 | 1 | 1
757 | 1 | 1
758 | 1 | 1
759 | 1 | 1
760 | 1 | 1
761 | 1 | 1
762 | 1 | 1
763 | 1 | 1
764 | 1 | 1
765 | 1 | 1
766 | 1 | 1
767 | 1 | 1
768 | 1 | 1
769 | 1 | 1
770 | 1 | 1
771 | 1 | 1
772 | 1 | 1
773 | 1 | 1
774 | 1 | 1
775 | 1 | 1
776 | 1 | 1
777 | 1 | 1
778 | 1 | 1
779 | 1 | 1
780 | 1 | 1
781 | 1 | 1
782 | 1 | 1
783 | 1 | 1
784 | 1 | 1
785 | 1 | 1
786 | 1 | 1
787 | 1 | 1
788 | 1 | 1
789 | 1 | 1
790 | 1 | 1
791 | 1 | 1
792 | 1 | 1
793 | 1 | 1
794 | 1 | 1
795 | 1 | 1
796 | 1 | 1
797 | 1 | 1
798 | 1 | 1
799 | 1 | 1
800 | 1 | 1
801 | 1 | 1
802 | 1 | 1
803 | 1 | 1
804 | 1 | 1
805 | 1 | 1
806 | 1 | 1
807 | 1 | 1
808 | 1 | 1
809 | 1 | 1
810 | 1 | 1
811 | 1 | 1
812 | 1 | 1
813 | 1 | 1
814 | 1 | 1
815 | 1 | 1
816 | 1 | 1
817 | 1 | 1
818 | 1 | 1
819 | 1 | 1
820 | 1 | 1
821 | 1 | 1
822 | 1 | 1
823 | 1 | 1
824 | 1 | 1
825 | 1 | 1
826 | 1 | 1
827 | 1 | 1
828 | 1 | 1
829 | 1 | 1
830 | 1 | 1
831 | 1 | 1
832 | 1 | 1
833 | 1 | 1
834 | 1 | 1
835 | 1 | 1
836 | 1 | 1
837 | 1 | 1
838 | 1 | 1
839 | 1 | 1
840 | 1 | 1
841 | 1 | 1
842 | 1 | 1
843 | 1 | 1
844 | 1 | 1
845 | 1 | 1
846 | 1 | 1
847 | 1 | 1
848 | 1 | 1
849 | 1 | 1
850 | 1 | 1
851 | 1 | 1
852 | 1 | 1
853 | 1 | 1
854 | 1 | 1
855 | 1 | 1
856 | 1 | 1
857 | 1 | 1
858 | 1 | 1
859 | 1 | 1
860 | 1 | 1
861 | 1 | 1
862 | 1 | 1
863 | 1 | 1
864 | 1 | 1
865 | 1 | 1
866 | 1 | 1
867 | 1 | 1
868 | 1 | 1
869 | 1 | 1
870 | 1 | 1
871 | 1 | 1
872 | 1 | 1
873 | 1 | 1
874 | 1 | 1
875 | 1 | 1
876 | 1 | 1
877 | 1 | 1
878 | 1 | 1
879 | 1 | 1
880 | 1 | 1
881 | 1 | 1
882 | 1 | 1
883 | 1 | 1
884 | 1 | 1
885 | 1 | 1
886 | 1 | 1
887 | 1 | 1
888 | 1 | 1
889 | 1 | 1
890 | 1 | 1
891 | 1 | 1
892 | 1 | 1
893 | 1 | 1
894 | 1 | 1
895 | 1 | 1
896 | 1 | 1
897 | 1 | 1
898 | 1 | 1
899 | 1 | 1
900 | 1 | 1
901 | 1 | 1
902 | 1 | 1
903 | 1 | 1
904 | 1 | 1
905 | 1 | 1
906 | 1 | 1
907 | 1 | 1
908 | 1 | 1
909 | 1 | 1
910 | 1 | 1
911 | 1 | 1
912 | 1 | 1
913 | 1 | 1
914 | 1 | 1
915 | 1 | 1
916 | 1 | 1
917 | 1 | 1
918 | 1 | 1
919 | 1 | 1
920 | 1 | 1
921 | 1 | 1
922 | 1 | 1
923 | 1 | 1
924 | 1 | 1
925 | 1 | 1
926 | 1 | 1
927 | 1 | 1
928 | 1 | 1
929 | 1 | 1
930 | 1 | 1
931 | 1 | 1
932 | 1 | 1
933 | 1 | 1
934 | 1 | 1
935 | 1 | 1
936 | 1 | 1
937 | 1 | 1
938 | 1 | 1
939 | 1 | 1
940 | 1 | 1
941 | 1 | 1
942 | 1 | 1
943 | 1 | 1
944 | 1 | 1
945 | 1 | 1
946 | 1 | 1
947 | 1 | 1
948 | 1 | 1
949 | 1 | 1
950 | 1 | 1
951 | 1 | 1
952 | 1 | 1
953 | 1 | 1
954 | 1 | 1
955 | 1 | 1
956 | 1 | 1
957 | 1 | 1
958 | 1 | 1
959 | 1 | 1
960 | 1 | 1
961 | 1 | 1
962 | 1 | 1
963 | 1 | 1
964 | 1 | 1
965 | 1 | 1
966 | 1 | 1
967 | 1 | 1
968 | 1 | 1
969 | 1 | 1
970 | 1 | 1
971 | 1 | 1
972 | 1 | 1
973 | 1 | 1
974 | 1 | 1
975 | 1 | 1
976 | 1 | 1
977 | 1 | 1
978 | 1 | 1
979 | 1 | 1
980 | 1 | 1
981 | 1 | 1
982 | 1 | 1
983 | 1 | 1
984 | 1 | 1
985 | 1 | 1
986 | 1 | 1
987 | 1 | 1
988 | 1 | 1
989 | 1 | 1
990 | 1 | 1
991 | 1 | 1
992 | 1 | 1
993 | 1 | 1
994 | 1 | 1
995 | 1 | 1
996 | 1 | 1
997 | 1 | 1
998 | 1 | 1
999 | 1 | 1
1000 | 1 | 1
1001 | 1 | 1
1002 | 1 | 1
1003 | 1 | 1
1004 | 1 | 1
1005 | 1 | 1
1006 | 1 | 1
1007 | 1 | 1
1008 | 1 | 1
1009 | 1 | 1
1010 | 1 | 1
1011 | 1 | 1
1012 | 1 | 1
1013 | 1 | 1
1014 | 1 | 1
1015 | 1 | 1
1016 | 1 | 1
1017 | 1 | 1
1018 | 1 | 1
1019 | 1 | 1
1020 | 1 | 1
1021 | 1 | 1
1022 | 1 | 1
1023 | 1 | 1
1024 | 1 | 1
1025 | 1 | 1
1026 | 1 | 1
1027 | 1 | 1
1028 | 1 | 1
1029 | 1 | 1
1030 | 1 | 1
1031 | 1 | 1
1032 | 1 | 1
1033 | 1 | 1
1034 | 1 | 1
1035 | 1 | 1
1036 | 1 | 1
1037 | 1 | 1
1038 | 1 | 1
1039 | 1 | 1
1040 | 1 | 1
1041 | 1 | 1
1042 | 1 | 1
1043 | 1 | 1
1044 | 1 | 1
1045 | 1 | 1
1046 | 1 | 1
1047 | 1 | 1
1048 | 1 | 1
1049 | 1 | 1
1050 | 1 | 1
1051 | 1 | 1
1052 | 1 | 1
1053 | 1 | 1
1054 | 1 | 1
1055 | 1 | 1
1056 | 1 | 1
1057 | 1 | 1
1058 | 1 | 1
1059 | 1 | 1
1060 | 1 | 1
1061 | 1 | 1
1062 | 1 | 1
1063 | 1 | 1
1064 | 1 | 1
1065 | 1 | 1
1066 | 1 | 1
1067 | 1 | 1
1068 | 1 | 1
1069 | 1 | 1
1070 | 1 | 1
1071 | 1 | 1
1072 | 1 | 1
1073 | 1 | 1
1074 | 1 | 1
1075 | 1 | 1
1076 | 1 | 1
1077 | 1 | 1
1078 | 1 | 1
1079 | 1 | 1
1080 | 1 | 1
1081 | 1 | 1
1082 | 1 | 1
1083 | 1 | 1
1084 | 1 | 1
1085 | 1 | 1
1086 | 1 | 1
1087 | 1 | 1
1088 | 1 | 1
1089 | 1 | 1
1090 | 1 | 1
1091 | 1 | 1
1092 | 1 | 1
1093 | 1 | 1
1094 | 1 | 1
1095 | 1 | 1
1096 | 1 | 1
1097 | 1 | 1
1098 | 1 | 1
1099 | 1 | 1
1100 | 1 | 1
1101 | 1 | 1
1102 | 1 | 1
1103 | 1 | 1
1104 | 1 | 1
1105 | 1 | 1
1106 | 1 | 1
1107 | 1 | 1
1108 | 1 | 1
1109 | 1 | 1
1110 | 1 | 1
1111 | 1 | 1
1112 | 1 | 1
1113 | 1 | 1
1114 | 1 | 1
1115 | 1 | 1
1116 | 1 | 1
1117 | 1 | 1
1118 | 1 | 1
1119 | 1 | 1
1120 | 1 | 1
1121 | 1 | 1
1122 | 1 | 1
1123 | 1 | 1
1124 | 1 | 1
1125 | 1 | 1
1126 | 1 | 1
1127 | 1 | 1
1128 | 1 | 1
1129 | 1 | 1
1130 | 1 | 1
1131 | 1 | 1
1132 | 1 | 1
1133 | 1 | 1
1134 | 1 | 1
1135 | 1 | 1
1136 | 1 | 1
1137 | 1 | 1
1138 | 1 | 1
1139 | 1 | 1
1140 | 1 | 1
1141 | 1 | 1
1142 | 1 | 1
1143 | 1 | 1
1144 | 1 | 1
1145 | 1 | 1
1146 | 1 | 1
1147 | 1 | 1
1148 | 1 | 1
1149 | 1 | 1
1150 | 1 | 1
1151 | 1 | 1
1152 | 1 | 1
1153 | 1 | 1
1154 | 1 | 1
1155 | 1 | 1
1156 | 1 | 1
1157 | 1 | 1
1158 | 1 | 1
1159 | 1 | 1
1160 | 1 | 1
1161 | 1 | 1
1162 | 1 | 1
1163 | 1 | 1
1164 | 1 | 1
1165 | 1 | 1
1166 | 1 | 1
1167 | 1 | 1
1168 | 1 | 1
1169 | 1 | 1
1170 | 1 | 1
1171 | 1 | 1
1172 | 1 | 1
1173 | 1 | 1
1174 | 1 | 1
1175 | 1 | 1
1176 | 1 | 1
1177 | 1 | 1
1178 | 1 | 1
1179 | 1 | 1
1180 | 1 | 1
1181 | 1 | 1
1182 | 1 | 1
1183 | 1 | 1
1184 | 1 | 1
1185 | 1 | 1
1186 | 1 | 1
1187 | 1 | 1
1188 | 1 | 1
1189 | 1 | 1
1190 | 1 | 1
1191 | 1 | 1
1192 | 1 | 1
1193 | 1 | 1
1194 | 1 | 1
1195 | 1 | 1
1196 | 1 | 1
1197 | 1 | 1
1198 | 1 | 1
1199 | 1 | 1
1200 | 1 | 1
1201 | 1 | 1
1202 | 1 | 1
1203 | 1 | 1
1204 | 1 | 1
1205 | 1 | 1
1206 | 1 | 1
1207 | 1 | 1
1208 | 1 | 1
1209 | 1 | 1
1210 | 1 | 1
1211 | 1 | 1
1212 | 1 | 1
1213 | 1 | 1
1214 | 1 | 1
1215 | 1 | 1
1216 | 1 | 1
1217 | 1 | 1
1218 | 1 | 1
1219 | 1 | 1
1220 | 1 | 1
1221 | 1 | 1
1222 | 1 | 1
1223 | 1 | 1
1224 | 1 | 1
1225 | 1 | 1
1226 | 1 | 1
1227 | 1 | 1
1228 | 1 | 1
1229 | 1 | 1
1230 | 1 | 1
1231 | 1 | 1
1232 | 1 | 1
1233 | 1 | 1
1234 | 1 | 1
1235 | 1 | 1
1236 | 1 | 1
1237 | 1 | 1
1238 | 1 | 1
1239 | 1 | 1
1240 | 1 | 1
1241 | 1 | 1
1242 | 1 | 1
1243 | 1 | 1
1244 | 1 | 1
1245 | 1 | 1
1246 | 1 | 1
1247 | 1 | 1
1248 | 1 | 1
1249 | 1 | 1
1250 | 1 | 1
1251 | 1 | 1
1252 | 1 | 1
1253 | 1 | 1
1254 | 1 | 1
1255 | 1 | 1
1256 | 1 | 1
1257 | 1 | 1
1258 | 1 | 1
1259 | 1 | 1
1260 | 1 | 1
1261 | 1 | 1
1262 | 1 | 1
1263 | 1 | 1
1264 | 1 | 1
1265 | 1 | 1
1266 | 1 | 1
1267 | 1 | 1
1268 | 1 | 1
1269 | 1 | 1
1270 | 1 | 1
1271 | 1 | 1
1272 | 1 | 1
1273 | 1 | 1
1274 | 1 | 1
1275 | 1 | 1
1276 | 1 | 1
1277 | 1 | 1
1278 | 1 | 1
1279 | 1 | 1
1280 | 1 | 1
1281 | 1 | 1
1282 | 1 | 1
1283 | 1 | 1
1284 | 1 | 1
1285 | 1 | 1
1286 | 1 | 1
1287 | 1 | 1
1288 | 1 | 1
1289 | 1 | 1
1290 | 1 | 1
1291 | 1 | 1
1292 | 1 | 1
1293 | 1 | 1
1294 | 1 | 1
1295 | 1 | 1
1296 | 1 | 1
1297 | 1 | 1
1298 | 1 | 1
1299 | 1 | 1
1300 | 1 | 1
1301 | 1 | 1
1302 | 1 | 1
1303 | 1 | 1
1304 | 1 | 1
1305 | 1 | 1
1306 | 1 | 1
1307 | 1 | 1
1308 | 1 | 1
1309 | 1 | 1
1310 | 1 | 1
1311 | 1 | 1
1312 | 1 | 1
1313 | 1 | 1
1314 | 1 | 1
1315 | 1 | 1
1316 | 1 | 1
1317 | 1 | 1
1318 | 1 | 1
1319 | 1 | 1
1320 | 1 | 1
1321 | 1 | 1
1322 | 1 | 1
1323 | 1 | 1
1324 | 1 | 1
1325 | 1 | 1
1326 | 1 | 1
1327 | 1 | 1
1328 | 1 | 1
1329 | 1 | 1
1330 | 1 | 1
1331 | 1 | 1
1332 | 1 | 1
1333 | 1 | 1
1334 | 1 | 1
1335 | 1 | 1
1336 | 1 | 1
1337 | 1 | 1
1338 | 1 | 1
1339 | 1 | 1
1340 | 1 | 1
1341 | 1 | 1
1342 | 1 | 1
1343 | 1 | 1
1344 | 1 | 1
1345 | 1 | 1
1346 | 1 | 1
1347 | 1 | 1
1348 | 1 | 1
1349 | 1 | 1
1350 | 1 | 1
1351 | 1 | 1
1352 | 1 | 1
1353 | 1 | 1
1354 | 1 | 1
1355 | 1 | 1
1356 | 1 | 1
1357 | 1 | 1
1358 | 1 | 1
1359 | 1 | 1
1360 | 1 | 1
1361 | 1 | 1
1362 | 1 | 1
1363 | 1 | 1
1364 | 1 | 1
1365 | 1 | 1
1366 | 1 | 1
1367 | 1 | 1
1368 | 1 | 1
1369 | 1 | 1
1370 | 1 | 1
1371 | 1 | 1
1372 | 1 | 1
1373 | 1 | 1
1374 | 1 | 1
1375 | 1 | 1
1376 | 1 | 1
1377 | 1 | 1
1378 | 1 | 1
1379 | 1 | 1
1380 | 1 | 1
1381 | 1 | 1
1382 | 1 | 1
1383 | 1 | 1
1384 | 1 | 1
1385 | 1 | 1
1386 | 1 | 1
1387 | 1 | 1
1388 | 1 | 1
1389 | 1 | 1
1390 | 1 | 1
1391 | 1 | 1
1392 | 1 | 1
1393 | 1 | 1
1394 | 1 | 1
1395 | 1 | 1
1396 | 1 | 1
1397 | 1 | 1
1398 | 1 | 1
1399 | 1 | 1
1400 | 1 | 1
1401 | 1 | 1
1402 | 1 | 1
1403 | 1 | 1
1404 | 1 | 1
1405 | 1 | 1
1406 | 1 | 1
1407 | 1 | 1
1408 | 1 | 1
1409 | 1 | 1
1410 | 1 | 1
1411 | 1 | 1
1412 | 1 | 1
1413 | 1 | 1
1414 | 1 | 1
1415 | 1 | 1
1416 | 1 | 1
1417 | 1 | 1
1418 | 1 | 1
1419 | 1 | 1
1420 | 1 | 1
1421 | 1 | 1
1422 | 1 | 1
1423 | 1 | 1
1424 | 1 | 1
1425 | 1 | 1
1426 | 1 | 1
1427 | 1 | 1
1428 | 1 | 1
1429 | 1 | 1
1430 | 1 | 1
1431 | 1 | 1
1432 | 1 | 1
1433 | 1 | 1
1434 | 1 | 1
1435 | 1 | 1
1436 | 1 | 1
1437 | 1 | 1
1438 | 1 | 1
1439 | 1 | 1
1440 | 1 | 1
1441 | 1 | 1
1442 | 1 | 1
1443 | 1 | 1
1444 | 1 | 1
1445 | 1 | 1
1446 | 1 | 1
1447 | 1 | 1
1448 | 1 | 1
1449 | 1 | 1
1450 | 1 | 1
1451 | 1 | 1
1452 | 1 | 1
1453 | 1 | 1
1454 | 1 | 1
1455 | 1 | 1
1456 | 1 | 1
1457 | 1 | 1
1458 | 1 | 1
1459 | 1 | 1
1460 | 1 | 1
1461 | 1 | 1
1462 | 1 | 1
1463 | 1 | 1
1464 | 1 | 1
1465 | 1 | 1
1466 | 1 | 1
1467 | 1 | 1
1468 | 1 | 1
1469 | 1 | 1
1470 | 1 | 1
1471 | 1 | 1
1472 | 1 | 1
1473 | 1 | 1
1474 | 1 | 1
1475 | 1 | 1
1476 | 1 | 1
1477 | 1 | 1
1478 | 1 | 1
1479 | 1 | 1
1480 | 1 | 1
1481 | 1 | 1
1482 | 1 | 1
1483 | 1 | 1
1484 | 1 | 1
1485 | 1 | 1
1486 | 1 | 1
1487 | 1 | 1
1488 | 1 | 1
1489 | 1 | 1
1490 | 1 | 1
1491 | 1 | 1
1492 | 1 | 1
1493 | 1 | 1
1494 | 1 | 1
1495 | 1 | 1
1496 | 1 | 1
1497 | 1 | 1
1498 | 1 | 1
1499 | 1 | 1
1500 | 1 | 1
1501 | 1 | 1
1502 | 1 | 1
1503 | 1 | 1
1504 | 1 | 1
1505 | 1 | 1
1506 | 1 | 1
1507 | 1 | 1
1508 | 1 | 1
1509 | 1 | 1
1510 | 1 | 1
1511 | 1 | 1
1512 | 1 | 1
1513 | 1 | 1
1514 | 1 | 1
1515 | 1 | 1
1516 | 1 | 1
1517 | 1 | 1
1518 | 1 | 1
1519 | 1 | 1
1520 | 1 | 1
1521 | 1 | 1
1522 | 1 | 1
1523 | 1 | 1
1524 | 1 | 1
1525 | 1 | 1
1526 | 1 | 1
1527 | 1 | 1
1528 | 1 | 1
1529 | 1 | 1
1530 | 1 | 1
1531 | 1 | 1
1532 | 1 | 1
1533 | 1 | 1
1534 | 1 | 1
1535 | 1 | 1
1536 | 1 | 1
1537 | 1 | 1
1538 | 1 | 1
1539 | 1 | 1
1540 | 1 | 1
1541 | 1 | 1
1542 | 1 | 1
1543 | 1 | 1
1544 | 1 | 1
1545 | 1 | 1
1546 | 1 | 1
1547 | 1 | 1
1548 | 1 | 1
1549 | 1 | 1
1550 | 1 | 1
1551 | 1 | 1
1552 | 1 | 1
1553 | 1 | 1
1554 | 1 | 1
1555 | 1 | 1
1556 | 1 | 1
1557 | 1 | 1
1558 | 1 | 1
1559 | 1 | 1
1560 | 1 | 1
1561 | 1 | 1
1562 | 1 | 1
1563 | 1 | 1
1564 | 1 | 1
1565 | 1 | 1
1566 | 1 | 1
1567 | 1 | 1
1568 | 1 | 1
1569 | 1 | 1
1570 | 1 | 1
1571 | 1 | 1
1572 | 1 | 1
1573 | 1 | 1
1574 | 1 | 1
1575 | 1 | 1
1576 | 1 | 1
1577 | 1 | 1
1578 | 1 | 1
1579 | 1 | 1
1580 | 1 | 1
1581 | 1 | 1
1582 | 1 | 1
1583 | 1 | 1
1584 | 1 | 1
1585 | 1 | 1
1586 | 1 | 1
1587 | 1 | 1
1588 | 1 | 1
1589 | 1 | 1
1590 | 1 | 1
1591 | 1 | 1
1592 | 1 | 1
1593 | 1 | 1
1594 | 1 | 1
1595 | 1 | 1
1596 | 1 | 1
1597 | 1 | 1
1598 | 1 | 1
1599 | 1 | 1
1600 | 1 | 1
1601 | 1 | 1
1602 | 1 | 1
1603 | 1 | 1
1604 | 1 | 1
1605 | 1 | 1
1606 | 1 | 1
1607 | 1 | 1
1608 | 1 | 1
1609 | 1 | 1
1610 | 1 | 1
1611 | 1 | 1
1612 | 1 | 1
1613 | 1 | 1
1614 | 1 | 1
1615 | 1 | 1
1616 | 1 | 1
1617 | 1 | 1
1618 | 1 | 1
1619 | 1 | 1
1620 | 1 | 1
1621 | 1 | 1
1622 | 1 | 1
1623 | 1 | 1
1624 | 1 | 1
1625 | 1 | 1
1626 | 1 | 1
1627 | 1 | 1
1628 | 1 | 1
1629 | 1 | 1
1630 | 1 | 1
1631 | 1 | 1
1632 | 1 | 1
1633 | 1 | 1
1634 | 1 | 1
1635 | 1 | 1
1636 | 1 | 1
1637 | 1 | 1
1638 | 1 | 1
1639 | 1 | 1
1640 | 1 | 1
1641 | 1 | 1
1642 | 1 | 1
1643 | 1 | 1
1644 | 1 | 1
1645 | 1 | 1
1646 | 1 | 1
1647 | 1 | 1
1648 | 1 | 1
1649 | 1 | 1
1650 | 1 | 1
1651 | 1 | 1
1652 | 1 | 1
1653 | 1 | 1
1654 | 1 | 1
1655 | 1 | 1
1656 | 1 | 1
1657 | 1 | 1
1658 | 1 | 1
1659 | 1 | 1
1660 | 1 | 1
1661 | 1 | 1
1662 | 1 | 1
1663 | 1 | 1
1664 | 1 | 1
1665 | 1 | 1
1666 | 1 | 1
1667 | 1 | 1
1668 | 1 | 1
1669 | 1 | 1
1670 | 1 | 1
1671 | 1 | 1
1672 | 1 | 1
1673 | 1 | 1
1674 | 1 | 1
1675 | 1 | 1
1676 | 1 | 1
1677 | 1 | 1
1678 | 1 | 1
1679 | 1 | 1
1680 | 1 | 1
1681 | 1 | 1
1682 | 1 | 1
1683 | 1 | 1
1684 | 1 | 1
1685 | 1 | 1
1686 | 1 | 1
1687 | 1 | 1
1688 | 1 | 1
1689 | 1 | 1
1690 | 1 | 1
1691 | 1 | 1
1692 | 1 | 1
1693 | 1 | 1
1694 | 1 | 1
1695 | 1 | 1
1696 | 1 | 1
1697 | 1 | 1
1698 | 1 | 1
1699 | 1 | 1
1700 | 1 | 1
1701 | 1 | 1
1702 | 1 | 1
1703 | 1 | 1
1704 | 1 | 1
1705 | 1 | 1
1706 | 1 | 1
1707 | 1 | 1
1708 | 1 | 1
1709 | 1 | 1
1710 | 1 | 1
1711 | 1 | 1
1712 | 1 | 1
1713 | 1 | 1
1714 | 1 | 1
1715 | 1 | 1
1716 | 1 | 1
1717 | 1 | 1
1718 | 1 | 1
1719 | 1 | 1
1720 | 1 | 1
1721 | 1 | 1
1722 | 1 | 1
1723 | 1 | 1
1724 | 1 | 1
1725 | 1 | 1
1726 | 1 | 1
1727 | 1 | 1
1728 | 1 | 1
1729 | 1 | 1
1730 | 1 | 1
1731 | 1 | 1
1732 | 1 | 1
1733 | 1 | 1
1734 | 1 | 1
1735 | 1 | 1
1736 | 1 | 1
1737 | 1 | 1
1738 | 1 | 1
1739 | 1 | 1
1740 | 1 | 1
1741 | 1 | 1
1742 | 1 | 1
1743 | 1 | 1
1744 | 1 | 1
1745 | 1 | 1
1746 | 1 | 1
1747 | 1 | 1
1748 | 1 | 1
1749 | 1 | 1
1750 | 1 | 1
1751 | 1 | 1
1752 | 1 | 1
1753 | 1 | 1
1754 | 1 | 1
1755 | 1 | 1
1756 | 1 | 1
1757 | 1 | 1
1758 | 1 | 1
1759 | 1 | 1
1760 | 1 | 1
1761 | 1 | 1
1762 | 1 | 1
1763 | 1 | 1
1764 | 1 | 1
1765 | 1 | 1
1766 | 1 | 1
1767 | 1 | 1
1768 | 1 | 1
1769 | 1 | 1
1770 | 1 | 1
1771 | 1 | 1
1772 | 1 | 1
1773 | 1 | 1
1774 | 1 | 1
1775 | 1 | 1
1776 | 1 | 1
1777 | 1 | 1
1778 | 1 | 1
1779 | 1 | 1
1780 | 1 | 1
1781 | 1 | 1
1782 | 1 | 1
1783 | 1 | 1
1784 | 1 | 1
1785 | 1 | 1
1786 | 1 | 1
1787 | 1 | 1
1788 | 1 | 1
1789 | 1 | 1
1790 | 1 | 1
1791 | 1 | 1
1792 | 1 | 1
1793 | 1 | 1
1794 | 1 | 1
1795 | 1 | 1
1796 | 1 | 1
1797 | 1 | 1
1798 | 1 | 1
1799 | 1 | 1
1800 | 1 | 1
1801 | 1 | 1
1802 | 1 | 1
1803 | 1 | 1
1804 | 1 | 1
1805 | 1 | 1
1806 | 1 | 1
1807 | 1 | 1
1808 | 1 | 1
1809 | 1 | 1
1810 | 1 | 1
1811 | 1 | 1
1812 | 1 | 1
1813 | 1 | 1
1814 | 1 | 1
1815 | 1 | 1
1816 | 1 | 1
1817 | 1 | 1
1818 | 1 | 1
1819 | 1 | 1
1820 | 1 | 1
1821 | 1 | 1
1822 | 1 | 1
1823 | 1 | 1
1824 | 1 | 1
1825 | 1 | 1
1826 | 1 | 1
1827 | 1 | 1
1828 | 1 | 1
1829 | 1 | 1
1830 | 1 | 1
1831 | 1 | 1
1832 | 1 | 1
1833 | 1 | 1
1834 | 1 | 1
1835 | 1 | 1
1836 | 1 | 1
1837 | 1 | 1
1838 | 1 | 1
1839 | 1 | 1
1840 | 1 | 1
1841 | 1 | 1
1842 | 1 | 1
1843 | 1 | 1
1844 | 1 | 1
1845 | 1 | 1
1846 | 1 | 1
1847 | 1 | 1
1848 | 1 | 1
1849 | 1 | 1
1850 | 1 | 1
1851 | 1 | 1
1852 | 1 | 1
1853 | 1 | 1
1854 | 1 | 1
1855 | 1 | 1
1856 | 1 | 1
1857 | 1 | 1
1858 | 1 | 1
1859 | 1 | 1
1860 | 1 | 1
1861 | 1 | 1
1862 | 1 | 1
1863 | 1 | 1
1864 | 1 | 1
1865 | 1 | 1
1866 | 1 | 1
1867 | 1 | 1
1868 | 1 | 1
1869 | 1 | 1
1870 | 1 | 1
1871 | 1 | 1
1872 | 1 | 1
1873 | 1 | 1
1874 | 1 | 1
1875 | 1 | 1
1876 | 1 | 1
1877 | 1 | 1
1878 | 1 | 1
1879 | 1 | 1
1880 | 1 | 1
1881 | 1 | 1
1882 | 1 | 1
1883 | 1 | 1
1884 | 1 | 1
1885 | 1 | 1
1886 | 1 | 1
1887 | 1 | 1
1888 | 1 | 1
1889 | 1 | 1
1890 | 1 | 1
1891 | 1 | 1
1892 | 1 | 1
1893 | 1 | 1
1894 | 1 | 1
1895 | 1 | 1
1896 | 1 | 1
1897 | 1 | 1
1898 | 1 | 1
1899 | 1 | 1
1900 | 1 | 1
1901 | 1 | 1
1902 | 1 | 1
1903 | 1 | 1
1904 | 1 | 1
1905 | 1 | 1
1906 | 1 | 1
1907 | 1 | 1
1908 | 1 | 1
1909 | 1 | 1
1910 | 1 | 1
1911 | 1 | 1
1912 | 1 | 1
1913 | 1 | 1
1914 | 1 | 1
1915 | 1 | 1
1916 | 1 | 1
1917 | 1 | 1
1918 | 1 | 1
1919 | 1 | 1
1920 | 1 | 1
1921 | 1 | 1
1922 | 1 | 1
1923 | 1 | 1
1924 | 1 | 1
1925 | 1 | 1
1926 | 1 | 1
1927 | 1 | 1
1928 | 1 | 1
1929 | 1 | 1
1930 | 1 | 1
1931 | 1 | 1
1932 | 1 | 1
1933 | 1 | 1
1934 | 1 | 1
1935 | 1 | 1
1936 | 1 | 1
1937 | 1 | 1
1938 | 1 | 1
1939 | 1 | 1
1940 | 1 | 1
1941 | 1 | 1
1942 | 1 | 1
1943 | 1 | 1
1944 | 1 | 1
1945 | 1 | 1
1946 | 1 | 1
1947 | 1 | 1
1948 | 1 | 1
1949 | 1 | 1
1950 | 1 | 1
1951 | 1 | 1
1952 | 1 | 1
1953 | 1 | 1
1954 | 1 | 1
1955 | 1 | 1
1956 | 1 | 1
1957 | 1 | 1
1958 | 1 | 1
1959 | 1 | 1
1960 | 1 | 1
1961 | 1 | 1
1962 | 1 | 1
1963 | 1 | 1
1964 | 1 | 1
1965 | 1 | 1
1966 | 1 | 1
1967 | 1 | 1
1968 | 1 | 1
1969 | 1 | 1
1970 | 1 | 1
1971 | 1 | 1
1972 | 1 | 1
1973 | 1 | 1
1974 | 1 | 1
1975 | 1 | 1
1976 | 1 | 1
1977 | 1 | 1
1978 | 1 | 1
1979 | 1 | 1
1980 | 1 | 1
1981 | 1 | 1
1982 | 1 | 1
1983 | 1 | 1
1984 | 1 | 1
1985 | 1 | 1
1986 | 1 | 1
1987 | 1 | 1
1988 | 1 | 1
1989 | 1 | 1
1990 | 1 | 1
1991 | 1 | 1
1992 | 1 | 1
1993 | 1 | 1
1994 | 1 | 1
1995 | 1 | 1
1996 | 1 | 1
1997 | 1 | 1
1998 | 1 | 1
1999 | 1 | 1
2000 | 1 | 1
2001 | 1 | 1
2002 | 1 | 1
2003 | 1 | 1
2004 | 1 | 1
2005 | 1 | 1
2006 | 1 | 1
2007 | 1 | 1
2008 | 1 | 1
2009 | 1 | 1
2010 | 1 | 1
2011 | 1 | 1
2012 | 1 | 1
2013 | 1 | 1
2014 | 1 | 1
2015 | 1 | 1
2016 | 1 | 1
2017 | 1 | 1
2018 | 1 | 1
2019 | 1 | 1
2020 | 1 | 1
2021 | 1 | 1
2022 | 1 | 1
2023 | 1 | 1
2024 | 1 | 1
2025 | 1 | 1
2026 | 1 | 1
2027 | 1 | 1
2028 | 1 | 1
2029 | 1 | 1
2030 | 1 | 1
2031 | 1 | 1
2032 | 1 | 1
2033 | 1 | 1
2034 | 1 | 1
2035 | 1 | 1
2036 | 1 | 1
2037 | 1 | 1
2038 | 1 | 1
2039 | 1 | 1
2040 | 1 | 1
2041 | 1 | 1
2042 | 1 | 1
2043 | 1 | 1
2044 | 1 | 1
2045 | 1 | 1
2046 | 1 | 1
2047 | 1 | 1
2048 | 1 | 1
2049 | 1 | 1
2050 | 1 | 1
2051 | 1 | 1
2052 | 1 | 1
2053 | 1 | 1
2054 | 1 | 1
2055 | 1 | 1
2056 | 1 | 1
2057 | 1 | 1
2058 | 1 | 1
2059 | 1 | 1
2060 | 1 | 1
2061 | 1 | 1
2062 | 1 | 1
2063 | 1 | 1
2064 | 1 | 1
2065 | 1 | 1
2066 | 1 | 1
2067 | 1 | 1
2068 | 1 | 1
2069 | 1 | 1
2070 | 1 | 1
2071 | 1 | 1
2072 | 1 | 1
2073 | 1 | 1
2074 | 1 | 1
2075 | 1 | 1
2076 | 1 | 1
2077 | 1 | 1
2078 | 1 | 1
2079 | 1 | 1
2080 | 1 | 1
2081 | 1 | 1
2082 | 1 | 1
2083 | 1 | 1
2084 | 1 | 1
2085 | 1 | 1
2086 | 1 | 1
2087 | 1 | 1
2088 | 1 | 1
2089 | 1 | 1
2090 | 1 | 1
2091 | 1 | 1
2092 | 1 | 1
2093 | 1 | 1
2094 | 1 | 1
2095 | 1 | 1
2096 | 1 | 1
2097 | 1 | 1
2098 | 1 | 1
2099 | 1 | 1
2100 | 1 | 1
2101 | 1 | 1
2102 | 1 | 1
2103 | 1 | 1
2104 | 1 | 1
2105 | 1 | 1
2106 | 1 | 1
2107 | 1 | 1
2108 | 1 | 1
2109 | 1 | 1
2110 | 1 | 1
2111 | 1 | 1
2112 | 1 | 1
2113 | 1 | 1
2114 | 1 | 1
2115 | 1 | 1
2116 | 1 | 1
2117 | 1 | 1
2118 | 1 | 1
2119 | 1 | 1
2120 | 1 | 1
2121 | 1 | 1
2122 | 1 | 1
2123 | 1 | 1
2124 | 1 | 1
2125 | 1 | 1
2126 | 1 | 1
2127 | 1 | 1
2128 | 1 | 1
2129 | 1 | 1
2130 | 1 | 1
2131 | 1 | 1
2132 | 1 | 1
2133 | 1 | 1
2134 | 1 | 1
2135 | 1 | 1
2136 | 1 | 1
2137 | 1 | 1
2138 | 1 | 1
2139 | 1 | 1
2140 | 1 | 1
2141 | 1 | 1
2142 | 1 | 1
2143 | 1 | 1
2144 | 1 | 1
2145 | 1 | 1
2146 | 1 | 1
2147 | 1 | 1
2148 | 1 | 1
2149 | 1 | 1
2150 | 1 | 1
2151 | 1 | 1
2152 | 1 | 1
2153 | 1 | 1
2154 | 1 | 1
2155 | 1 | 1
2156 | 1 | 1
2157 | 1 | 1
2158 | 1 | 1
2159 | 1 | 1
2160 | 1 | 1
2161 | 1 | 1
2162 | 1 | 1
2163 | 1 | 1
2164 | 1 | 1
2165 | 1 | 1
2166 | 1 | 1
2167 | 1 | 1
2168 | 1 | 1
2169 | 1 | 1
2170 | 1 | 1
2171 | 1 | 1
2172 | 1 | 1
2173 | 1 | 1
2174 | 1 | 1
2175 | 1 | 1
2176 | 1 | 1
2177 | 1 | 1
2178 | 1 | 1
2179 | 1 | 1
2180 | 1 | 1
2181 | 1 | 1
2182 | 1 | 1
2183 | 1 | 1
2184 | 1 | 1
2185 | 1 | 1
2186 | 1 | 1
2187 | 1 | 1
2188 | 1 | 1
2189 | 1 | 1
2190 | 1 | 1
2191 | 1 | 1
2192 | 1 | 1
2193 | 1 | 1
2194 | 1 | 1
2195 | 1 | 1
2196 | 1 | 1
2197 | 1 | 1
2198 | 1 | 1
2199 | 1 | 1
2200 | 1 | 1
2201 | 1 | 1
2202 | 1 | 1
2203 | 1 | 1
2204 | 1 | 1
2205 | 1 | 1
2206 | 1 | 1
2207 | 1 | 1
2208 | 1 | 1
2209 | 1 | 1
2210 | 1 | 1
2211 | 1 | 1
2212 | 1 | 1
2213 | 1 | 1
2214 | 1 | 1
2215 | 1 | 1
2216 | 1 | 1
2217 | 1 | 1
2218 | 1 | 1
2219 | 1 | 1
2220 | 1 | 1
2221 | 1 | 1
2222 | 1 | 1
2223 | 1 | 1
2224 | 1 | 1
2225 | 1 | 1
2226 | 1 | 1
2227 | 1 | 1
2228 | 1 | 1
2229 | 1 | 1
2230 | 1 | 1
2231 | 1 | 1
2232 | 1 | 1
2233 | 1 | 1
2234 | 1 | 1
2235 | 1 | 1
2236 | 1 | 1
2237 | 1 | 1
2238 | 1 | 1
2239 | 1 | 1
2240 | 1 | 1
2241 | 1 | 1
2242 | 1 | 1
2243 | 1 | 1
2244 | 1 | 1
2245 | 1 | 1
2246 | 1 | 1
2247 | 1 | 1
2248 | 1 | 1
2249 | 1 | 1
2250 | 1 | 1
2251 | 1 | 1
2252 | 1 | 1
2253 | 1 | 1
2254 | 1 | 1
2255 | 1 | 1
2256 | 1 | 1
2257 | 1 | 1
2258 | 1 | 1
2259 | 1 | 1
2260 | 1 | 1
2261 | 1 | 1
2262 | 1 | 1
2263 | 1 | 1
2264 | 1 | 1
2265 | 1 | 1
2266 | 1 | 1
2267 | 1 | 1
2268 | 1 | 1
2269 | 1 | 1
2270 | 1 | 1
2271 | 1 | 1
2272 | 1 | 1
2273 | 1 | 1
2274 | 1 | 1
2275 | 1 | 1
2276 | 1 | 1
2277 | 1 | 1
2278 | 1 | 1
2279 | 1 | 1
2280 | 1 | 1
2281 | 1 | 1
2282 | 1 | 1
2283 | 1 | 1
2284 | 0.9997 | 1
2285 | 0.9989 | 1
2286 | 0.9969 | 1
2287 | 0.9965 | 1
2288 | 0.9956 | 1
2289 | 0.9949 | 1
2290 | 0.9948 | 1
2291 | 0.9937 | 1
2292 | 0.993 | 1
2293 | 0.9922 | 1
2294 | 0.9917 | 1
2295 | 0.991 | 1
2296 | 0.9899 | 1
2297 | 0.9898 | 1
2298 | 0.9892 | 1
2299 | 0.9874 | 1
2300 | 0.9841 | 1
2301 | 0.984 | 1
2302 | 0.9837 | 1
2303 | 0.9801 | 1
2304 | 0.9801 | 1
2305 | 0.9786 | 1
2306 | 0.9782 | 1
2307 | 0.977 | 1
2308 | 0.9763 | 1
2309 | 0.9759 | 1
2310 | 0.9759 | 1
2311 | 0.9759 | 1
2312 | 0.9742 | 1
2313 | 0.9732 | 1
2314 | 0.9716 | 1
2315 | 0.9699 | 1
2316 | 0.9693 | 1
2317 | 0.9681 | 1
2318 | 0.9677 | 1
2319 | 0.9668 | 1
2320 | 0.9662 | 1
2321 | 0.9659 | 1
2322 | 0.9652 | 1
2323 | 0.9652 | 1
2324 | 0.965 | 1
2325 | 0.9647 | 1
2326 | 0.9644 | 1
2327 | 0.9644 | 1
2328 | 0.9639 | 1
2329 | 0.9623 | 1
2330 | 0.9619 | 1
2331 | 0.9614 | 1
2332 | 0.9611 | 1
2333 | 0.9594 | 1
2334 | 0.955 | 1
2335 | 0.9547 | 1
2336 | 0.9543 | 1
2337 | 0.9542 | 1
2338 | 0.9541 | 1
2339 | 0.9541 | 1
2340 | 0.9539 | 1
2341 | 0.9536 | 1
2342 | 0.9534 | 1
2343 | 0.9531 | 1
2344 | 0.9523 | 1
2345 | 0.9506 | 1
2346 | 0.95 | 1
2347 | 0.9495 | 1
2348 | 0.9491 | 1
2349 | 0.9478 | 1
2350 | 0.9477 | 1
2351 | 0.9474 | 1
2352 | 0.9474 | 1
2353 | 0.9473 | 1
2354 | 0.9466 | 1
2355 | 0.9466 | 1
2356 | 0.946 | 1
2357 | 0.9452 | 1
2358 | 0.9426 | 1
2359 | 0.9422 | 1
2360 | 0.942 | 1
2361 | 0.9415 | 1
2362 | 0.941 | 1
2363 | 0.9408 | 1
2364 | 0.9401 | 1
2365 | 0.9395 | 1
2366 | 0.9394 | 1
2367 | 0.9392 | 1
2368 | 0.9386 | 1
2369 | 0.9382 | 1
2370 | 0.9377 | 1
2371 | 0.9369 | 1
2372 | 0.9364 | 1
2373 | 0.9354 | 1
2374 | 0.9342 | 1
2375 | 0.9338 | 1
2376 | 0.9336 | 1
2377 | 0.9334 | 1
2378 | 0.9331 | 1
2379 | 0.9296 | 1
2380 | 0.9293 | 1
2381 | 0.9292 | 1
2382 | 0.9283 | 1
2383 | 0.9281 | 1
2384 | 0.9274 | 1
2385 | 0.927 | 1
2386 | 0.927 | 1
2387 | 0.9266 | 1
2388 | 0.926 | 1
2389 | 0.9258 | 1
2390 | 0.9233 | 1
2391 | 0.9232 | 1
2392 | 0.9224 | 1
2393 | 0.9222 | 1
2394 | 0.9216 | 1
2395 | 0.9211 | 1
2396 | 0.9203 | 1
2397 | 0.9194 | 1
2398 | 0.9187 | 1
2399 | 0.9187 | 1
2400 | 0.9184 | 1
2401 | 0.9173 | 1
2402 | 0.9165 | 1
2403 | 0.9162 | 1
2404 | 0.915 | 1
2405 | 0.9146 | 1
2406 | 0.9144 | 1
2407 | 0.9135 | 1
2408 | 0.9135 | 1
2409 | 0.9126 | 1
2410 | 0.9124 | 1
2411 | 0.9113 | 1
2412 | 0.9108 | 1
2413 | 0.9103 | 1
2414 | 0.9101 | 1
2415 | 0.9096 | 1
2416 | 0.9087 | 1
2417 | 0.9074 | 1
2418 | 0.9069 | 1
2419 | 0.9068 | 1
2420 | 0.9065 | 1
2421 | 0.9058 | 1
2422 | 0.9043 | 1
2423 | 0.904 | 1
2424 | 0.9037 | 1
2425 | 0.9034 | 1
2426 | 0.9027 | 1
2427 | 0.8999 | 1
2428 | 0.899 | 1
2429 | 0.8986 | 1
2430 | 0.8964 | 1
2431 | 0.8953 | 1
2432 | 0.8952 | 1
2433 | 0.8947 | 1
2434 | 0.894 | 1
2435 | 0.8915 | 1
2436 | 0.8901 | 1
2437 | 0.8888 | 1
2438 | 0.8887 | 1
2439 | 0.8876 | 1
2440 | 0.8861 | 1
2441 | 0.8861 | 1
2442 | 0.885 | 1
2443 | 0.8846 | 1
2444 | 0.8845 | 1
2445 | 0.8838 | 1
2446 | 0.883 | 1
2447 | 0.8822 | 1
2448 | 0.8813 | 1
2449 | 0.8799 | 1
2450 | 0.8782 | 1
2451 | 0.8777 | 1
2452 | 0.8775 | 1
2453 | 0.8769 | 1
2454 | 0.8767 | 1
2455 | 0.8755 | 1
2456 | 0.8749 | 1
2457 | 0.8741 | 1
2458 | 0.8731 | 1
2459 | 0.873 | 1
2460 | 0.871 | 1
2461 | 0.8705 | 1
2462 | 0.8688 | 1
2463 | 0.867 | 1
2464 | 0.8667 | 1
2465 | 0.8665 | 1
2466 | 0.8658 | 1
2467 | 0.8654 | 1
2468 | 0.8653 | 1
2469 | 0.8634 | 1
2470 | 0.8631 | 1
2471 | 0.863 | 1
2472 | 0.8622 | 1
2473 | 0.8603 | 1
2474 | 0.8598 | 1
2475 | 0.8586 | 1
2476 | 0.858 | 1
2477 | 0.8577 | 1
2478 | 0.8568 | 1
2479 | 0.8559 | 1
2480 | 0.8557 | 1
2481 | 0.8546 | 1
2482 | 0.8537 | 1
2483 | 0.8537 | 1
2484 | 0.8534 | 1
2485 | 0.8533 | 1
2486 | 0.8532 | 1
2487 | 0.8521 | 1
2488 | 0.852 | 1
2489 | 0.8518 | 1
2490 | 0.8506 | 1
2491 | 0.8502 | 1
2492 | 0.8502 | 1
2493 | 0.8484 | 1
2494 | 0.8476 | 1
2495 | 0.8468 | 1
2496 | 0.8464 | 1
2497 | 0.8463 | 1
2498 | 0.8461 | 1
2499 | 0.8456 | 1
2500 | 0.8456 | 1
2501 | 0.8455 | 1
2502 | 0.8442 | 1
2503 | 0.8436 | 1
2504 | 0.8435 | 1
2505 | 0.8428 | 1
2506 | 0.842 | 1
2507 | 0.8409 | 1
2508 | 0.8397 | 1
2509 | 0.8395 | 1
2510 | 0.8394 | 1
2511 | 0.8389 | 1
2512 | 0.8377 | 1
2513 | 0.8377 | 1
2514 | 0.8363 | 1
2515 | 0.8354 | 1
2516 | 0.8345 | 1
2517 | 0.8343 | 1
2518 | 0.8328 | 1
2519 | 0.8326 | 1
2520 | 0.8309 | 1
2521 | 0.8307 | 1
2522 | 0.8305 | 1
2523 | 0.83 | 1
2524 | 0.8297 | 1
2525 | 0.8293 | 1
2526 | 0.829 | 1
2527 | 0.8277 | 1
2528 | 0.8274 | 1
2529 | 0.8273 | 1
2530 | 0.8269 | 1
2531 | 0.8268 | 1
2532 | 0.8266 | 1
2533 | 0.8263 | 1
2534 | 0.8262 | 1
2535 | 0.8258 | 1
2536 | 0.8252 | 1
2537 | 0.8238 | 1
2538 | 0.8231 | 1
2539 | 0.8231 | 1
2540 | 0.8226 | 1
2541 | 0.8226 | 1
2542 | 0.8195 | 1
2543 | 0.8195 | 1
2544 | 0.8192 | 1
2545 | 0.8183 | 1
2546 | 0.8178 | 1
2547 | 0.817 | 1
2548 | 0.8161 | 1
2549 | 0.8152 | 1
2550 | 0.8149 | 1
2551 | 0.8146 | 1
2552 | 0.8135 | 1
2553 | 0.8124 | 1
2554 | 0.8122 | 1
2555 | 0.8122 | 1
2556 | 0.812 | 1
2557 | 0.8112 | 1
2558 | 0.8111 | 1
2559 | 0.8099 | 1
2560 | 0.8071 | 1
2561 | 0.807 | 1
2562 | 0.8069 | 1
2563 | 0.8065 | 1
2564 | 0.8062 | 1
2565 | 0.8054 | 1
2566 | 0.8053 | 1
2567 | 0.8036 | 1
2568 | 0.8026 | 1
2569 | 0.8024 | 1
2570 | 0.8024 | 1
2571 | 0.8015 | 1
2572 | 0.8006 | 1
2573 | 0.8 | 1
2574 | 0.7979 | 1
2575 | 0.7977 | 1
2576 | 0.7955 | 1
2577 | 0.7948 | 1
2578 | 0.7945 | 1
2579 | 0.794 | 1
2580 | 0.7939 | 1
2581 | 0.7938 | 1
2582 | 0.7922 | 1
2583 | 0.7918 | 1
2584 | 0.791 | 1
2585 | 0.7901 | 1
2586 | 0.7879 | 1
2587 | 0.787 | 1
2588 | 0.787 | 1
2589 | 0.7868 | 1
2590 | 0.7866 | 1
2591 | 0.7862 | 1
2592 | 0.785 | 1
2593 | 0.7837 | 1
2594 | 0.7835 | 1
2595 | 0.782 | 1
2596 | 0.7819 | 1
2597 | 0.7813 | 1
2598 | 0.781 | 1
2599 | 0.7804 | 1
2600 | 0.7798 | 1
2601 | 0.7797 | 1
2602 | 0.7796 | 1
2603 | 0.7793 | 1
2604 | 0.7768 | 1
2605 | 0.7751 | 1
2606 | 0.7745 | 1
2607 | 0.7738 | 1
2608 | 0.7738 | 1
2609 | 0.7726 | 1
2610 | 0.7716 | 1
2611 | 0.771 | 1
2612 | 0.7701 | 1
2613 | 0.77 | 1
2614 | 0.7689 | 1
2615 | 0.7681 | 1
2616 | 0.768 | 1
2617 | 0.768 | 1
2618 | 0.7677 | 1
2619 | 0.766 | 1
2620 | 0.765 | 1
2621 | 0.7646 | 1
2622 | 0.7645 | 1
2623 | 0.7641 | 1
2624 | 0.764 | 1
2625 | 0.7639 | 1
2626 | 0.7626 | 1
2627 | 0.7626 | 1
2628 | 0.7616 | 1
2629 | 0.761 | 1
2630 | 0.7609 | 1
2631 | 0.7608 | 1
2632 | 0.7596 | 1
2633 | 0.7578 | 1
2634 | 0.7563 | 1
2635 | 0.7557 | 1
2636 | 0.7545 | 1
2637 | 0.7544 | 1
2638 | 0.7535 | 1
2639 | 0.7535 | 1
2640 | 0.7521 | 1
2641 | 0.752 | 1
2642 | 0.7507 | 1
2643 | 0.7505 | 1
2644 | 0.7505 | 1
2645 | 0.75 | 1
2646 | 0.7495 | 1
2647 | 0.749 | 1
2648 | 0.7482 | 1
2649 | 0.7477 | 1
2650 | 0.7476 | 1
2651 | 0.7476 | 1
2652 | 0.7457 | 1
2653 | 0.7456 | 1
2654 | 0.7445 | 1
2655 | 0.7443 | 1
2656 | 0.7441 | 1
2657 | 0.7441 | 1
2658 | 0.744 | 1
2659 | 0.7436 | 1
2660 | 0.7434 | 1
2661 | 0.7432 | 1
2662 | 0.7429 | 1
2663 | 0.7424 | 1
2664 | 0.7423 | 1
2665 | 0.7422 | 1
2666 | 0.7414 | 1
2667 | 0.7397 | 1
2668 | 0.7396 | 1
2669 | 0.739 | 1
2670 | 0.7377 | 1
2671 | 0.7359 | 1
2672 | 0.7356 | 1
2673 | 0.7354 | 1
2674 | 0.7348 | 1
2675 | 0.7346 | 1
2676 | 0.7344 | 1
2677 | 0.7333 | 1
2678 | 0.7329 | 1
2679 | 0.7328 | 1
2680 | 0.7322 | 1
2681 | 0.7319 | 1
2682 | 0.7318 | 1
2683 | 0.7313 | 1
2684 | 0.7311 | 1
2685 | 0.7298 | 1
2686 | 0.7295 | 1
2687 | 0.7284 | 1
2688 | 0.7279 | 1
2689 | 0.7277 | 1
2690 | 0.7253 | 1
2691 | 0.7246 | 1
2692 | 0.7245 | 1
2693 | 0.7245 | 1
2694 | 0.724 | 1
2695 | 0.7234 | 1
2696 | 0.7233 | 1
2697 | 0.7232 | 1
2698 | 0.722 | 1
2699 | 0.7174 | 1
2700 | 0.7156 | 1
2701 | 0.7155 | 1
2702 | 0.7138 | 1
2703 | 0.7135 | 1
2704 | 0.7122 | 1
2705 | 0.708 | 1
2706 | 0.7079 | 1
2707 | 0.7079 | 1
2708 | 0.707 | 1
2709 | 0.7066 | 1
2710 | 0.7052 | 1
2711 | 0.704 | 1
2712 | 0.7038 | 1
2713 | 0.7035 | 1
2714 | 0.7033 | 1
2715 | 0.7025 | 1
2716 | 0.7022 | 1
2717 | 0.6997 | 1
2718 | 0.6992 | 1
2719 | 0.6987 | 1
2720 | 0.6977 | 1
2721 | 0.6974 | 1
2722 | 0.6974 | 1
2723 | 0.6973 | 1
2724 | 0.6972 | 1
2725 | 0.6957 | 1
2726 | 0.6956 | 1
2727 | 0.6953 | 1
2728 | 0.6938 | 1
2729 | 0.6937 | 1
2730 | 0.6936 | 1
2731 | 0.6936 | 1
2732 | 0.6933 | 1
2733 | 0.693 | 1
2734 | 0.6929 | 1
2735 | 0.6929 | 1
2736 | 0.6926 | 1
2737 | 0.6913 | 1
2738 | 0.6905 | 1
2739 | 0.6901 | 1
2740 | 0.6887 | 1
2741 | 0.6879 | 1
2742 | 0.6877 | 1
2743 | 0.6873 | 1
2744 | 0.6872 | 1
2745 | 0.6872 | 1
2746 | 0.6859 | 1
2747 | 0.6852 | 1
2748 | 0.6845 | 1
2749 | 0.6841 | 1
2750 | 0.6837 | 1
2751 | 0.6836 | 1
2752 | 0.6818 | 1
2753 | 0.681 | 1
2754 | 0.6805 | 1
2755 | 0.6803 | 1
2756 | 0.6803 | 1
2757 | 0.6801 | 1
2758 | 0.6793 | 1
2759 | 0.6793 | 1
2760 | 0.6791 | 1
2761 | 0.6788 | 1
2762 | 0.6787 | 1
2763 | 0.6776 | 1
2764 | 0.677 | 1
2765 | 0.6767 | 1
2766 | 0.6764 | 1
2767 | 0.6755 | 1
2768 | 0.6749 | 1
2769 | 0.6748 | 1
2770 | 0.6746 | 1
2771 | 0.6745 | 1
2772 | 0.6743 | 1
2773 | 0.6731 | 1
2774 | 0.6729 | 1
2775 | 0.6714 | 1
2776 | 0.6703 | 1
2777 | 0.6703 | 1
2778 | 0.6701 | 1
2779 | 0.6692 | 1
2780 | 0.6685 | 1
2781 | 0.6677 | 1
2782 | 0.6673 | 1
2783 | 0.6667 | 1
2784 | 0.6661 | 1
2785 | 0.666 | 1
2786 | 0.666 | 1
2787 | 0.6655 | 1
2788 | 0.6654 | 1
2789 | 0.6648 | 1
2790 | 0.6638 | 1
2791 | 0.6635 | 1
2792 | 0.6628 | 1
2793 | 0.6575 | 1
2794 | 0.6574 | 1
2795 | 0.6548 | 1
2796 | 0.6546 | 1
2797 | 0.6543 | 1
2798 | 0.6519 | 1
2799 | 0.6517 | 1
2800 | 0.6511 | 1
2801 | 0.6506 | 1
2802 | 0.65 | 1
2803 | 0.6489 | 1
2804 | 0.6485 | 1
2805 | 0.6484 | 1
2806 | 0.6482 | 1
2807 | 0.6479 | 1
2808 | 0.6479 | 1
2809 | 0.6467 | 1
2810 | 0.6441 | 1
2811 | 0.6417 | 1
2812 | 0.6416 | 1
2813 | 0.6416 | 1
2814 | 0.6407 | 1
2815 | 0.6404 | 1
2816 | 0.6387 | 1
2817 | 0.6368 | 1
2818 | 0.6365 | 1
2819 | 0.6363 | 1
2820 | 0.636 | 1
2821 | 0.6356 | 1
2822 | 0.6339 | 1
2823 | 0.6335 | 1
2824 | 0.6335 | 1
2825 | 0.6311 | 1
2826 | 0.6294 | 1
2827 | 0.6293 | 1
2828 | 0.6283 | 1
2829 | 0.6275 | 1
2830 | 0.6271 | 1
2831 | 0.6268 | 1
2832 | 0.6262 | 1
2833 | 0.6245 | 1
2834 | 0.624 | 1
2835 | 0.6237 | 1
2836 | 0.6213 | 1
2837 | 0.6212 | 1
2838 | 0.6202 | 1
2839 | 0.6194 | 1
2840 | 0.6191 | 1
2841 | 0.6191 | 1
2842 | 0.6189 | 1
2843 | 0.6185 | 1
2844 | 0.6185 | 1
2845 | 0.616 | 1
2846 | 0.6149 | 1
2847 | 0.6149 | 1
2848 | 0.6147 | 1
2849 | 0.6134 | 1
2850 | 0.6119 | 1
2851 | 0.611 | 1
2852 | 0.6107 | 1
2853 | 0.6107 | 1
2854 | 0.6105 | 1
2855 | 0.6104 | 1
2856 | 0.6102 | 1
2857 | 0.6094 | 1
2858 | 0.6086 | 1
2859 | 0.6073 | 1
2860 | 0.6064 | 1
2861 | 0.6055 | 1
2862 | 0.6047 | 1
2863 | 0.6037 | 1
2864 | 0.6022 | 1
2865 | 0.6019 | 1
2866 | 0.6018 | 1
2867 | 0.6016 | 1
2868 | 0.6 | 1
2869 | 0.5997 | 1
2870 | 0.5982 | 1
2871 | 0.5979 | 1
2872 | 0.5961 | 1
2873 | 0.5953 | 1
2874 | 0.5952 | 1
2875 | 0.5944 | 1
2876 | 0.5943 | 1
2877 | 0.5932 | 1
2878 | 0.5932 | 1
2879 | 0.5918 | 1
2880 | 0.5913 | 1
2881 | 0.5903 | 1
2882 | 0.5903 | 1
2883 | 0.5901 | 1
2884 | 0.5899 | 1
2885 | 0.5879 | 1
2886 | 0.5873 | 1
2887 | 0.587 | 1
2888 | 0.5867 | 1
2889 | 0.5866 | 1
2890 | 0.5865 | 1
2891 | 0.5864 | 1
2892 | 0.5857 | 1
2893 | 0.5851 | 1
2894 | 0.5847 | 1
2895 | 0.5835 | 1
2896 | 0.5808 | 1
2897 | 0.5806 | 1
2898 | 0.5806 | 1
2899 | 0.5796 | 1
2900 | 0.5777 | 1
2901 | 0.5773 | 1
2902 | 0.5772 | 1
2903 | 0.5771 | 1
2904 | 0.5762 | 1
2905 | 0.5757 | 1
2906 | 0.575 | 1
2907 | 0.5745 | 1
2908 | 0.5743 | 1
2909 | 0.5742 | 1
2910 | 0.574 | 1
2911 | 0.5729 | 1
2912 | 0.5729 | 1
2913 | 0.5719 | 1
2914 | 0.5714 | 1
2915 | 0.5708 | 1
2916 | 0.5707 | 1
2917 | 0.5689 | 1
2918 | 0.5687 | 1
2919 | 0.5682 | 1
2920 | 0.5673 | 1
2921 | 0.5664 | 1
2922 | 0.5642 | 1
2923 | 0.5633 | 1
2924 | 0.5628 | 1
2925 | 0.5626 | 1
2926 | 0.5624 | 1
2927 | 0.5622 | 1
2928 | 0.5622 | 1
2929 | 0.5619 | 1
2930 | 0.5612 | 1
2931 | 0.5609 | 1
2932 | 0.5607 | 1
2933 | 0.5596 | 1
2934 | 0.5592 | 1
2935 | 0.5589 | 1
2936 | 0.5584 | 1
2937 | 0.5576 | 1
2938 | 0.5574 | 1
2939 | 0.5567 | 1
2940 | 0.5549 | 1
2941 | 0.5539 | 1
2942 | 0.5537 | 1
2943 | 0.5533 | 1
2944 | 0.5529 | 1
2945 | 0.5524 | 1
2946 | 0.5518 | 1
2947 | 0.5512 | 1
2948 | 0.5512 | 1
2949 | 0.5506 | 1
2950 | 0.5504 | 1
2951 | 0.5485 | 1
2952 | 0.5476 | 1
2953 | 0.5472 | 1
2954 | 0.5469 | 1
2955 | 0.5465 | 1
2956 | 0.5465 | 1
2957 | 0.5465 | 1
2958 | 0.5462 | 1
2959 | 0.5455 | 1
2960 | 0.5448 | 1
2961 | 0.544 | 1
2962 | 0.5431 | 1
2963 | 0.5401 | 1
2964 | 0.54 | 1
2965 | 0.5391 | 1
2966 | 0.5388 | 1
2967 | 0.5386 | 1
2968 | 0.5378 | 1
2969 | 0.537 | 1
2970 | 0.5365 | 1
2971 | 0.5355 | 1
2972 | 0.5339 | 1
2973 | 0.5326 | 1
2974 | 0.5324 | 1
2975 | 0.5323 | 1
2976 | 0.5318 | 1
2977 | 0.5313 | 1
2978 | 0.5311 | 1
2979 | 0.5294 | 1
2980 | 0.5291 | 1
2981 | 0.5291 | 1
2982 | 0.5278 | 1
2983 | 0.5276 | 1
2984 | 0.526 | 1
2985 | 0.5255 | 1
2986 | 0.5254 | 1
2987 | 0.5252 | 1
2988 | 0.5248 | 1
2989 | 0.5232 | 1
2990 | 0.5231 | 1
2991 | 0.5231 | 1
2992 | 0.5228 | 1
2993 | 0.5218 | 1
2994 | 0.5218 | 1
2995 | 0.5217 | 1
2996 | 0.5213 | 1
2997 | 0.5213 | 1
2998 | 0.5188 | 1
2999 | 0.5184 | 1
3000 | 0.5175 | 1
3001 | 0.5172 | 1
3002 | 0.5156 | 1
3003 | 0.5148 | 1
3004 | 0.514 | 1
3005 | 0.5139 | 1
3006 | 0.5134 | 1
3007 | 0.5134 | 1
3008 | 0.513 | 1
3009 | 0.5129 | 1
3010 | 0.5124 | 1
3011 | 0.5122 | 1
3012 | 0.5117 | 1
3013 | 0.5111 | 1
3014 | 0.5111 | 1
3015 | 0.511 | 1
3016 | 0.5101 | 1
3017 | 0.5091 | 1
3018 | 0.5082 | 1
3019 | 0.5081 | 1
3020 | 0.5079 | 1
3021 | 0.5077 | 1
3022 | 0.5075 | 1
3023 | 0.5071 | 1
3024 | 0.5068 | 1
3025 | 0.5067 | 1
3026 | 0.5036 | 1
3027 | 0.5031 | 1
3028 | 0.5026 | 1
3029 | 0.5006 | 1
3030 | 0.5005 | 1
3031 | 0.5 | 1
3032 | 0.4979 | 1
3033 | 0.4975 | 1
3034 | 0.4973 | 1
3035 | 0.4952 | 1
3036 | 0.4951 | 1
3037 | 0.4949 | 1
3038 | 0.4932 | 1
3039 | 0.4928 | 1
3040 | 0.4928 | 1
3041 | 0.4927 | 1
3042 | 0.4924 | 1
3043 | 0.492 | 1
3044 | 0.4908 | 1
3045 | 0.4906 | 1
3046 | 0.4902 | 1
3047 | 0.49 | 1
3048 | 0.4896 | 1
3049 | 0.4896 | 1
3050 | 0.4883 | 1
3051 | 0.4882 | 1
3052 | 0.4881 | 1
3053 | 0.4874 | 1
3054 | 0.4874 | 1
3055 | 0.4853 | 1
3056 | 0.4842 | 1
3057 | 0.4837 | 1
3058 | 0.4835 | 1
3059 | 0.483 | 1
3060 | 0.4829 | 1
3061 | 0.482 | 1
3062 | 0.4808 | 1
3063 | 0.4802 | 1
3064 | 0.4801 | 1
3065 | 0.4799 | 1
3066 | 0.4797 | 1
3067 | 0.4796 | 1
3068 | 0.4781 | 1
3069 | 0.477 | 1
3070 | 0.4768 | 1
3071 | 0.4758 | 1
3072 | 0.4757 | 1
3073 | 0.4753 | 1
3074 | 0.4739 | 1
3075 | 0.4734 | 1
3076 | 0.4734 | 1
3077 | 0.4732 | 1
3078 | 0.4724 | 1
3079 | 0.4704 | 1
3080 | 0.4702 | 1
3081 | 0.4702 | 1
3082 | 0.47 | 1
3083 | 0.4696 | 1
3084 | 0.4691 | 1
3085 | 0.4685 | 1
3086 | 0.4684 | 1
3087 | 0.4671 | 1
3088 | 0.4667 | 1
3089 | 0.4666 | 1
3090 | 0.4656 | 1
3091 | 0.4652 | 1
3092 | 0.4644 | 1
3093 | 0.4641 | 1
3094 | 0.464 | 1
3095 | 0.4633 | 1
3096 | 0.4618 | 1
3097 | 0.4618 | 1
3098 | 0.4615 | 1
3099 | 0.46 | 1
3100 | 0.4593 | 1
3101 | 0.457 | 1
3102 | 0.4564 | 1
3103 | 0.4564 | 1
3104 | 0.4553 | 1
3105 | 0.4543 | 1
3106 | 0.4535 | 1
3107 | 0.4528 | 1
3108 | 0.4512 | 1
3109 | 0.4512 | 1
3110 | 0.451 | 1
3111 | 0.4505 | 1
3112 | 0.4504 | 1
3113 | 0.4503 | 1
3114 | 0.4501 | 1
3115 | 0.4495 | 1
3116 | 0.4483 | 1
3117 | 0.4479 | 1
3118 | 0.4472 | 1
3119 | 0.4469 | 1
3120 | 0.4469 | 1
3121 | 0.4465 | 1
3122 | 0.4455 | 1
3123 | 0.445 | 1
3124 | 0.4447 | 1
3125 | 0.4446 | 1
3126 | 0.444 | 1
3127 | 0.4439 | 1
3128 | 0.443 | 1
3129 | 0.4425 | 1
3130 | 0.4423 | 1
3131 | 0.441 | 1
3132 | 0.441 | 1
3133 | 0.4408 | 1
3134 | 0.4406 | 1
3135 | 0.4404 | 1
3136 | 0.4403 | 1
3137 | 0.4399 | 1
3138 | 0.4399 | 1
3139 | 0.4398 | 1
3140 | 0.4395 | 1
3141 | 0.4393 | 1
3142 | 0.439 | 1
3143 | 0.4386 | 1
3144 | 0.4383 | 1
3145 | 0.4381 | 1
3146 | 0.4376 | 1
3147 | 0.4375 | 1
3148 | 0.4366 | 1
3149 | 0.4355 | 1
3150 | 0.4352 | 1
3151 | 0.4347 | 1
3152 | 0.4347 | 1
3153 | 0.4339 | 1
3154 | 0.4321 | 1
3155 | 0.4313 | 1
3156 | 0.4302 | 1
3157 | 0.4302 | 1
3158 | 0.4301 | 1
3159 | 0.4301 | 1
3160 | 0.4287 | 1
3161 | 0.4283 | 1
3162 | 0.4279 | 1
3163 | 0.4276 | 1
3164 | 0.4272 | 1
3165 | 0.4264 | 1
3166 | 0.4257 | 1
3167 | 0.4254 | 1
3168 | 0.4247 | 1
3169 | 0.4241 | 1
3170 | 0.4241 | 1
3171 | 0.4235 | 1
3172 | 0.423 | 1
3173 | 0.4225 | 1
3174 | 0.4221 | 1
3175 | 0.422 | 1
3176 | 0.4215 | 1
3177 | 0.4196 | 1
3178 | 0.4196 | 1
3179 | 0.4192 | 1
3180 | 0.4189 | 1
3181 | 0.4175 | 1
3182 | 0.4175 | 1
3183 | 0.4171 | 1
3184 | 0.4169 | 1
3185 | 0.4169 | 1
3186 | 0.4168 | 1
3187 | 0.4165 | 1
3188 | 0.415 | 1
3189 | 0.4143 | 1
3190 | 0.4142 | 1
3191 | 0.4142 | 1
3192 | 0.4114 | 1
3193 | 0.4108 | 1
3194 | 0.4097 | 1
3195 | 0.4096 | 1
3196 | 0.4087 | 1
3197 | 0.4073 | 1
3198 | 0.4072 | 1
3199 | 0.4069 | 1
3200 | 0.4063 | 1
3201 | 0.4063 | 1
3202 | 0.4058 | 1
3203 | 0.4058 | 1
3204 | 0.4051 | 1
3205 | 0.4046 | 1
3206 | 0.4036 | 1
3207 | 0.4033 | 1
3208 | 0.4027 | 1
3209 | 0.4015 | 1
3210 | 0.4012 | 1
3211 | 0.401 | 1
3212 | 0.4005 | 1
3213 | 0.4002 | 1
3214 | 0.4001 | 1
3215 | 0.4 | 1
3216 | 0.4 | 1
3217 | 0.3995 | 1
3218 | 0.3987 | 1
3219 | 0.3983 | 1
3220 | 0.3981 | 1
3221 | 0.395 | 1
3222 | 0.3948 | 1
3223 | 0.3933 | 1
3224 | 0.3932 | 1
3225 | 0.3926 | 1
3226 | 0.3904 | 1
3227 | 0.3899 | 1
3228 | 0.3893 | 1
3229 | 0.3892 | 1
3230 | 0.3886 | 1
3231 | 0.3882 | 1
3232 | 0.3881 | 1
3233 | 0.3871 | 1
3234 | 0.3864 | 1
3235 | 0.3863 | 1
3236 | 0.3846 | 1
3237 | 0.3844 | 1
3238 | 0.3843 | 1
3239 | 0.3839 | 1
3240 | 0.3833 | 1
3241 | 0.3814 | 1
3242 | 0.3812 | 1
3243 | 0.3795 | 1
3244 | 0.3794 | 1
3245 | 0.379 | 1
3246 | 0.3787 | 1
3247 | 0.3782 | 1
3248 | 0.378 | 1
3249 | 0.3777 | 1
3250 | 0.3768 | 1
3251 | 0.3766 | 1
3252 | 0.376 | 1
3253 | 0.3758 | 1
3254 | 0.3756 | 1
3255 | 0.3748 | 1
3256 | 0.3735 | 1
3257 | 0.3733 | 1
3258 | 0.373 | 1
3259 | 0.3723 | 1
3260 | 0.3722 | 1
3261 | 0.372 | 1
3262 | 0.3716 | 1
3263 | 0.3711 | 1
3264 | 0.3688 | 1
3265 | 0.3674 | 1
3266 | 0.3673 | 1
3267 | 0.3665 | 1
3268 | 0.3664 | 1
3269 | 0.3659 | 1
3270 | 0.3652 | 1
3271 | 0.3652 | 1
3272 | 0.3639 | 1
3273 | 0.3635 | 1
3274 | 0.3631 | 1
3275 | 0.3595 | 1
3276 | 0.3583 | 1
3277 | 0.3569 | 1
3278 | 0.3561 | 1
3279 | 0.3557 | 1
3280 | 0.3555 | 1
3281 | 0.3555 | 1
3282 | 0.3552 | 1
3283 | 0.3552 | 1
3284 | 0.3546 | 1
3285 | 0.3542 | 1
3286 | 0.3536 | 1
3287 | 0.3529 | 1
3288 | 0.3525 | 1
3289 | 0.3506 | 1
3290 | 0.3506 | 1
3291 | 0.3499 | 1
3292 | 0.3494 | 1
3293 | 0.349 | 1
3294 | 0.3486 | 1
3295 | 0.3481 | 1
3296 | 0.3474 | 1
3297 | 0.3469 | 1
3298 | 0.3468 | 1
3299 | 0.3468 | 1
3300 | 0.3463 | 1
3301 | 0.3457 | 1
3302 | 0.3452 | 1
3303 | 0.3449 | 1
3304 | 0.3446 | 1
3305 | 0.3433 | 1
3306 | 0.3426 | 1
3307 | 0.3426 | 1
3308 | 0.3422 | 1
3309 | 0.3421 | 1
3310 | 0.3417 | 1
3311 | 0.3412 | 1
3312 | 0.3403 | 1
3313 | 0.3393 | 1
3314 | 0.3391 | 1
3315 | 0.3377 | 1
3316 | 0.3366 | 1
3317 | 0.3359 | 1
3318 | 0.3357 | 1
3319 | 0.332 | 1
3320 | 0.3315 | 1
3321 | 0.3314 | 1
3322 | 0.3312 | 1
3323 | 0.3311 | 1
3324 | 0.3301 | 1
3325 | 0.3295 | 1
3326 | 0.329 | 1
3327 | 0.3278 | 1
3328 | 0.3273 | 1
3329 | 0.3273 | 1
3330 | 0.3264 | 1
3331 | 0.3254 | 1
3332 | 0.3248 | 1
3333 | 0.3247 | 1
3334 | 0.3233 | 1
3335 | 0.3199 | 1
3336 | 0.3197 | 1
3337 | 0.3192 | 1
3338 | 0.3189 | 1
3339 | 0.3188 | 1
3340 | 0.3184 | 1
3341 | 0.3177 | 1
3342 | 0.3174 | 1
3343 | 0.3172 | 1
3344 | 0.3169 | 1
3345 | 0.3166 | 1
3346 | 0.3164 | 1
3347 | 0.3155 | 1
3348 | 0.3128 | 1
3349 | 0.3115 | 1
3350 | 0.3115 | 1
3351 | 0.3111 | 1
3352 | 0.3111 | 1
3353 | 0.3097 | 1
3354 | 0.3095 | 1
3355 | 0.3093 | 1
3356 | 0.3088 | 1
3357 | 0.3074 | 1
3358 | 0.3072 | 1
3359 | 0.3066 | 1
3360 | 0.3066 | 1
3361 | 0.3066 | 1
3362 | 0.3065 | 1
3363 | 0.3063 | 1
3364 | 0.3061 | 1
3365 | 0.3056 | 1
3366 | 0.3053 | 1
3367 | 0.3049 | 1
3368 | 0.3043 | 1
3369 | 0.3039 | 1
3370 | 0.3036 | 1
3371 | 0.3019 | 1
3372 | 0.3005 | 1
3373 | 0.3004 | 1
3374 | 0.3004 | 1
3375 | 0.3 | 1
3376 | 0.2996 | 1
3377 | 0.2985 | 1
3378 | 0.2985 | 1
3379 | 0.2984 | 1
3380 | 0.2983 | 1
3381 | 0.2975 | 1
3382 | 0.2973 | 1
3383 | 0.2965 | 1
3384 | 0.2946 | 1
3385 | 0.2942 | 1
3386 | 0.2941 | 1
3387 | 0.2927 | 1
3388 | 0.2927 | 1
3389 | 0.2921 | 1
3390 | 0.2897 | 1
3391 | 0.2894 | 1
3392 | 0.2884 | 1
3393 | 0.2881 | 1
3394 | 0.2873 | 1
3395 | 0.2871 | 1
3396 | 0.2864 | 1
3397 | 0.2864 | 1
3398 | 0.2861 | 1
3399 | 0.2859 | 1
3400 | 0.2859 | 1
3401 | 0.2856 | 1
3402 | 0.2855 | 1
3403 | 0.2852 | 1
3404 | 0.2847 | 1
3405 | 0.2837 | 1
3406 | 0.2834 | 1
3407 | 0.283 | 1
3408 | 0.2825 | 1
3409 | 0.2814 | 1
3410 | 0.2813 | 1
3411 | 0.2809 | 1
3412 | 0.2809 | 1
3413 | 0.2778 | 1
3414 | 0.2775 | 1
3415 | 0.2773 | 1
3416 | 0.2771 | 1
3417 | 0.277 | 1
3418 | 0.277 | 1
3419 | 0.2754 | 1
3420 | 0.2751 | 1
3421 | 0.275 | 1
3422 | 0.2749 | 1
3423 | 0.2748 | 1
3424 | 0.2738 | 1
3425 | 0.2738 | 1
3426 | 0.2727 | 1
3427 | 0.2722 | 1
3428 | 0.2721 | 1
3429 | 0.2713 | 1
3430 | 0.2706 | 1
3431 | 0.2705 | 1
3432 | 0.269 | 1
3433 | 0.268 | 1
3434 | 0.2675 | 1
3435 | 0.2672 | 1
3436 | 0.267 | 1
3437 | 0.2666 | 1
3438 | 0.2661 | 1
3439 | 0.2659 | 1
3440 | 0.2658 | 1
3441 | 0.2652 | 1
3442 | 0.2648 | 1
3443 | 0.2642 | 1
3444 | 0.264 | 1
3445 | 0.2636 | 1
3446 | 0.2631 | 1
3447 | 0.2625 | 1
3448 | 0.2624 | 1
3449 | 0.2613 | 1
3450 | 0.2607 | 1
3451 | 0.2592 | 1
3452 | 0.2591 | 1
3453 | 0.2591 | 1
3454 | 0.2586 | 1
3455 | 0.2583 | 1
3456 | 0.258 | 1
3457 | 0.2575 | 1
3458 | 0.2566 | 1
3459 | 0.2564 | 1
3460 | 0.2558 | 1
3461 | 0.2552 | 1
3462 | 0.2552 | 1
3463 | 0.255 | 1
3464 | 0.2542 | 1
3465 | 0.2538 | 1
3466 | 0.2525 | 1
3467 | 0.2522 | 1
3468 | 0.2521 | 1
3469 | 0.2519 | 1
3470 | 0.2515 | 1
3471 | 0.2499 | 1
3472 | 0.2491 | 1
3473 | 0.249 | 1
3474 | 0.2486 | 1
3475 | 0.2485 | 1
3476 | 0.2479 | 1
3477 | 0.2475 | 1
3478 | 0.2452 | 1
3479 | 0.2444 | 1
3480 | 0.2444 | 1
3481 | 0.2438 | 1
3482 | 0.2433 | 1
3483 | 0.243 | 1
3484 | 0.2416 | 1
3485 | 0.2407 | 1
3486 | 0.2405 | 1
3487 | 0.2401 | 1
3488 | 0.2394 | 1
3489 | 0.2394 | 1
3490 | 0.2393 | 1
3491 | 0.2376 | 1
3492 | 0.2369 | 1
3493 | 0.2348 | 1
3494 | 0.2339 | 1
3495 | 0.2318 | 1
3496 | 0.2312 | 1
3497 | 0.2305 | 1
3498 | 0.23 | 1
3499 | 0.2297 | 1
3500 | 0.2289 | 1
3501 | 0.2286 | 1
3502 | 0.2284 | 1
3503 | 0.2277 | 1
3504 | 0.2275 | 1
3505 | 0.2274 | 1
3506 | 0.2273 | 1
3507 | 0.2271 | 1
3508 | 0.2266 | 1
3509 | 0.2265 | 1
3510 | 0.2251 | 1
3511 | 0.2242 | 1
3512 | 0.2241 | 1
3513 | 0.2234 | 1
3514 | 0.2224 | 1
3515 | 0.222 | 1
3516 | 0.2213 | 1
3517 | 0.2211 | 1
3518 | 0.2199 | 1
3519 | 0.2189 | 1
3520 | 0.2188 | 1
3521 | 0.2174 | 1
3522 | 0.2171 | 1
3523 | 0.2169 | 1
3524 | 0.2159 | 1
3525 | 0.2158 | 1
3526 | 0.2154 | 1
3527 | 0.2153 | 1
3528 | 0.2132 | 1
3529 | 0.2113 | 1
3530 | 0.2108 | 1
3531 | 0.2106 | 1
3532 | 0.2096 | 1
3533 | 0.2088 | 1
3534 | 0.2075 | 1
3535 | 0.2066 | 1
3536 | 0.2062 | 1
3537 | 0.2049 | 1
3538 | 0.2035 | 1
3539 | 0.2035 | 1
3540 | 0.2019 | 1
3541 | 0.2017 | 1
3542 | 0.2 | 1
3543 | 0.2 | 1
3544 | 0.2 | 1
3545 | 0.2 | 1
3546 | 0.2 | 1
3547 | 0.2 | 1
3548 | 0.2 | 1
3549 | 0.2 | 1
3550 | 0.2 | 1
3551 | 0.1998 | 1
3552 | 0.1995 | 1
3553 | 0.1989 | 1
3554 | 0.1987 | 1
3555 | 0.1982 | 1
3556 | 0.1982 | 1
3557 | 0.1975 | 1
3558 | 0.1965 | 1
3559 | 0.196 | 1
3560 | 0.1959 | 1
3561 | 0.1958 | 1
3562 | 0.1955 | 1
3563 | 0.1949 | 1
3564 | 0.1947 | 1
3565 | 0.1943 | 1
3566 | 0.1938 | 1
3567 | 0.1938 | 1
3568 | 0.1931 | 1
3569 | 0.1925 | 1
3570 | 0.1923 | 1
3571 | 0.1919 | 1
3572 | 0.1917 | 1
3573 | 0.1915 | 1
3574 | 0.1909 | 1
3575 | 0.1907 | 1
3576 | 0.1899 | 1
3577 | 0.1894 | 1
3578 | 0.189 | 1
3579 | 0.1885 | 1
3580 | 0.1876 | 1
3581 | 0.187 | 1
3582 | 0.1865 | 1
3583 | 0.1863 | 1
3584 | 0.1862 | 1
3585 | 0.1861 | 1
3586 | 0.1854 | 1
3587 | 0.185 | 1
3588 | 0.185 | 1
3589 | 0.1849 | 1
3590 | 0.1847 | 1
3591 | 0.1843 | 1
3592 | 0.1841 | 1
3593 | 0.1839 | 1
3594 | 0.1838 | 1
3595 | 0.183 | 1
3596 | 0.1825 | 1
3597 | 0.1825 | 1
3598 | 0.1822 | 1
3599 | 0.1814 | 1
3600 | 0.1813 | 1
3601 | 0.1811 | 1
3602 | 0.181 | 1
3603 | 0.1808 | 1
3604 | 0.1803 | 1
3605 | 0.1797 | 1
3606 | 0.1793 | 1
3607 | 0.1791 | 1
3608 | 0.1769 | 1
3609 | 0.1767 | 1
3610 | 0.1761 | 1
3611 | 0.1761 | 1
3612 | 0.1758 | 1
3613 | 0.1746 | 1
3614 | 0.1745 | 1
3615 | 0.1736 | 1
3616 | 0.1734 | 1
3617 | 0.1723 | 1
3618 | 0.1723 | 1
3619 | 0.171 | 1
3620 | 0.1707 | 1
3621 | 0.1706 | 1
3622 | 0.17 | 1
3623 | 0.1686 | 1
3624 | 0.1683 | 1
3625 | 0.1675 | 1
3626 | 0.1675 | 1
3627 | 0.1671 | 1
3628 | 0.1667 | 1
3629 | 0.1665 | 1
3630 | 0.1662 | 1
3631 | 0.1662 | 1
3632 | 0.1661 | 1
3633 | 0.166 | 1
3634 | 0.1632 | 1
3635 | 0.1628 | 1
3636 | 0.1626 | 1
3637 | 0.1614 | 1
3638 | 0.1605 | 1
3639 | 0.1594 | 1
3640 | 0.1587 | 1
3641 | 0.1583 | 1
3642 | 0.1563 | 1
3643 | 0.1563 | 1
3644 | 0.1554 | 1
3645 | 0.1548 | 1
3646 | 0.154 | 1
3647 | 0.1532 | 1
3648 | 0.153 | 1
3649 | 0.1523 | 1
3650 | 0.1514 | 1
3651 | 0.1514 | 1
3652 | 0.151 | 1
3653 | 0.1506 | 1
3654 | 0.1503 | 1
3655 | 0.1497 | 1
3656 | 0.1494 | 1
3657 | 0.1491 | 1
3658 | 0.1489 | 1
3659 | 0.1483 | 1
3660 | 0.1473 | 1
3661 | 0.1471 | 1
3662 | 0.147 | 1
3663 | 0.1455 | 1
3664 | 0.1448 | 1
3665 | 0.144 | 1
3666 | 0.1415 | 1
3667 | 0.1399 | 1
3668 | 0.1392 | 1
3669 | 0.1392 | 1
3670 | 0.1379 | 1
3671 | 0.1373 | 1
3672 | 0.137 | 1
3673 | 0.1365 | 1
3674 | 0.136 | 1
3675 | 0.1352 | 1
3676 | 0.1351 | 1
3677 | 0.1349 | 1
3678 | 0.1318 | 1
3679 | 0.1316 | 1
3680 | 0.1313 | 1
3681 | 0.1305 | 1
3682 | 0.1294 | 1
3683 | 0.129 | 1
3684 | 0.129 | 1
3685 | 0.1278 | 1
3686 | 0.1278 | 1
3687 | 0.1276 | 1
3688 | 0.1276 | 1
3689 | 0.1273 | 1
3690 | 0.1269 | 1
3691 | 0.1269 | 1
3692 | 0.1266 | 1
3693 | 0.1255 | 1
3694 | 0.1251 | 1
3695 | 0.1242 | 1
3696 | 0.1242 | 1
3697 | 0.1233 | 1
3698 | 0.1227 | 1
3699 | 0.1222 | 1
3700 | 0.1221 | 1
3701 | 0.1209 | 1
3702 | 0.1202 | 1
3703 | 0.1194 | 1
3704 | 0.1193 | 1
3705 | 0.1175 | 1
3706 | 0.1171 | 1
3707 | 0.1156 | 1
3708 | 0.1155 | 1
3709 | 0.1155 | 1
3710 | 0.1136 | 1
3711 | 0.1135 | 1
3712 | 0.1135 | 1
3713 | 0.113 | 1
3714 | 0.1128 | 1
3715 | 0.1125 | 1
3716 | 0.1124 | 1
3717 | 0.1123 | 1
3718 | 0.112 | 1
3719 | 0.1108 | 1
3720 | 0.1101 | 1
3721 | 0.1101 | 1
3722 | 0.1099 | 1
3723 | 0.1092 | 1
3724 | 0.1079 | 1
3725 | 0.1072 | 1
3726 | 0.1069 | 1
3727 | 0.1066 | 1
3728 | 0.1047 | 1
3729 | 0.1045 | 1
3730 | 0.1045 | 1
3731 | 0.1033 | 1
3732 | 0.103 | 1
3733 | 0.1028 | 1
3734 | 0.1024 | 1
3735 | 0.1018 | 1
3736 | 0.1017 | 1
3737 | 0.1016 | 1
3738 | 0.1013 | 1
3739 | 0.099 | 1
3740 | 0.0984 | 1
3741 | 0.0976 | 1
3742 | 0.097 | 1
3743 | 0.0963 | 1
3744 | 0.0944 | 1
3745 | 0.0943 | 1
3746 | 0.0923 | 1
3747 | 0.0923 | 1
3748 | 0.0922 | 1
3749 | 0.0916 | 1
3750 | 0.0912 | 1
3751 | 0.0912 | 1
3752 | 0.0911 | 1
3753 | 0.09 | 1
3754 | 0.0858 | 1
3755 | 0.0846 | 1
3756 | 0.0843 | 1
3757 | 0.0836 | 1
3758 | 0.0832 | 1
3759 | 0.0821 | 1
3760 | 0.0811 | 1
3761 | 0.081 | 1
3762 | 0.0785 | 1
3763 | 0.0766 | 1
3764 | 0.0765 | 1
3765 | 0.0762 | 1
3766 | 0.0758 | 1
3767 | 0.0757 | 1
3768 | 0.0754 | 1
3769 | 0.0753 | 1
3770 | 0.0749 | 1
3771 | 0.0744 | 1
3772 | 0.0739 | 1
3773 | 0.0739 | 1
3774 | 0.0738 | 1
3775 | 0.0736 | 1
3776 | 0.0735 | 1
3777 | 0.0728 | 1
3778 | 0.0719 | 1
3779 | 0.0719 | 1
3780 | 0.0718 | 1
3781 | 0.0717 | 1
3782 | 0.0712 | 1
3783 | 0.0703 | 1
3784 | 0.0695 | 1
3785 | 0.0695 | 1
3786 | 0.0695 | 1
3787 | 0.0695 | 1
3788 | 0.0693 | 1
3789 | 0.0691 | 1
3790 | 0.068 | 1
3791 | 0.0676 | 1
3792 | 0.0662 | 1
3793 | 0.0659 | 1
3794 | 0.0648 | 1
3795 | 0.0641 | 1
3796 | 0.0639 | 1
3797 | 0.0637 | 1
3798 | 0.063 | 1
3799 | 0.0629 | 1
3800 | 0.0618 | 1
3801 | 0.061 | 1
3802 | 0.06 | 1
3803 | 0.0597 | 1
3804 | 0.0596 | 1
3805 | 0.0592 | 1
3806 | 0.0575 | 1
3807 | 0.0574 | 1
3808 | 0.0563 | 1
3809 | 0.0562 | 1
3810 | 0.0538 | 1
3811 | 0.0531 | 1
3812 | 0.0526 | 1
3813 | 0.0524 | 1
3814 | 0.0518 | 1
3815 | 0.0516 | 1
3816 | 0.0516 | 1
3817 | 0.0514 | 1
3818 | 0.0508 | 1
3819 | 0.0507 | 1
3820 | 0.0504 | 1
3821 | 0.05 | 1
3822 | 0.0499 | 1
3823 | 0.049 | 1
3824 | 0.0488 | 1
3825 | 0.0481 | 1
3826 | 0.048 | 1
3827 | 0.0479 | 1
3828 | 0.0477 | 1
3829 | 0.0462 | 1
3830 | 0.0459 | 1
3831 | 0.0458 | 1
3832 | 0.0456 | 1
3833 | 0.0456 | 1
3834 | 0.0456 | 1
3835 | 0.0451 | 1
3836 | 0.045 | 1
3837 | 0.0445 | 1
3838 | 0.0444 | 1
3839 | 0.0442 | 1
3840 | 0.0437 | 1
3841 | 0.0437 | 1
3842 | 0.0436 | 1
3843 | 0.0434 | 1
3844 | 0.0424 | 1
3845 | 0.0419 | 1
3846 | 0.0416 | 1
3847 | 0.0415 | 1
3848 | 0.0403 | 1
3849 | 0.0401 | 1
3850 | 0.0401 | 1
3851 | 0.04 | 1
3852 | 0.0397 | 1
3853 | 0.0397 | 1
3854 | 0.0396 | 1
3855 | 0.0396 | 1
3856 | 0.0387 | 1
3857 | 0.0381 | 1
3858 | 0.0374 | 1
3859 | 0.0366 | 1
3860 | 0.036 | 1
3861 | 0.0357 | 1
3862 | 0.0356 | 1
3863 | 0.0351 | 1
3864 | 0.0348 | 1
3865 | 0.0346 | 1
3866 | 0.0345 | 1
3867 | 0.0336 | 1
3868 | 0.0332 | 1
3869 | 0.0319 | 1
3870 | 0.0304 | 1
3871 | 0.0288 | 1
3872 | 0.0287 | 1
3873 | 0.0287 | 1
3874 | 0.0274 | 1
3875 | 0.027 | 1
3876 | 0.0252 | 1
3877 | 0.0242 | 1
3878 | 0.0237 | 1
3879 | 0.0235 | 1
3880 | 0.0226 | 1
3881 | 0.0224 | 1
3882 | 0.021 | 1
3883 | 0.0207 | 1
3884 | 0.0204 | 1
3885 | 0.0197 | 1
3886 | 0.0183 | 1
3887 | 0.0182 | 1
3888 | 0.018 | 1
3889 | 0.0172 | 1
3890 | 0.0165 | 1
3891 | 0.0165 | 1
3892 | 0.016 | 1
3893 | 0.0159 | 1
3894 | 0.0158 | 1
3895 | 0.0154 | 1
3896 | 0.0152 | 1
3897 | 0.0151 | 1
3898 | 0.0149 | 1
3899 | 0.0144 | 1
3900 | 0.0138 | 1
3901 | 0.0138 | 1
3902 | 0.0121 | 1
3903 | 0.0118 | 1
3904 | 0.0116 | 1
3905 | 0.0107 | 1
3906 | 0.0104 | 1
3907 | 0.0092 | 1
3908 | 0.009 | 1
3909 | 0.0076 | 1
3910 | 0.0068 | 1
3911 | 0.0048 | 1
3912 | 0.0041 | 1
3913 | 0.004 | 1
3914 | 0.0038 | 1
3915 | 0.0036 | 1
3916 | 0.0032 | 1
3917 | 0.0029 | 1
3918 | 0.0017 | 1
3919 | 0.0015 | 1
3920 | 0.0015 | 1
3921 | 0.0012 | 1
3922 | 0.0008 | 1
3923 | 0 | 1
3924 | 0 | 1
3925 | 0 | 1
3926 | 0 | 1
3927 | 0 | 1
3928 | 0 | 1
3929 | 0 | 1
3930 | 0 | 1
3931 | 0 | 1
3932 | 0 | 1
3933 | 0 | 1
3934 | 0 | 1
3935 | 0 | 1
3936 | 0 | 1
3937 | 0 | 1
3938 | 0 | 1
3939 | 0 | 1
3940 | 0 | 1
3941 | 0 | 1
3942 | 0 | 1
3943 | 0 | 1
3944 | 0 | 1
3945 | 0 | 1
3946 | 0 | 1
3947 | 0 | 1
3948 | 0 | 1
3949 | 0 | 1
3950 | 0 | 1
3951 | 0 | 1
3952 | 0 | 1
3953 | 0 | 1
3954 | 0 | 1
3955 | 0 | 1
3956 | 0 | 1
3957 | 0 | 1
3958 | 0 | 1
3959 | 0 | 1
3960 | 0 | 1
3961 | 0 | 1
3962 | 0 | 1
3963 | 0 | 1
3964 | 0 | 1
3965 | 0 | 1
3966 | 0 | 1
3967 | 0 | 1
3968 | 0 | 1
3969 | 0 | 1
3970 | 0 | 1
3971 | 0 | 1
3972 | 0 | 1
3973 | 0 | 1
3974 | 0 | 1
3975 | 0 | 1
3976 | 0 | 1
3977 | 0 | 1
3978 | 0 | 1
3979 | 0 | 1
3980 | 0 | 1
3981 | 0 | 1
3982 | 0 | 1
3983 | 0 | 1
3984 | 0 | 1
3985 | 0 | 1
3986 | 0 | 1
3987 | 0 | 1
3988 | 0 | 1
3989 | 0 | 1
3990 | 0 | 1
3991 | 0 | 1
3992 | 0 | 1
3993 | 0 | 1
3994 | 0 | 1
3995 | 0 | 1
3996 | 0 | 1
3997 | 0 | 1
3998 | 0 | 1
3999 | 0 | 1
4000 | 0 | 1
4001 | 0 | 1
4002 | 0 | 1
4003 | 0 | 1
4004 | 0 | 1
4005 | 0 | 1
4006 | 0 | 1
4007 | 0 | 1
4008 | 0 | 1
4009 | 0 | 1
4010 | 0 | 1
4011 | 0 | 1
4012 | 0 | 1
4013 | 0 | 1
4014 | 0 | 1
4015 | 0 | 1
4016 | 0 | 1
4017 | 0 | 1
4018 | 0 | 1
4019 | 0 | 1
4020 | 0 | 1
4021 | 0 | 1
4022 | 0 | 1
4023 | 0 | 1
4024 | 0 | 1
4025 | 0 | 1
4026 | 0 | 1
4027 | 0 | 1
4028 | 0 | 1
4029 | 0 | 1
4030 | 0 | 1
4031 | 0 | 1
4032 | 0 | 1
4033 | 0 | 1
4034 | 0 | 1
4035 | 0 | 1
4036 | 0 | 1
4037 | 0 | 1
4038 | 0 | 1
4039 | 0 | 1
4040 | 0 | 1
4041 | 0 | 1
4042 | 0 | 1
4043 | 0 | 1
4044 | 0 | 1
4045 | 0 | 1
4046 | 0 | 1
4047 | 0 | 1
4048 | 0 | 1
4049 | 0 | 1
4050 | 0 | 1
4051 | 0 | 1
4052 | 0 | 1
4053 | 0 | 1
4054 | 0 | 1
4055 | 0 | 1
4056 | 0 | 1
4057 | 0 | 1
4058 | 0 | 1
4059 | 0 | 1
4060 | 0 | 1
4061 | 0 | 1
4062 | 0 | 1
4063 | 0 | 1
4064 | 0 | 1
4065 | 0 | 1
4066 | 0 | 1
4067 | 0 | 1
4068 | 0 | 1
4069 | 0 | 1
4070 | 0 | 1
4071 | 0 | 1
4072 | 0 | 1
4073 | 0 | 1
4074 | 0 | 1
4075 | 0 | 1
4076 | 0 | 1
4077 | 0 | 1
4078 | 0 | 1
4079 | 0 | 1
4080 | 0 | 1
4081 | 0 | 1
4082 | 0 | 1
4083 | 0 | 1
4084 | 0 | 1
4085 | 0 | 1
4086 | 0 | 1
4087 | 0 | 1
4088 | 0 | 1
4089 | 0 | 1
4090 | 0 | 1
4091 | 0 | 1
4092 | 0 | 1
4093 | 0 | 1
4094 | 0 | 1
4095 | 0 | 1
4096 | 0 | 1
4097 | 0 | 1
4098 | 0 | 0.99942
4099 | 0 | 0.99924
4100 | 0 | 0.99891
4101 | 0 | 0.99887
4102 | 0 | 0.99818
4103 | 0 | 0.99804
4104 | 0 | 0.99702
4105 | 0 | 0.99568
4106 | 0 | 0.99484
4107 | 0 | 0.99473
4108 | 0 | 0.99306
4109 | 0 | 0.99303
4110 | 0 | 0.99288
4111 | 0 | 0.99212
4112 | 0 | 0.99194
4113 | 0 | 0.99175
4114 | 0 | 0.99128
4115 | 0 | 0.99125
4116 | 0 | 0.99114
4117 | 0 | 0.98918
4118 | 0 | 0.98888
4119 | 0 | 0.98863
4120 | 0 | 0.98819
4121 | 0 | 0.98787
4122 | 0 | 0.9878
4123 | 0 | 0.98769
4124 | 0 | 0.9874
4125 | 0 | 0.9871
4126 | 0 | 0.98638
4127 | 0 | 0.98627
4128 | 0 | 0.98594
4129 | 0 | 0.98558
4130 | 0 | 0.98514
4131 | 0 | 0.98467
4132 | 0 | 0.98449
4133 | 0 | 0.98409
4134 | 0 | 0.98387
4135 | 0 | 0.9826
4136 | 0 | 0.9822
4137 | 0 | 0.9818
4138 | 0 | 0.98162
4139 | 0 | 0.9814
4140 | 0 | 0.9814
4141 | 0 | 0.98104
4142 | 0 | 0.981
4143 | 0 | 0.98093
4144 | 0 | 0.98089
4145 | 0 | 0.98078
4146 | 0 | 0.98039
4147 | 0 | 0.98006
4148 | 0 | 0.97991
4149 | 0 | 0.97988
4150 | 0 | 0.97977
4151 | 0 | 0.9794
4152 | 0 | 0.97897
4153 | 0 | 0.97871
4154 | 0 | 0.97824
4155 | 0 | 0.97766
4156 | 0 | 0.97715
4157 | 0 | 0.97661
4158 | 0 | 0.97548
4159 | 0 | 0.97541
4160 | 0 | 0.97523
4161 | 0 | 0.97512
4162 | 0 | 0.9749
4163 | 0 | 0.97486
4164 | 0 | 0.97468
4165 | 0 | 0.97436
4166 | 0 | 0.97305
4167 | 0 | 0.9725
4168 | 0 | 0.97239
4169 | 0 | 0.97236
4170 | 0 | 0.97225
4171 | 0 | 0.97189
4172 | 0 | 0.97174
4173 | 0 | 0.97098
4174 | 0 | 0.97094
4175 | 0 | 0.97076
4176 | 0 | 0.9705
4177 | 0 | 0.97011
4178 | 0 | 0.96963
4179 | 0 | 0.96952
4180 | 0 | 0.96942
4181 | 0 | 0.96916
4182 | 0 | 0.96898
4183 | 0 | 0.9684
4184 | 0 | 0.96829
4185 | 0 | 0.96818
4186 | 0 | 0.96803
4187 | 0 | 0.96716
4188 | 0 | 0.96691
4189 | 0 | 0.96684
4190 | 0 | 0.96669
4191 | 0 | 0.96669
4192 | 0 | 0.96607
4193 | 0 | 0.96535
4194 | 0 | 0.96484
4195 | 0 | 0.9648
4196 | 0 | 0.96462
4197 | 0 | 0.96429
4198 | 0 | 0.96415
4199 | 0 | 0.96404
4200 | 0 | 0.96389
4201 | 0 | 0.96375
4202 | 0 | 0.96368
4203 | 0 | 0.9632
4204 | 0 | 0.96273
4205 | 0 | 0.96244
4206 | 0 | 0.96215
4207 | 0 | 0.96208
4208 | 0 | 0.96135
4209 | 0 | 0.96117
4210 | 0 | 0.96037
4211 | 0 | 0.95972
4212 | 0 | 0.95964
4213 | 0 | 0.9595
4214 | 0 | 0.9595
4215 | 0 | 0.95935
4216 | 0 | 0.95932
4217 | 0 | 0.95881
4218 | 0 | 0.95841
4219 | 0 | 0.95837
4220 | 0 | 0.95834
4221 | 0 | 0.95808
4222 | 0 | 0.95801
4223 | 0 | 0.95776
4224 | 0 | 0.95728
4225 | 0 | 0.95717
4226 | 0 | 0.95663
4227 | 0 | 0.95659
4228 | 0 | 0.95645
4229 | 0 | 0.95637
4230 | 0 | 0.9563
4231 | 0 | 0.95572
4232 | 0 | 0.95518
4233 | 0 | 0.9551
4234 | 0 | 0.95387
4235 | 0 | 0.95383
4236 | 0 | 0.9534
4237 | 0 | 0.95285
4238 | 0 | 0.95282
4239 | 0 | 0.95263
4240 | 0 | 0.9526
4241 | 0 | 0.95242
4242 | 0 | 0.9522
4243 | 0 | 0.95212
4244 | 0 | 0.95194
4245 | 0 | 0.95173
4246 | 0 | 0.95136
4247 | 0 | 0.95129
4248 | 0 | 0.95096
4249 | 0 | 0.95053
4250 | 0 | 0.94955
4251 | 0 | 0.94842
4252 | 0 | 0.94791
4253 | 0 | 0.94769
4254 | 0 | 0.94766
4255 | 0 | 0.9474
4256 | 0 | 0.94729
4257 | 0 | 0.94704
4258 | 0 | 0.94704
4259 | 0 | 0.94671
4260 | 0 | 0.94602
4261 | 0 | 0.94602
4262 | 0 | 0.94595
4263 | 0 | 0.94541
4264 | 0 | 0.94493
4265 | 0 | 0.94479
4266 | 0 | 0.94468
4267 | 0 | 0.94468
4268 | 0 | 0.94464
4269 | 0 | 0.94461
4270 | 0 | 0.94432
4271 | 0 | 0.94399
4272 | 0 | 0.94384
4273 | 0 | 0.94352
4274 | 0 | 0.94341
4275 | 0 | 0.94326
4276 | 0 | 0.94315
4277 | 0 | 0.94254
4278 | 0 | 0.94243
4279 | 0 | 0.94239
4280 | 0 | 0.94221
4281 | 0 | 0.94159
4282 | 0 | 0.94145
4283 | 0 | 0.94134
4284 | 0 | 0.94108
4285 | 0 | 0.9409
4286 | 0 | 0.94072
4287 | 0 | 0.94046
4288 | 0 | 0.93988
4289 | 0 | 0.9393
4290 | 0 | 0.9393
4291 | 0 | 0.93916
4292 | 0 | 0.93908
4293 | 0 | 0.93865
4294 | 0 | 0.93752
4295 | 0 | 0.93738
4296 | 0 | 0.93723
4297 | 0 | 0.93669
4298 | 0 | 0.93622
4299 | 0 | 0.93596
4300 | 0 | 0.93574
4301 | 0 | 0.93549
4302 | 0 | 0.93542
4303 | 0 | 0.93502
4304 | 0 | 0.93502
4305 | 0 | 0.93487
4306 | 0 | 0.93473
4307 | 0 | 0.93454
4308 | 0 | 0.93447
4309 | 0 | 0.93407
4310 | 0 | 0.93389
4311 | 0 | 0.93382
4312 | 0 | 0.93364
4313 | 0 | 0.93345
4314 | 0 | 0.93305
4315 | 0 | 0.93302
4316 | 0 | 0.93266
4317 | 0 | 0.93211
4318 | 0 | 0.93193
4319 | 0 | 0.93153
4320 | 0 | 0.93149
4321 | 0 | 0.93149
4322 | 0 | 0.93106
4323 | 0 | 0.93091
4324 | 0 | 0.93066
4325 | 0 | 0.93029
4326 | 0 | 0.93008
4327 | 0 | 0.93
4328 | 0 | 0.93
4329 | 0 | 0.92993
4330 | 0 | 0.92979
4331 | 0 | 0.92939
4332 | 0 | 0.92902
4333 | 0 | 0.92895
4334 | 0 | 0.92873
4335 | 0 | 0.92808
4336 | 0 | 0.92786
4337 | 0 | 0.92775
4338 | 0 | 0.92732
4339 | 0 | 0.92699
4340 | 0 | 0.92677
4341 | 0 | 0.92637
4342 | 0 | 0.92615
4343 | 0 | 0.92612
4344 | 0 | 0.92583
4345 | 0 | 0.92579
4346 | 0 | 0.92572
4347 | 0 | 0.92564
4348 | 0 | 0.92557
4349 | 0 | 0.92456
4350 | 0 | 0.92445
4351 | 0 | 0.92441
4352 | 0 | 0.92426
4353 | 0 | 0.92332
4354 | 0 | 0.92317
4355 | 0 | 0.92274
4356 | 0 | 0.92252
4357 | 0 | 0.92241
4358 | 0 | 0.92205
4359 | 0 | 0.9211
4360 | 0 | 0.92049
4361 | 0 | 0.92049
4362 | 0 | 0.92034
4363 | 0 | 0.92005
4364 | 0 | 0.91991
4365 | 0 | 0.91987
4366 | 0 | 0.9198
4367 | 0 | 0.91929
4368 | 0 | 0.91903
4369 | 0 | 0.91871
4370 | 0 | 0.91863
4371 | 0 | 0.91856
4372 | 0 | 0.91787
4373 | 0 | 0.91733
4374 | 0 | 0.91725
4375 | 0 | 0.91671
4376 | 0 | 0.91642
4377 | 0 | 0.91631
4378 | 0 | 0.91627
4379 | 0 | 0.91587
4380 | 0 | 0.91555
4381 | 0 | 0.91435
4382 | 0 | 0.91409
4383 | 0 | 0.91369
4384 | 0 | 0.91362
4385 | 0 | 0.91359
4386 | 0 | 0.91359
4387 | 0 | 0.91333
4388 | 0 | 0.91257
4389 | 0 | 0.9121
4390 | 0 | 0.91181
4391 | 0 | 0.9117
4392 | 0 | 0.91133
4393 | 0 | 0.9113
4394 | 0 | 0.91108
4395 | 0 | 0.91093
4396 | 0 | 0.9101
4397 | 0 | 0.90966
4398 | 0 | 0.90952
4399 | 0 | 0.90861
4400 | 0 | 0.90832
4401 | 0 | 0.90825
4402 | 0 | 0.90799
4403 | 0 | 0.90792
4404 | 0 | 0.90781
4405 | 0 | 0.90737
4406 | 0 | 0.90625
4407 | 0 | 0.9061
4408 | 0 | 0.90599
4409 | 0 | 0.90592
4410 | 0 | 0.90585
4411 | 0 | 0.90585
4412 | 0 | 0.90574
4413 | 0 | 0.90436
4414 | 0 | 0.90414
4415 | 0 | 0.90374
4416 | 0 | 0.9036
4417 | 0 | 0.90327
4418 | 0 | 0.9032
4419 | 0 | 0.90309
4420 | 0 | 0.90305
4421 | 0 | 0.90262
4422 | 0 | 0.90222
4423 | 0 | 0.90189
4424 | 0 | 0.90105
4425 | 0 | 0.90102
4426 | 0 | 0.90047
4427 | 0 | 0.89996
4428 | 0 | 0.89935
4429 | 0 | 0.89931
4430 | 0 | 0.89913
4431 | 0 | 0.89866
4432 | 0 | 0.89862
4433 | 0 | 0.8984
4434 | 0 | 0.8984
4435 | 0 | 0.89837
4436 | 0 | 0.89822
4437 | 0 | 0.89811
4438 | 0 | 0.89807
4439 | 0 | 0.89793
4440 | 0 | 0.89753
4441 | 0 | 0.89746
4442 | 0 | 0.89724
4443 | 0 | 0.89699
4444 | 0 | 0.89684
4445 | 0 | 0.89673
4446 | 0 | 0.89666
4447 | 0 | 0.89651
4448 | 0 | 0.896
4449 | 0 | 0.89553
4450 | 0 | 0.89531
4451 | 0 | 0.89524
4452 | 0 | 0.8947
4453 | 0 | 0.89466
4454 | 0 | 0.89404
4455 | 0 | 0.8939
4456 | 0 | 0.89357
4457 | 0 | 0.89339
4458 | 0 | 0.89335
4459 | 0 | 0.89317
4460 | 0 | 0.89295
4461 | 0 | 0.89277
4462 | 0 | 0.8927
4463 | 0 | 0.89266
4464 | 0 | 0.89197
4465 | 0 | 0.89194
4466 | 0 | 0.89186
4467 | 0 | 0.89074
4468 | 0 | 0.88983
4469 | 0 | 0.88856
4470 | 0 | 0.88805
4471 | 0 | 0.8879
4472 | 0 | 0.88776
4473 | 0 | 0.88761
4474 | 0 | 0.88725
4475 | 0 | 0.88572
4476 | 0 | 0.88558
4477 | 0 | 0.8846
4478 | 0 | 0.88434
4479 | 0 | 0.88315
4480 | 0 | 0.88307
4481 | 0 | 0.88304
4482 | 0 | 0.88286
4483 | 0 | 0.88271
4484 | 0 | 0.88227
4485 | 0 | 0.88213
4486 | 0 | 0.88184
4487 | 0 | 0.88162
4488 | 0 | 0.88108
4489 | 0 | 0.88028
4490 | 0 | 0.87948
4491 | 0 | 0.87948
4492 | 0 | 0.87915
4493 | 0 | 0.8785
4494 | 0 | 0.87842
4495 | 0 | 0.87792
4496 | 0 | 0.87784
4497 | 0 | 0.87741
4498 | 0 | 0.87741
4499 | 0 | 0.87686
4500 | 0 | 0.87683
4501 | 0 | 0.87624
4502 | 0 | 0.87544
4503 | 0 | 0.8745
4504 | 0 | 0.87439
4505 | 0 | 0.87403
4506 | 0 | 0.87388
4507 | 0 | 0.87363
4508 | 0 | 0.87356
4509 | 0 | 0.8733
4510 | 0 | 0.87327
4511 | 0 | 0.8725
4512 | 0 | 0.87225
4513 | 0 | 0.8721
4514 | 0 | 0.87203
4515 | 0 | 0.87178
4516 | 0 | 0.87178
4517 | 0 | 0.87178
4518 | 0 | 0.87178
4519 | 0 | 0.87178
4520 | 0 | 0.87178
4521 | 0 | 0.87178
4522 | 0 | 0.87178
4523 | 0 | 0.87178
4524 | 0 | 0.87178
4525 | 0 | 0.87178
4526 | 0 | 0.87178
4527 | 0 | 0.87178
4528 | 0 | 0.8717
4529 | 0 | 0.87145
4530 | 0 | 0.87134
4531 | 0 | 0.87069
4532 | 0 | 0.87054
4533 | 0 | 0.87054
4534 | 0 | 0.87054
4535 | 0 | 0.87047
4536 | 0 | 0.87
4537 | 0 | 0.86971
4538 | 0 | 0.86912
4539 | 0 | 0.86909
4540 | 0 | 0.86902
4541 | 0 | 0.86898
4542 | 0 | 0.86887
4543 | 0 | 0.86858
4544 | 0 | 0.86847
4545 | 0 | 0.868
4546 | 0 | 0.86789
4547 | 0 | 0.86738
4548 | 0 | 0.86734
4549 | 0 | 0.86684
4550 | 0 | 0.86658
4551 | 0 | 0.86647
4552 | 0 | 0.86615
4553 | 0 | 0.86589
4554 | 0 | 0.8652
4555 | 0 | 0.8648
4556 | 0 | 0.86444
4557 | 0 | 0.86422
4558 | 0 | 0.86415
4559 | 0 | 0.86408
4560 | 0 | 0.86389
4561 | 0 | 0.86389
4562 | 0 | 0.86371
4563 | 0 | 0.86357
4564 | 0 | 0.86335
4565 | 0 | 0.86306
4566 | 0 | 0.86306
4567 | 0 | 0.86295
4568 | 0 | 0.86291
4569 | 0 | 0.86284
4570 | 0 | 0.86259
4571 | 0 | 0.8623
4572 | 0 | 0.8619
4573 | 0 | 0.86186
4574 | 0 | 0.86139
4575 | 0 | 0.86124
4576 | 0 | 0.86099
4577 | 0 | 0.86081
4578 | 0 | 0.86044
4579 | 0 | 0.8599
4580 | 0 | 0.85979
4581 | 0 | 0.85914
4582 | 0 | 0.85899
4583 | 0 | 0.85805
4584 | 0 | 0.85794
4585 | 0 | 0.85783
4586 | 0 | 0.85776
4587 | 0 | 0.85746
4588 | 0 | 0.85696
4589 | 0 | 0.85692
4590 | 0 | 0.85688
4591 | 0 | 0.8567
4592 | 0 | 0.85667
4593 | 0 | 0.85594
4594 | 0 | 0.85507
4595 | 0 | 0.85492
4596 | 0 | 0.85489
4597 | 0 | 0.85463
4598 | 0 | 0.85401
4599 | 0 | 0.85387
4600 | 0 | 0.85369
4601 | 0 | 0.85369
4602 | 0 | 0.85336
4603 | 0 | 0.8522
4604 | 0 | 0.8522
4605 | 0 | 0.85212
4606 | 0 | 0.85205
4607 | 0 | 0.85205
4608 | 0 | 0.85147
4609 | 0 | 0.85129
4610 | 0 | 0.85056
4611 | 0 | 0.85053
4612 | 0 | 0.84929
4613 | 0 | 0.84867
4614 | 0 | 0.84849
4615 | 0 | 0.84802
4616 | 0 | 0.84802
4617 | 0 | 0.84802
4618 | 0 | 0.84784
4619 | 0 | 0.84758
4620 | 0 | 0.84751
4621 | 0 | 0.84733
4622 | 0 | 0.84693
4623 | 0 | 0.84649
4624 | 0 | 0.8462
4625 | 0 | 0.8462
4626 | 0 | 0.8462
4627 | 0 | 0.84541
4628 | 0 | 0.84348
4629 | 0 | 0.84337
4630 | 0 | 0.84283
4631 | 0 | 0.84264
4632 | 0 | 0.84257
4633 | 0 | 0.84246
4634 | 0 | 0.84199
4635 | 0 | 0.84137
4636 | 0 | 0.84116
4637 | 0 | 0.84108
4638 | 0 | 0.84083
4639 | 0 | 0.84072
4640 | 0 | 0.84061
4641 | 0 | 0.8405
4642 | 0 | 0.84043
4643 | 0 | 0.84039
4644 | 0 | 0.84014
4645 | -0.0012 | 0.83999
4646 | -0.0014 | 0.83985
4647 | -0.0017 | 0.83919
4648 | -0.0018 | 0.83887
4649 | -0.0023 | 0.83887
4650 | -0.0034 | 0.83854
4651 | -0.0044 | 0.83843
4652 | -0.0062 | 0.83829
4653 | -0.0063 | 0.83778
4654 | -0.0079 | 0.8377
4655 | -0.0085 | 0.8376
4656 | -0.0098 | 0.8376
4657 | -0.0106 | 0.8376
4658 | -0.0115 | 0.83712
4659 | -0.0117 | 0.83672
4660 | -0.012 | 0.83614
4661 | -0.0122 | 0.83607
4662 | -0.0123 | 0.83585
4663 | -0.0126 | 0.83585
4664 | -0.0135 | 0.83582
4665 | -0.0137 | 0.83534
4666 | -0.0138 | 0.83527
4667 | -0.0139 | 0.83502
4668 | -0.0142 | 0.83462
4669 | -0.0154 | 0.83436
4670 | -0.016 | 0.83407
4671 | -0.0164 | 0.83356
4672 | -0.0164 | 0.83291
4673 | -0.0166 | 0.83287
4674 | -0.0167 | 0.83251
4675 | -0.0179 | 0.83247
4676 | -0.018 | 0.83236
4677 | -0.0203 | 0.83222
4678 | -0.0204 | 0.83218
4679 | -0.0217 | 0.83207
4680 | -0.0225 | 0.832
4681 | -0.0225 | 0.83182
4682 | -0.0239 | 0.83157
4683 | -0.0243 | 0.83153
4684 | -0.0247 | 0.83135
4685 | -0.0247 | 0.83127
4686 | -0.0255 | 0.83124
4687 | -0.0263 | 0.83106
4688 | -0.0267 | 0.83077
4689 | -0.0275 | 0.82982
4690 | -0.0278 | 0.82971
4691 | -0.0279 | 0.82946
4692 | -0.0282 | 0.82928
4693 | -0.0282 | 0.82924
4694 | -0.0287 | 0.8292
4695 | -0.0289 | 0.82895
4696 | -0.0293 | 0.82895
4697 | -0.0315 | 0.82866
4698 | -0.0318 | 0.82848
4699 | -0.0318 | 0.82841
4700 | -0.032 | 0.8283
4701 | -0.032 | 0.82819
4702 | -0.032 | 0.82808
4703 | -0.0323 | 0.82808
4704 | -0.0327 | 0.82786
4705 | -0.0338 | 0.82739
4706 | -0.0344 | 0.82728
4707 | -0.0344 | 0.82721
4708 | -0.0347 | 0.82677
4709 | -0.0349 | 0.82659
4710 | -0.0351 | 0.82626
4711 | -0.0353 | 0.8259
4712 | -0.0374 | 0.82583
4713 | -0.0376 | 0.82575
4714 | -0.0391 | 0.82532
4715 | -0.0395 | 0.82514
4716 | -0.0405 | 0.8251
4717 | -0.0411 | 0.82423
4718 | -0.0411 | 0.82394
4719 | -0.0428 | 0.8239
4720 | -0.0429 | 0.82386
4721 | -0.043 | 0.82357
4722 | -0.0431 | 0.82354
4723 | -0.0432 | 0.82317
4724 | -0.0433 | 0.82296
4725 | -0.0451 | 0.82288
4726 | -0.0451 | 0.82281
4727 | -0.047 | 0.82241
4728 | -0.0475 | 0.82194
4729 | -0.0476 | 0.82172
4730 | -0.0477 | 0.82085
4731 | -0.0482 | 0.82049
4732 | -0.049 | 0.82005
4733 | -0.0492 | 0.81965
4734 | -0.0505 | 0.81958
4735 | -0.0506 | 0.81951
4736 | -0.0528 | 0.8194
4737 | -0.0528 | 0.81932
4738 | -0.0533 | 0.81914
4739 | -0.0537 | 0.81882
4740 | -0.0541 | 0.8186
4741 | -0.055 | 0.81834
4742 | -0.0552 | 0.81823
4743 | -0.0556 | 0.81787
4744 | -0.0567 | 0.8174
4745 | -0.0569 | 0.81725
4746 | -0.0577 | 0.81718
4747 | -0.0582 | 0.81682
4748 | -0.0586 | 0.81678
4749 | -0.0594 | 0.81649
4750 | -0.0594 | 0.81631
4751 | -0.0601 | 0.81609
4752 | -0.0601 | 0.81584
4753 | -0.0603 | 0.81558
4754 | -0.0611 | 0.8154
4755 | -0.0618 | 0.81504
4756 | -0.0621 | 0.81493
4757 | -0.0623 | 0.81482
4758 | -0.063 | 0.81424
4759 | -0.0654 | 0.81406
4760 | -0.0658 | 0.81398
4761 | -0.0662 | 0.81398
4762 | -0.0665 | 0.81326
4763 | -0.0675 | 0.81297
4764 | -0.0683 | 0.81275
4765 | -0.069 | 0.81275
4766 | -0.069 | 0.81257
4767 | -0.0691 | 0.81253
4768 | -0.0702 | 0.81239
4769 | -0.0704 | 0.81144
4770 | -0.0707 | 0.81141
4771 | -0.0709 | 0.81126
4772 | -0.071 | 0.81112
4773 | -0.0714 | 0.81112
4774 | -0.0716 | 0.81104
4775 | -0.0716 | 0.81101
4776 | -0.0719 | 0.81075
4777 | -0.072 | 0.81046
4778 | -0.073 | 0.81013
4779 | -0.0752 | 0.80948
4780 | -0.0753 | 0.80944
4781 | -0.0753 | 0.80926
4782 | -0.076 | 0.80915
4783 | -0.076 | 0.80901
4784 | -0.0761 | 0.80897
4785 | -0.0767 | 0.80886
4786 | -0.0771 | 0.80875
4787 | -0.0773 | 0.80828
4788 | -0.0775 | 0.80817
4789 | -0.0776 | 0.80697
4790 | -0.0778 | 0.80687
4791 | -0.0784 | 0.80676
4792 | -0.079 | 0.8057
4793 | -0.0791 | 0.80552
4794 | -0.0799 | 0.80548
4795 | -0.0801 | 0.80516
4796 | -0.0818 | 0.80509
4797 | -0.0821 | 0.80509
4798 | -0.0828 | 0.8049
4799 | -0.0828 | 0.8049
4800 | -0.083 | 0.80472
4801 | -0.0831 | 0.80472
4802 | -0.084 | 0.80454
4803 | -0.0842 | 0.80443
4804 | -0.0847 | 0.80418
4805 | -0.085 | 0.80414
4806 | -0.0852 | 0.804
4807 | -0.0875 | 0.80381
4808 | -0.0884 | 0.80363
4809 | -0.0888 | 0.8036
4810 | -0.0889 | 0.80312
4811 | -0.089 | 0.80305
4812 | -0.0893 | 0.80301
4813 | -0.0894 | 0.80287
4814 | -0.0898 | 0.80283
4815 | -0.0898 | 0.80276
4816 | -0.0899 | 0.80222
4817 | -0.09 | 0.80214
4818 | -0.0903 | 0.80124
4819 | -0.0903 | 0.80113
4820 | -0.0912 | 0.80113
4821 | -0.0915 | 0.80102
4822 | -0.0924 | 0.80098
4823 | -0.0929 | 0.80087
4824 | -0.0935 | 0.80036
4825 | -0.095 | 0.80029
4826 | -0.0951 | 0.80011
4827 | -0.0952 | 0.80007
4828 | -0.0954 | 0.79971
4829 | -0.0959 | 0.7996
4830 | -0.0959 | 0.79956
4831 | -0.0971 | 0.79935
4832 | -0.0974 | 0.79906
4833 | -0.0975 | 0.79815
4834 | -0.0975 | 0.79778
4835 | -0.0979 | 0.7976
4836 | -0.0981 | 0.79753
4837 | -0.0998 | 0.79728
4838 | -0.1024 | 0.7972
4839 | -0.1032 | 0.79709
4840 | -0.1035 | 0.79702
4841 | -0.1036 | 0.79702
4842 | -0.1038 | 0.7968
4843 | -0.1046 | 0.7968
4844 | -0.1046 | 0.7968
4845 | -0.1051 | 0.79622
4846 | -0.1058 | 0.79575
4847 | -0.1065 | 0.7956
4848 | -0.1067 | 0.79441
4849 | -0.108 | 0.79422
4850 | -0.108 | 0.79419
4851 | -0.1084 | 0.79408
4852 | -0.1086 | 0.79361
4853 | -0.1106 | 0.79343
4854 | -0.1106 | 0.79281
4855 | -0.1114 | 0.79226
4856 | -0.1117 | 0.79197
4857 | -0.113 | 0.79179
4858 | -0.1131 | 0.79154
4859 | -0.1141 | 0.79117
4860 | -0.1148 | 0.79114
4861 | -0.1168 | 0.79103
4862 | -0.1173 | 0.79085
4863 | -0.1179 | 0.79081
4864 | -0.1181 | 0.79045
4865 | -0.1196 | 0.79008
4866 | -0.1197 | 0.78925
4867 | -0.1202 | 0.7891
4868 | -0.1203 | 0.7891
4869 | -0.1212 | 0.78907
4870 | -0.1219 | 0.78907
4871 | -0.1219 | 0.78892
4872 | -0.1221 | 0.78881
4873 | -0.1224 | 0.78845
4874 | -0.1224 | 0.78834
4875 | -0.1226 | 0.78758
4876 | -0.123 | 0.78718
4877 | -0.123 | 0.78714
4878 | -0.1239 | 0.7871
4879 | -0.1239 | 0.78674
4880 | -0.1269 | 0.78652
4881 | -0.1274 | 0.78634
4882 | -0.1283 | 0.78634
4883 | -0.1294 | 0.78609
4884 | -0.1298 | 0.78569
4885 | -0.13 | 0.78511
4886 | -0.13 | 0.78507
4887 | -0.1306 | 0.78485
4888 | -0.1313 | 0.78471
4889 | -0.1315 | 0.78471
4890 | -0.1324 | 0.78442
4891 | -0.1325 | 0.78442
4892 | -0.1326 | 0.78434
4893 | -0.134 | 0.7842
4894 | -0.1341 | 0.78384
4895 | -0.1349 | 0.7838
4896 | -0.1349 | 0.78344
4897 | -0.1349 | 0.78318
4898 | -0.1355 | 0.783
4899 | -0.1359 | 0.7826
4900 | -0.136 | 0.78216
4901 | -0.136 | 0.78173
4902 | -0.1362 | 0.7814
4903 | -0.1372 | 0.78126
4904 | -0.1382 | 0.78122
4905 | -0.1385 | 0.781
4906 | -0.1387 | 0.78097
4907 | -0.1396 | 0.78064
4908 | -0.1409 | 0.7806
4909 | -0.1409 | 0.78057
4910 | -0.141 | 0.78017
4911 | -0.1422 | 0.77995
4912 | -0.1423 | 0.77991
4913 | -0.1424 | 0.77973
4914 | -0.1434 | 0.77962
4915 | -0.1436 | 0.77922
4916 | -0.144 | 0.77882
4917 | -0.1442 | 0.77879
4918 | -0.1455 | 0.77868
4919 | -0.1455 | 0.77861
4920 | -0.1457 | 0.7785
4921 | -0.1489 | 0.7785
4922 | -0.1491 | 0.77831
4923 | -0.1496 | 0.77824
4924 | -0.1503 | 0.77821
4925 | -0.1508 | 0.77784
4926 | -0.151 | 0.77766
4927 | -0.1514 | 0.77766
4928 | -0.1517 | 0.77752
4929 | -0.1538 | 0.77686
4930 | -0.154 | 0.77672
4931 | -0.1542 | 0.77635
4932 | -0.1551 | 0.77632
4933 | -0.1565 | 0.77628
4934 | -0.1571 | 0.77599
4935 | -0.1575 | 0.77581
4936 | -0.1584 | 0.77574
4937 | -0.1591 | 0.77566
4938 | -0.1592 | 0.77548
4939 | -0.1593 | 0.77505
4940 | -0.1605 | 0.77494
4941 | -0.1614 | 0.77472
4942 | -0.1621 | 0.77425
4943 | -0.1627 | 0.77406
4944 | -0.1644 | 0.77385
4945 | -0.1648 | 0.7737
4946 | -0.1651 | 0.77348
4947 | -0.1652 | 0.77334
4948 | -0.1657 | 0.7733
4949 | -0.1657 | 0.77327
4950 | -0.1663 | 0.77297
4951 | -0.1664 | 0.77294
4952 | -0.1666 | 0.77258
4953 | -0.169 | 0.77236
4954 | -0.1696 | 0.77225
4955 | -0.1696 | 0.77152
4956 | -0.1699 | 0.77127
4957 | -0.1701 | 0.77123
4958 | -0.1704 | 0.77098
4959 | -0.1713 | 0.77083
4960 | -0.1713 | 0.77076
4961 | -0.1718 | 0.77054
4962 | -0.172 | 0.7705
4963 | -0.1732 | 0.77032
4964 | -0.1742 | 0.76971
4965 | -0.1752 | 0.76963
4966 | -0.1753 | 0.76942
4967 | -0.1755 | 0.76916
4968 | -0.176 | 0.76916
4969 | -0.1772 | 0.76898
4970 | -0.1776 | 0.76894
4971 | -0.1779 | 0.76865
4972 | -0.1785 | 0.76858
4973 | -0.1798 | 0.76811
4974 | -0.1817 | 0.76742
4975 | -0.1818 | 0.76734
4976 | -0.182 | 0.76724
4977 | -0.1822 | 0.76705
4978 | -0.1823 | 0.76705
4979 | -0.1839 | 0.76698
4980 | -0.1843 | 0.76662
4981 | -0.1847 | 0.76647
4982 | -0.1851 | 0.76615
4983 | -0.1854 | 0.76607
4984 | -0.1855 | 0.76607
4985 | -0.1856 | 0.76582
4986 | -0.1869 | 0.76564
4987 | -0.1875 | 0.7656
4988 | -0.1877 | 0.76513
4989 | -0.1879 | 0.76513
4990 | -0.1894 | 0.76448
4991 | -0.1899 | 0.76437
4992 | -0.19 | 0.76368
4993 | -0.1902 | 0.76364
4994 | -0.1915 | 0.76349
4995 | -0.1917 | 0.76324
4996 | -0.1924 | 0.76226
4997 | -0.1927 | 0.7619
4998 | -0.1933 | 0.76186
4999 | -0.1935 | 0.76161
5000 | -0.1936 | 0.76161
5001 | -0.1937 | 0.76135
5002 | -0.1939 | 0.76117
5003 | -0.1942 | 0.76106
5004 | -0.1944 | 0.76077
5005 | -0.1946 | 0.76077
5006 | -0.1953 | 0.76073
5007 | -0.1956 | 0.7607
5008 | -0.1965 | 0.76062
5009 | -0.1965 | 0.76052
5010 | -0.1966 | 0.76023
5011 | -0.1967 | 0.75932
5012 | -0.197 | 0.75917
5013 | -0.1977 | 0.75884
5014 | -0.1983 | 0.75874
5015 | -0.1987 | 0.75874
5016 | -0.1988 | 0.7587
5017 | -0.199 | 0.75852
5018 | -0.2 | 0.75837
5019 | -0.2001 | 0.75826
5020 | -0.2013 | 0.75797
5021 | -0.202 | 0.75772
5022 | -0.2021 | 0.75765
5023 | -0.2024 | 0.75681
5024 | -0.2027 | 0.75667
5025 | -0.2035 | 0.75659
5026 | -0.2049 | 0.75587
5027 | -0.205 | 0.75583
5028 | -0.2055 | 0.75576
5029 | -0.2058 | 0.75565
5030 | -0.2076 | 0.75543
5031 | -0.2077 | 0.75536
5032 | -0.208 | 0.75521
5033 | -0.2081 | 0.75521
5034 | -0.2091 | 0.75481
5035 | -0.2096 | 0.75441
5036 | -0.2098 | 0.75441
5037 | -0.2103 | 0.75434
5038 | -0.2103 | 0.75405
5039 | -0.2107 | 0.7539
5040 | -0.2122 | 0.75369
5041 | -0.2128 | 0.75332
5042 | -0.2137 | 0.75329
5043 | -0.2139 | 0.75321
5044 | -0.2148 | 0.75274
5045 | -0.2153 | 0.75256
5046 | -0.2158 | 0.75252
5047 | -0.216 | 0.7518
5048 | -0.216 | 0.75158
5049 | -0.2162 | 0.75143
5050 | -0.2163 | 0.75133
5051 | -0.2165 | 0.75111
5052 | -0.2173 | 0.7506
5053 | -0.2175 | 0.75056
5054 | -0.2176 | 0.75042
5055 | -0.219 | 0.75013
5056 | -0.2191 | 0.74991
5057 | -0.2201 | 0.74926
5058 | -0.2203 | 0.74922
5059 | -0.2209 | 0.74922
5060 | -0.2215 | 0.74889
5061 | -0.2219 | 0.74886
5062 | -0.2233 | 0.74878
5063 | -0.2243 | 0.74802
5064 | -0.2246 | 0.74751
5065 | -0.2257 | 0.74737
5066 | -0.2265 | 0.74715
5067 | -0.2265 | 0.74686
5068 | -0.2267 | 0.74668
5069 | -0.2271 | 0.74642
5070 | -0.2272 | 0.74617
5071 | -0.2275 | 0.7461
5072 | -0.2281 | 0.74584
5073 | -0.2283 | 0.74562
5074 | -0.2288 | 0.74511
5075 | -0.2297 | 0.7449
5076 | -0.2301 | 0.74468
5077 | -0.2301 | 0.74442
5078 | -0.2302 | 0.74402
5079 | -0.2312 | 0.74402
5080 | -0.2314 | 0.74395
5081 | -0.2317 | 0.74337
5082 | -0.2321 | 0.74337
5083 | -0.2323 | 0.74333
5084 | -0.2323 | 0.74326
5085 | -0.2329 | 0.74246
5086 | -0.2332 | 0.74235
5087 | -0.2345 | 0.74232
5088 | -0.2346 | 0.74232
5089 | -0.2346 | 0.7421
5090 | -0.2351 | 0.74203
5091 | -0.2359 | 0.7417
5092 | -0.2363 | 0.74137
5093 | -0.238 | 0.74126
5094 | -0.2383 | 0.74123
5095 | -0.239 | 0.74108
5096 | -0.2395 | 0.74105
5097 | -0.2397 | 0.74105
5098 | -0.2401 | 0.74097
5099 | -0.2404 | 0.74079
5100 | -0.2415 | 0.74068
5101 | -0.2441 | 0.7405
5102 | -0.2449 | 0.73941
5103 | -0.2449 | 0.73905
5104 | -0.245 | 0.73894
5105 | -0.2459 | 0.7389
5106 | -0.2468 | 0.73876
5107 | -0.2475 | 0.73818
5108 | -0.2478 | 0.73799
5109 | -0.2482 | 0.73767
5110 | -0.2488 | 0.73756
5111 | -0.2492 | 0.7373
5112 | -0.2498 | 0.73712
5113 | -0.2506 | 0.73701
5114 | -0.2513 | 0.73694
5115 | -0.2526 | 0.73691
5116 | -0.2529 | 0.73658
5117 | -0.253 | 0.73647
5118 | -0.253 | 0.73622
5119 | -0.2535 | 0.73505
5120 | -0.2539 | 0.73505
5121 | -0.2544 | 0.73469
5122 | -0.2545 | 0.73462
5123 | -0.2549 | 0.73454
5124 | -0.2561 | 0.73451
5125 | -0.2561 | 0.73396
5126 | -0.2565 | 0.73371
5127 | -0.2568 | 0.73371
5128 | -0.2568 | 0.73356
5129 | -0.257 | 0.73324
5130 | -0.2572 | 0.73276
5131 | -0.2577 | 0.73262
5132 | -0.2577 | 0.73258
5133 | -0.2579 | 0.73211
5134 | -0.2594 | 0.73211
5135 | -0.2597 | 0.73186
5136 | -0.2609 | 0.7316
5137 | -0.2612 | 0.73135
5138 | -0.2619 | 0.73062
5139 | -0.2627 | 0.73058
5140 | -0.2629 | 0.73029
5141 | -0.2629 | 0.72986
5142 | -0.2638 | 0.7295
5143 | -0.2645 | 0.72935
5144 | -0.2646 | 0.72895
5145 | -0.2647 | 0.72884
5146 | -0.2647 | 0.7288
5147 | -0.2651 | 0.72877
5148 | -0.2654 | 0.7283
5149 | -0.2655 | 0.72822
5150 | -0.2658 | 0.72808
5151 | -0.2659 | 0.72804
5152 | -0.2663 | 0.72772
5153 | -0.2664 | 0.72746
5154 | -0.2664 | 0.72735
5155 | -0.267 | 0.72684
5156 | -0.2679 | 0.72681
5157 | -0.268 | 0.72663
5158 | -0.2689 | 0.72663
5159 | -0.2698 | 0.72623
5160 | -0.2713 | 0.72615
5161 | -0.2715 | 0.72615
5162 | -0.2716 | 0.72554
5163 | -0.2725 | 0.72546
5164 | -0.2733 | 0.72535
5165 | -0.2737 | 0.72397
5166 | -0.2745 | 0.72386
5167 | -0.2756 | 0.72386
5168 | -0.276 | 0.72376
5169 | -0.2764 | 0.72365
5170 | -0.2775 | 0.72325
5171 | -0.2781 | 0.72317
5172 | -0.2789 | 0.72292
5173 | -0.2791 | 0.7227
5174 | -0.2798 | 0.72256
5175 | -0.28 | 0.72219
5176 | -0.2801 | 0.72216
5177 | -0.2802 | 0.72216
5178 | -0.2811 | 0.72212
5179 | -0.2813 | 0.72118
5180 | -0.2824 | 0.7211
5181 | -0.2825 | 0.72067
5182 | -0.2825 | 0.7206
5183 | -0.2828 | 0.72027
5184 | -0.283 | 0.72009
5185 | -0.283 | 0.71994
5186 | -0.2834 | 0.71969
5187 | -0.2838 | 0.71958
5188 | -0.284 | 0.71932
5189 | -0.2846 | 0.71925
5190 | -0.2847 | 0.71907
5191 | -0.2855 | 0.7186
5192 | -0.2861 | 0.71776
5193 | -0.2865 | 0.71776
5194 | -0.2869 | 0.71747
5195 | -0.287 | 0.7174
5196 | -0.288 | 0.7174
5197 | -0.2884 | 0.71664
5198 | -0.2885 | 0.71649
5199 | -0.2889 | 0.71642
5200 | -0.29 | 0.71638
5201 | -0.2902 | 0.7162
5202 | -0.2904 | 0.71616
5203 | -0.2916 | 0.71584
5204 | -0.292 | 0.71584
5205 | -0.2923 | 0.71562
5206 | -0.2924 | 0.7154
5207 | -0.2929 | 0.71504
5208 | -0.2949 | 0.71478
5209 | -0.2951 | 0.71442
5210 | -0.2951 | 0.71377
5211 | -0.2963 | 0.71366
5212 | -0.2967 | 0.71337
5213 | -0.2969 | 0.71326
5214 | -0.297 | 0.71311
5215 | -0.2972 | 0.713
5216 | -0.2972 | 0.71297
5217 | -0.2978 | 0.71239
5218 | -0.2979 | 0.71239
5219 | -0.2984 | 0.71239
5220 | -0.2984 | 0.71206
5221 | -0.2985 | 0.71184
5222 | -0.2988 | 0.71162
5223 | -0.3008 | 0.71144
5224 | -0.3013 | 0.71126
5225 | -0.3017 | 0.71093
5226 | -0.3021 | 0.7109
5227 | -0.3028 | 0.71075
5228 | -0.303 | 0.71061
5229 | -0.3044 | 0.71039
5230 | -0.3055 | 0.71035
5231 | -0.3056 | 0.71017
5232 | -0.3062 | 0.71017
5233 | -0.3062 | 0.71013
5234 | -0.3068 | 0.71013
5235 | -0.3072 | 0.71003
5236 | -0.3073 | 0.70973
5237 | -0.3078 | 0.70915
5238 | -0.3083 | 0.70901
5239 | -0.3083 | 0.7089
5240 | -0.3092 | 0.70861
5241 | -0.3095 | 0.70854
5242 | -0.3095 | 0.70843
5243 | -0.3101 | 0.70806
5244 | -0.311 | 0.70803
5245 | -0.3113 | 0.70799
5246 | -0.3117 | 0.70781
5247 | -0.3119 | 0.70781
5248 | -0.3125 | 0.70774
5249 | -0.3131 | 0.70756
5250 | -0.3134 | 0.70748
5251 | -0.3136 | 0.70708
5252 | -0.3141 | 0.70705
5253 | -0.3145 | 0.7065
5254 | -0.3154 | 0.70599
5255 | -0.3158 | 0.70596
5256 | -0.3165 | 0.70588
5257 | -0.3166 | 0.70585
5258 | -0.3167 | 0.70581
5259 | -0.3179 | 0.7057
5260 | -0.318 | 0.70541
5261 | -0.3181 | 0.70527
5262 | -0.3182 | 0.70527
5263 | -0.3187 | 0.7044
5264 | -0.3195 | 0.70407
5265 | -0.3196 | 0.704
5266 | -0.3202 | 0.70396
5267 | -0.3206 | 0.70345
5268 | -0.3232 | 0.70334
5269 | -0.3235 | 0.70312
5270 | -0.3236 | 0.70283
5271 | -0.3238 | 0.70276
5272 | -0.3239 | 0.70276
5273 | -0.3242 | 0.70269
5274 | -0.3249 | 0.70229
5275 | -0.3258 | 0.70214
5276 | -0.3264 | 0.70171
5277 | -0.327 | 0.70142
5278 | -0.3271 | 0.70116
5279 | -0.3272 | 0.70084
5280 | -0.3279 | 0.70062
5281 | -0.3282 | 0.70047
5282 | -0.3289 | 0.70047
5283 | -0.3294 | 0.70044
5284 | -0.33 | 0.70025
5285 | -0.3303 | 0.70007
5286 | -0.3305 | 0.7
5287 | -0.3314 | 0.69982
5288 | -0.3321 | 0.69964
5289 | -0.3324 | 0.69953
5290 | -0.3332 | 0.69931
5291 | -0.3342 | 0.69931
5292 | -0.3343 | 0.69909
5293 | -0.3347 | 0.69906
5294 | -0.3348 | 0.69898
5295 | -0.3353 | 0.69876
5296 | -0.3371 | 0.69873
5297 | -0.3372 | 0.69862
5298 | -0.3379 | 0.69829
5299 | -0.338 | 0.69829
5300 | -0.3397 | 0.69826
5301 | -0.3401 | 0.69822
5302 | -0.3406 | 0.69807
5303 | -0.3408 | 0.69797
5304 | -0.342 | 0.69742
5305 | -0.3428 | 0.69735
5306 | -0.3435 | 0.69717
5307 | -0.3437 | 0.69688
5308 | -0.3439 | 0.69669
5309 | -0.3441 | 0.69659
5310 | -0.3447 | 0.69659
5311 | -0.3449 | 0.69644
5312 | -0.3457 | 0.69629
5313 | -0.3464 | 0.69615
5314 | -0.3464 | 0.69608
5315 | -0.3464 | 0.696
5316 | -0.3471 | 0.69597
5317 | -0.3471 | 0.69575
5318 | -0.3484 | 0.69575
5319 | -0.3485 | 0.6956
5320 | -0.3491 | 0.6955
5321 | -0.3514 | 0.6951
5322 | -0.3515 | 0.69502
5323 | -0.3516 | 0.69491
5324 | -0.3527 | 0.69488
5325 | -0.3535 | 0.69455
5326 | -0.3536 | 0.69452
5327 | -0.3541 | 0.69441
5328 | -0.3548 | 0.69433
5329 | -0.3553 | 0.69433
5330 | -0.3561 | 0.6943
5331 | -0.3578 | 0.69408
5332 | -0.3584 | 0.69401
5333 | -0.3589 | 0.69397
5334 | -0.3592 | 0.69386
5335 | -0.3595 | 0.69372
5336 | -0.3607 | 0.69353
5337 | -0.3614 | 0.69346
5338 | -0.3618 | 0.69332
5339 | -0.3619 | 0.69324
5340 | -0.3619 | 0.69244
5341 | -0.3627 | 0.69226
5342 | -0.3628 | 0.69208
5343 | -0.3637 | 0.6919
5344 | -0.3647 | 0.69183
5345 | -0.3647 | 0.69183
5346 | -0.3651 | 0.69146
5347 | -0.3655 | 0.69135
5348 | -0.3659 | 0.69132
5349 | -0.367 | 0.69132
5350 | -0.3684 | 0.69077
5351 | -0.3685 | 0.69074
5352 | -0.3693 | 0.69034
5353 | -0.3701 | 0.6903
5354 | -0.3703 | 0.69005
5355 | -0.3707 | 0.68987
5356 | -0.3713 | 0.68976
5357 | -0.3713 | 0.68943
5358 | -0.3715 | 0.68936
5359 | -0.3716 | 0.68888
5360 | -0.3716 | 0.68863
5361 | -0.3716 | 0.68849
5362 | -0.3719 | 0.68845
5363 | -0.3723 | 0.68841
5364 | -0.3724 | 0.6883
5365 | -0.3727 | 0.68827
5366 | -0.373 | 0.68819
5367 | -0.3733 | 0.68816
5368 | -0.3739 | 0.68798
5369 | -0.3753 | 0.68787
5370 | -0.3765 | 0.68718
5371 | -0.3778 | 0.68685
5372 | -0.3778 | 0.68681
5373 | -0.3786 | 0.68681
5374 | -0.3796 | 0.68649
5375 | -0.3803 | 0.68645
5376 | -0.381 | 0.68631
5377 | -0.3812 | 0.68572
5378 | -0.3819 | 0.68569
5379 | -0.3825 | 0.68565
5380 | -0.3826 | 0.68562
5381 | -0.3829 | 0.68551
5382 | -0.3832 | 0.68536
5383 | -0.3843 | 0.68529
5384 | -0.3847 | 0.68507
5385 | -0.3847 | 0.685
5386 | -0.3875 | 0.68478
5387 | -0.3882 | 0.68478
5388 | -0.3884 | 0.68445
5389 | -0.3886 | 0.68442
5390 | -0.3897 | 0.68427
5391 | -0.39 | 0.68384
5392 | -0.3901 | 0.68355
5393 | -0.3905 | 0.6826
5394 | -0.3905 | 0.68256
5395 | -0.3906 | 0.68249
5396 | -0.3907 | 0.68249
5397 | -0.3912 | 0.6822
5398 | -0.3918 | 0.68206
5399 | -0.3924 | 0.68187
5400 | -0.3926 | 0.68177
5401 | -0.3928 | 0.68162
5402 | -0.3934 | 0.68126
5403 | -0.3939 | 0.68118
5404 | -0.3944 | 0.68078
5405 | -0.3947 | 0.68035
5406 | -0.3952 | 0.68031
5407 | -0.3952 | 0.6798
5408 | -0.3964 | 0.67951
5409 | -0.3964 | 0.6785
5410 | -0.3976 | 0.6785
5411 | -0.3976 | 0.67817
5412 | -0.3978 | 0.67773
5413 | -0.3992 | 0.67766
5414 | -0.3993 | 0.67726
5415 | -0.4006 | 0.67719
5416 | -0.4019 | 0.67693
5417 | -0.402 | 0.67675
5418 | -0.4021 | 0.67672
5419 | -0.4039 | 0.67672
5420 | -0.4039 | 0.67668
5421 | -0.4041 | 0.67653
5422 | -0.4052 | 0.67646
5423 | -0.4068 | 0.67628
5424 | -0.4085 | 0.67624
5425 | -0.4089 | 0.67624
5426 | -0.4092 | 0.67599
5427 | -0.4099 | 0.6757
5428 | -0.41 | 0.6757
5429 | -0.4103 | 0.6757
5430 | -0.411 | 0.6745
5431 | -0.4123 | 0.67436
5432 | -0.4148 | 0.67403
5433 | -0.4163 | 0.67403
5434 | -0.417 | 0.67334
5435 | -0.4175 | 0.67316
5436 | -0.4182 | 0.67305
5437 | -0.4183 | 0.67305
5438 | -0.4186 | 0.67301
5439 | -0.419 | 0.6725
5440 | -0.4192 | 0.67225
5441 | -0.42 | 0.67225
5442 | -0.4207 | 0.67221
5443 | -0.4209 | 0.67214
5444 | -0.4213 | 0.67178
5445 | -0.4231 | 0.67178
5446 | -0.4238 | 0.67127
5447 | -0.4239 | 0.67087
5448 | -0.4239 | 0.67076
5449 | -0.4241 | 0.67043
5450 | -0.4247 | 0.67018
5451 | -0.4247 | 0.67011
5452 | -0.4249 | 0.67007
5453 | -0.4252 | 0.67007
5454 | -0.4254 | 0.66952
5455 | -0.4256 | 0.66945
5456 | -0.4263 | 0.66938
5457 | -0.4284 | 0.66905
5458 | -0.4286 | 0.66894
5459 | -0.43 | 0.66876
5460 | -0.4304 | 0.66865
5461 | -0.4322 | 0.66854
5462 | -0.4335 | 0.66847
5463 | -0.4345 | 0.66833
5464 | -0.4349 | 0.66825
5465 | -0.4355 | 0.66822
5466 | -0.4356 | 0.66767
5467 | -0.4357 | 0.66764
5468 | -0.4358 | 0.66764
5469 | -0.4363 | 0.66745
5470 | -0.4367 | 0.66742
5471 | -0.4368 | 0.66724
5472 | -0.4369 | 0.66713
5473 | -0.4375 | 0.66655
5474 | -0.4381 | 0.66644
5475 | -0.4384 | 0.66611
5476 | -0.4384 | 0.666
5477 | -0.4388 | 0.66582
5478 | -0.4389 | 0.66575
5479 | -0.4391 | 0.66556
5480 | -0.4404 | 0.66477
5481 | -0.4405 | 0.66469
5482 | -0.4414 | 0.66466
5483 | -0.4419 | 0.66455
5484 | -0.4426 | 0.66448
5485 | -0.4427 | 0.66448
5486 | -0.4428 | 0.66433
5487 | -0.4428 | 0.66426
5488 | -0.4431 | 0.66415
5489 | -0.4433 | 0.66364
5490 | -0.4445 | 0.66342
5491 | -0.4451 | 0.66335
5492 | -0.4453 | 0.66331
5493 | -0.4453 | 0.66291
5494 | -0.4454 | 0.66273
5495 | -0.4456 | 0.66244
5496 | -0.4468 | 0.66186
5497 | -0.4468 | 0.66161
5498 | -0.4476 | 0.6615
5499 | -0.4477 | 0.66142
5500 | -0.4481 | 0.66135
5501 | -0.4481 | 0.66117
5502 | -0.4486 | 0.6611
5503 | -0.4491 | 0.66106
5504 | -0.4495 | 0.66099
5505 | -0.4496 | 0.66084
5506 | -0.4509 | 0.66077
5507 | -0.4521 | 0.66077
5508 | -0.4523 | 0.66059
5509 | -0.4528 | 0.66033
5510 | -0.4536 | 0.66033
5511 | -0.454 | 0.6603
5512 | -0.4542 | 0.6603
5513 | -0.4547 | 0.6603
5514 | -0.4548 | 0.66026
5515 | -0.4556 | 0.66008
5516 | -0.4566 | 0.66001
5517 | -0.4572 | 0.65993
5518 | -0.4574 | 0.6599
5519 | -0.4577 | 0.65972
5520 | -0.4592 | 0.65943
5521 | -0.4595 | 0.65935
5522 | -0.4609 | 0.65928
5523 | -0.4621 | 0.65928
5524 | -0.4631 | 0.6591
5525 | -0.4644 | 0.65906
5526 | -0.4645 | 0.65906
5527 | -0.4652 | 0.65881
5528 | -0.4656 | 0.65845
5529 | -0.4657 | 0.6583
5530 | -0.469 | 0.65823
5531 | -0.4707 | 0.65819
5532 | -0.4713 | 0.65819
5533 | -0.4717 | 0.65736
5534 | -0.4732 | 0.65725
5535 | -0.4735 | 0.65699
5536 | -0.474 | 0.65699
5537 | -0.4741 | 0.65641
5538 | -0.4741 | 0.65616
5539 | -0.4745 | 0.65579
5540 | -0.4745 | 0.65565
5541 | -0.475 | 0.65558
5542 | -0.4751 | 0.65539
5543 | -0.4752 | 0.65521
5544 | -0.4755 | 0.65514
5545 | -0.4769 | 0.65514
5546 | -0.4774 | 0.65456
5547 | -0.4776 | 0.65452
5548 | -0.4787 | 0.65445
5549 | -0.4794 | 0.65412
5550 | -0.4797 | 0.65409
5551 | -0.4798 | 0.65401
5552 | -0.4801 | 0.65383
5553 | -0.4803 | 0.65383
5554 | -0.4804 | 0.65369
5555 | -0.4808 | 0.65369
5556 | -0.481 | 0.65365
5557 | -0.4813 | 0.6534
5558 | -0.4814 | 0.65329
5559 | -0.4818 | 0.65267
5560 | -0.482 | 0.65256
5561 | -0.483 | 0.65256
5562 | -0.4834 | 0.65252
5563 | -0.485 | 0.65245
5564 | -0.4855 | 0.65245
5565 | -0.4857 | 0.65227
5566 | -0.4857 | 0.6522
5567 | -0.4866 | 0.65187
5568 | -0.4867 | 0.65183
5569 | -0.4868 | 0.65162
5570 | -0.4876 | 0.65158
5571 | -0.4887 | 0.65147
5572 | -0.489 | 0.65118
5573 | -0.4892 | 0.65111
5574 | -0.4914 | 0.65096
5575 | -0.492 | 0.65093
5576 | -0.4929 | 0.65082
5577 | -0.4931 | 0.65078
5578 | -0.4933 | 0.65056
5579 | -0.4939 | 0.65024
5580 | -0.4941 | 0.65016
5581 | -0.4956 | 0.65009
5582 | -0.4957 | 0.64998
5583 | -0.496 | 0.64995
5584 | -0.4961 | 0.64995
5585 | -0.4964 | 0.64991
5586 | -0.4973 | 0.64951
5587 | -0.4973 | 0.64929
5588 | -0.498 | 0.64896
5589 | -0.498 | 0.64893
5590 | -0.4984 | 0.64871
5591 | -0.499 | 0.64864
5592 | -0.4997 | 0.64849
5593 | -0.4997 | 0.64846
5594 | -0.4997 | 0.64842
5595 | -0.5003 | 0.64838
5596 | -0.5014 | 0.64824
5597 | -0.5021 | 0.64733
5598 | -0.5023 | 0.647
5599 | -0.503 | 0.64686
5600 | -0.5042 | 0.64668
5601 | -0.5044 | 0.6462
5602 | -0.5049 | 0.64602
5603 | -0.5049 | 0.64584
5604 | -0.5049 | 0.64548
5605 | -0.5056 | 0.64544
5606 | -0.5061 | 0.64522
5607 | -0.5062 | 0.64508
5608 | -0.5063 | 0.64501
5609 | -0.5063 | 0.64464
5610 | -0.5088 | 0.64402
5611 | -0.5089 | 0.64399
5612 | -0.509 | 0.64399
5613 | -0.509 | 0.64395
5614 | -0.5097 | 0.64381
5615 | -0.5099 | 0.64366
5616 | -0.5099 | 0.64355
5617 | -0.5102 | 0.64337
5618 | -0.5104 | 0.64301
5619 | -0.5106 | 0.64283
5620 | -0.5107 | 0.64235
5621 | -0.5109 | 0.64232
5622 | -0.5117 | 0.64217
5623 | -0.5127 | 0.64203
5624 | -0.5128 | 0.64195
5625 | -0.5139 | 0.64192
5626 | -0.5143 | 0.64185
5627 | -0.5151 | 0.64177
5628 | -0.5152 | 0.64159
5629 | -0.5156 | 0.64155
5630 | -0.5161 | 0.64141
5631 | -0.5161 | 0.64123
5632 | -0.5166 | 0.64101
5633 | -0.5173 | 0.64097
5634 | -0.5177 | 0.64076
5635 | -0.5177 | 0.64072
5636 | -0.5182 | 0.64065
5637 | -0.5185 | 0.64057
5638 | -0.5189 | 0.64054
5639 | -0.5196 | 0.64046
5640 | -0.5199 | 0.64028
5641 | -0.5204 | 0.64021
5642 | -0.5207 | 0.64017
5643 | -0.5213 | 0.63952
5644 | -0.5214 | 0.63945
5645 | -0.5221 | 0.63879
5646 | -0.5224 | 0.63876
5647 | -0.523 | 0.63839
5648 | -0.5234 | 0.63818
5649 | -0.5237 | 0.63716
5650 | -0.5238 | 0.63683
5651 | -0.5243 | 0.6368
5652 | -0.5244 | 0.63672
5653 | -0.5247 | 0.63665
5654 | -0.5258 | 0.63665
5655 | -0.5261 | 0.63651
5656 | -0.5271 | 0.63614
5657 | -0.5275 | 0.63603
5658 | -0.5275 | 0.63592
5659 | -0.5277 | 0.63563
5660 | -0.5278 | 0.63556
5661 | -0.528 | 0.63473
5662 | -0.5283 | 0.63458
5663 | -0.5291 | 0.63433
5664 | -0.5294 | 0.63411
5665 | -0.5295 | 0.63396
5666 | -0.5307 | 0.63393
5667 | -0.531 | 0.63371
5668 | -0.5316 | 0.63367
5669 | -0.533 | 0.6336
5670 | -0.5332 | 0.63338
5671 | -0.5334 | 0.63338
5672 | -0.5335 | 0.63327
5673 | -0.5336 | 0.63309
5674 | -0.5337 | 0.63298
5675 | -0.5345 | 0.63295
5676 | -0.5346 | 0.6328
5677 | -0.5349 | 0.63276
5678 | -0.535 | 0.63229
5679 | -0.5352 | 0.63226
5680 | -0.5362 | 0.63218
5681 | -0.5365 | 0.63204
5682 | -0.5365 | 0.632
5683 | -0.5372 | 0.632
5684 | -0.5379 | 0.63197
5685 | -0.5379 | 0.63164
5686 | -0.5386 | 0.63157
5687 | -0.5387 | 0.63149
5688 | -0.5399 | 0.6312
5689 | -0.5401 | 0.63113
5690 | -0.5408 | 0.63029
5691 | -0.5411 | 0.62935
5692 | -0.5418 | 0.6288
5693 | -0.542 | 0.62877
5694 | -0.5427 | 0.62866
5695 | -0.5428 | 0.62826
5696 | -0.5435 | 0.62793
5697 | -0.544 | 0.6279
5698 | -0.544 | 0.6279
5699 | -0.5442 | 0.62703
5700 | -0.5449 | 0.62692
5701 | -0.5463 | 0.62688
5702 | -0.5466 | 0.62641
5703 | -0.5468 | 0.62637
5704 | -0.547 | 0.62633
5705 | -0.5474 | 0.62619
5706 | -0.5475 | 0.62612
5707 | -0.5475 | 0.6259
5708 | -0.5481 | 0.62564
5709 | -0.5481 | 0.62564
5710 | -0.5488 | 0.62485
5711 | -0.5489 | 0.62459
5712 | -0.5502 | 0.62448
5713 | -0.5504 | 0.62416
5714 | -0.551 | 0.62412
5715 | -0.552 | 0.62321
5716 | -0.5521 | 0.62317
5717 | -0.553 | 0.62259
5718 | -0.5533 | 0.62223
5719 | -0.5533 | 0.62223
5720 | -0.5536 | 0.62179
5721 | -0.5546 | 0.62129
5722 | -0.5547 | 0.6207
5723 | -0.5548 | 0.6206
5724 | -0.5549 | 0.61972
5725 | -0.555 | 0.61972
5726 | -0.5559 | 0.61969
5727 | -0.5561 | 0.61965
5728 | -0.5573 | 0.61903
5729 | -0.558 | 0.61882
5730 | -0.5583 | 0.61849
5731 | -0.5584 | 0.61842
5732 | -0.5596 | 0.61838
5733 | -0.5617 | 0.61765
5734 | -0.5628 | 0.61758
5735 | -0.5632 | 0.61744
5736 | -0.5641 | 0.6174
5737 | -0.5641 | 0.61729
5738 | -0.5655 | 0.61707
5739 | -0.5667 | 0.61704
5740 | -0.5672 | 0.61693
5741 | -0.5679 | 0.61693
5742 | -0.5681 | 0.61685
5743 | -0.5682 | 0.61682
5744 | -0.5683 | 0.61678
5745 | -0.5688 | 0.61671
5746 | -0.5689 | 0.61631
5747 | -0.5692 | 0.61591
5748 | -0.5696 | 0.6158
5749 | -0.5697 | 0.61576
5750 | -0.5699 | 0.61555
5751 | -0.5701 | 0.61544
5752 | -0.5703 | 0.61515
5753 | -0.5704 | 0.61511
5754 | -0.5706 | 0.61493
5755 | -0.5722 | 0.61489
5756 | -0.5727 | 0.61489
5757 | -0.573 | 0.61482
5758 | -0.5739 | 0.61453
5759 | -0.5745 | 0.61428
5760 | -0.5747 | 0.61413
5761 | -0.5748 | 0.61391
5762 | -0.5751 | 0.61351
5763 | -0.5753 | 0.6134
5764 | -0.5761 | 0.6134
5765 | -0.5761 | 0.6129
5766 | -0.5775 | 0.61264
5767 | -0.5775 | 0.61246
5768 | -0.5775 | 0.61126
5769 | -0.5776 | 0.61119
5770 | -0.5788 | 0.61119
5771 | -0.5791 | 0.61108
5772 | -0.5793 | 0.61024
5773 | -0.5795 | 0.61024
5774 | -0.5801 | 0.61021
5775 | -0.5808 | 0.60941
5776 | -0.5816 | 0.6093
5777 | -0.5819 | 0.6093
5778 | -0.5827 | 0.60904
5779 | -0.583 | 0.60904
5780 | -0.5835 | 0.60904
5781 | -0.584 | 0.60861
5782 | -0.5848 | 0.60861
5783 | -0.5849 | 0.60846
5784 | -0.585 | 0.60821
5785 | -0.5852 | 0.6081
5786 | -0.5859 | 0.60806
5787 | -0.5862 | 0.60792
5788 | -0.5871 | 0.60759
5789 | -0.5882 | 0.60756
5790 | -0.5901 | 0.60752
5791 | -0.5904 | 0.60741
5792 | -0.5906 | 0.60719
5793 | -0.5918 | 0.60697
5794 | -0.5922 | 0.60697
5795 | -0.5922 | 0.60694
5796 | -0.5937 | 0.60657
5797 | -0.5941 | 0.60628
5798 | -0.5943 | 0.60556
5799 | -0.5951 | 0.6053
5800 | -0.5956 | 0.60498
5801 | -0.5972 | 0.60476
5802 | -0.5978 | 0.60443
5803 | -0.5987 | 0.60436
5804 | -0.5987 | 0.60403
5805 | -0.5998 | 0.60352
5806 | -0.6 | 0.60349
5807 | -0.601 | 0.60331
5808 | -0.601 | 0.60298
5809 | -0.6011 | 0.6028
5810 | -0.6017 | 0.60265
5811 | -0.6017 | 0.60251
5812 | -0.6019 | 0.60225
5813 | -0.6023 | 0.60222
5814 | -0.6023 | 0.60218
5815 | -0.6027 | 0.602
5816 | -0.603 | 0.60189
5817 | -0.6033 | 0.60189
5818 | -0.6034 | 0.60156
5819 | -0.604 | 0.60145
5820 | -0.6052 | 0.60134
5821 | -0.6055 | 0.60131
5822 | -0.6055 | 0.60109
5823 | -0.6059 | 0.60087
5824 | -0.6074 | 0.60084
5825 | -0.6076 | 0.60073
5826 | -0.6084 | 0.60058
5827 | -0.6084 | 0.60047
5828 | -0.6089 | 0.6004
5829 | -0.6089 | 0.60015
5830 | -0.6096 | 0.59982
5831 | -0.6096 | 0.59956
5832 | -0.6097 | 0.59949
5833 | -0.6097 | 0.59942
5834 | -0.611 | 0.59942
5835 | -0.6115 | 0.59931
5836 | -0.612 | 0.59924
5837 | -0.6128 | 0.59826
5838 | -0.6137 | 0.59815
5839 | -0.6139 | 0.59797
5840 | -0.6145 | 0.59782
5841 | -0.6155 | 0.59778
5842 | -0.6157 | 0.59775
5843 | -0.6157 | 0.59764
5844 | -0.6159 | 0.59735
5845 | -0.6168 | 0.59731
5846 | -0.6173 | 0.59706
5847 | -0.6174 | 0.59706
5848 | -0.6177 | 0.59673
5849 | -0.6182 | 0.59669
5850 | -0.6186 | 0.59615
5851 | -0.6189 | 0.59611
5852 | -0.6195 | 0.5959
5853 | -0.6203 | 0.59582
5854 | -0.6209 | 0.59579
5855 | -0.621 | 0.59568
5856 | -0.6217 | 0.59568
5857 | -0.6222 | 0.59564
5858 | -0.6223 | 0.59557
5859 | -0.6238 | 0.59542
5860 | -0.6249 | 0.59535
5861 | -0.6253 | 0.59517
5862 | -0.6261 | 0.59495
5863 | -0.6265 | 0.59481
5864 | -0.6267 | 0.59473
5865 | -0.6279 | 0.59452
5866 | -0.6284 | 0.59448
5867 | -0.6285 | 0.59408
5868 | -0.6286 | 0.59404
5869 | -0.629 | 0.59386
5870 | -0.6303 | 0.59379
5871 | -0.6317 | 0.59357
5872 | -0.632 | 0.59284
5873 | -0.6334 | 0.59277
5874 | -0.6339 | 0.59277
5875 | -0.6348 | 0.59255
5876 | -0.6352 | 0.59234
5877 | -0.6357 | 0.59215
5878 | -0.636 | 0.59201
5879 | -0.6366 | 0.59197
5880 | -0.637 | 0.59194
5881 | -0.638 | 0.59172
5882 | -0.6383 | 0.59139
5883 | -0.6385 | 0.59121
5884 | -0.6385 | 0.59117
5885 | -0.6389 | 0.59103
5886 | -0.6391 | 0.59081
5887 | -0.6398 | 0.59063
5888 | -0.64 | 0.59041
5889 | -0.64 | 0.59037
5890 | -0.6401 | 0.59037
5891 | -0.6402 | 0.5895
5892 | -0.6403 | 0.58921
5893 | -0.6404 | 0.58918
5894 | -0.6411 | 0.58863
5895 | -0.642 | 0.58827
5896 | -0.6422 | 0.58809
5897 | -0.6431 | 0.58805
5898 | -0.6433 | 0.58801
5899 | -0.6436 | 0.58787
5900 | -0.6438 | 0.58743
5901 | -0.6438 | 0.58743
5902 | -0.6451 | 0.58743
5903 | -0.6453 | 0.58681
5904 | -0.6459 | 0.5866
5905 | -0.6462 | 0.58641
5906 | -0.6474 | 0.58631
5907 | -0.6475 | 0.58583
5908 | -0.6486 | 0.58533
5909 | -0.6487 | 0.58503
5910 | -0.649 | 0.58503
5911 | -0.6508 | 0.58405
5912 | -0.6512 | 0.58405
5913 | -0.6519 | 0.58322
5914 | -0.6521 | 0.58286
5915 | -0.6525 | 0.58282
5916 | -0.6534 | 0.58275
5917 | -0.6554 | 0.5826
5918 | -0.6555 | 0.58256
5919 | -0.6557 | 0.58202
5920 | -0.6564 | 0.58202
5921 | -0.6567 | 0.58198
5922 | -0.6571 | 0.58155
5923 | -0.6574 | 0.58147
5924 | -0.658 | 0.58144
5925 | -0.6586 | 0.58122
5926 | -0.6586 | 0.58115
5927 | -0.6596 | 0.58097
5928 | -0.6599 | 0.58093
5929 | -0.66 | 0.58089
5930 | -0.6602 | 0.58086
5931 | -0.6603 | 0.58078
5932 | -0.6604 | 0.58068
5933 | -0.6617 | 0.58057
5934 | -0.6618 | 0.58006
5935 | -0.6632 | 0.58006
5936 | -0.6647 | 0.58002
5937 | -0.6649 | 0.57966
5938 | -0.6653 | 0.57937
5939 | -0.666 | 0.5793
5940 | -0.6661 | 0.57926
5941 | -0.6687 | 0.57915
5942 | -0.6703 | 0.57908
5943 | -0.671 | 0.579
5944 | -0.6714 | 0.57861
5945 | -0.672 | 0.57846
5946 | -0.6724 | 0.57813
5947 | -0.6734 | 0.57813
5948 | -0.6761 | 0.57773
5949 | -0.6769 | 0.57773
5950 | -0.6787 | 0.57755
5951 | -0.6794 | 0.57741
5952 | -0.6798 | 0.57737
5953 | -0.6802 | 0.57708
5954 | -0.6803 | 0.57672
5955 | -0.6807 | 0.57639
5956 | -0.6808 | 0.57635
5957 | -0.6813 | 0.57624
5958 | -0.6814 | 0.57614
5959 | -0.6814 | 0.57614
5960 | -0.6815 | 0.57581
5961 | -0.6825 | 0.57574
5962 | -0.6834 | 0.57555
5963 | -0.6836 | 0.57548
5964 | -0.6839 | 0.57541
5965 | -0.6862 | 0.57537
5966 | -0.6864 | 0.57512
5967 | -0.6866 | 0.57483
5968 | -0.6867 | 0.57479
5969 | -0.6868 | 0.57472
5970 | -0.6868 | 0.57443
5971 | -0.6869 | 0.57428
5972 | -0.6874 | 0.57414
5973 | -0.6897 | 0.57403
5974 | -0.6899 | 0.57396
5975 | -0.6913 | 0.5737
5976 | -0.6915 | 0.57363
5977 | -0.6916 | 0.57363
5978 | -0.6916 | 0.57341
5979 | -0.6916 | 0.5733
5980 | -0.6922 | 0.57323
5981 | -0.6929 | 0.57287
5982 | -0.6942 | 0.57207
5983 | -0.6946 | 0.57196
5984 | -0.6951 | 0.57181
5985 | -0.6955 | 0.57178
5986 | -0.6958 | 0.57134
5987 | -0.6968 | 0.57123
5988 | -0.6968 | 0.57116
5989 | -0.7001 | 0.57083
5990 | -0.7015 | 0.57058
5991 | -0.7031 | 0.57054
5992 | -0.7031 | 0.57054
5993 | -0.7047 | 0.57036
5994 | -0.7062 | 0.57032
5995 | -0.7071 | 0.57021
5996 | -0.7074 | 0.56967
5997 | -0.7083 | 0.56931
5998 | -0.7088 | 0.56887
5999 | -0.7098 | 0.56883
6000 | -0.711 | 0.56876
6001 | -0.712 | 0.56865
6002 | -0.7143 | 0.56854
6003 | -0.7143 | 0.56825
6004 | -0.7147 | 0.56818
6005 | -0.7168 | 0.56778
6006 | -0.7169 | 0.56749
6007 | -0.7171 | 0.56738
6008 | -0.7176 | 0.56713
6009 | -0.7181 | 0.56702
6010 | -0.7191 | 0.56684
6011 | -0.7195 | 0.5664
6012 | -0.7202 | 0.56633
6013 | -0.7202 | 0.56622
6014 | -0.7202 | 0.56618
6015 | -0.7206 | 0.56618
6016 | -0.7217 | 0.56615
6017 | -0.7235 | 0.56607
6018 | -0.7255 | 0.56596
6019 | -0.7265 | 0.56593
6020 | -0.728 | 0.56575
6021 | -0.7281 | 0.56527
6022 | -0.7287 | 0.56517
6023 | -0.729 | 0.56495
6024 | -0.7295 | 0.56491
6025 | -0.73 | 0.56469
6026 | -0.7303 | 0.56466
6027 | -0.7306 | 0.56437
6028 | -0.7308 | 0.56408
6029 | -0.7309 | 0.56393
6030 | -0.7312 | 0.56382
6031 | -0.7315 | 0.56371
6032 | -0.7319 | 0.56306
6033 | -0.7327 | 0.56302
6034 | -0.7327 | 0.56288
6035 | -0.7383 | 0.5627
6036 | -0.7389 | 0.56251
6037 | -0.7398 | 0.56248
6038 | -0.7411 | 0.56222
6039 | -0.7411 | 0.5619
6040 | -0.7424 | 0.5619
6041 | -0.7438 | 0.56179
6042 | -0.7446 | 0.56059
6043 | -0.7452 | 0.56037
6044 | -0.7453 | 0.5603
6045 | -0.7467 | 0.56012
6046 | -0.7469 | 0.56012
6047 | -0.7472 | 0.55946
6048 | -0.7486 | 0.55946
6049 | -0.749 | 0.55903
6050 | -0.7493 | 0.55899
6051 | -0.7496 | 0.55837
6052 | -0.7503 | 0.55801
6053 | -0.7511 | 0.55779
6054 | -0.7514 | 0.55746
6055 | -0.7518 | 0.5571
6056 | -0.7519 | 0.55699
6057 | -0.7547 | 0.55677
6058 | -0.7548 | 0.55663
6059 | -0.7549 | 0.55594
6060 | -0.7553 | 0.55561
6061 | -0.7564 | 0.55554
6062 | -0.7568 | 0.55434
6063 | -0.7573 | 0.55329
6064 | -0.7578 | 0.55329
6065 | -0.7579 | 0.55212
6066 | -0.7581 | 0.55173
6067 | -0.7585 | 0.55151
6068 | -0.7585 | 0.55133
6069 | -0.7588 | 0.55089
6070 | -0.7594 | 0.55056
6071 | -0.7595 | 0.55056
6072 | -0.7598 | 0.54995
6073 | -0.761 | 0.54991
6074 | -0.7614 | 0.54947
6075 | -0.7618 | 0.54929
6076 | -0.7622 | 0.5486
6077 | -0.7624 | 0.54831
6078 | -0.7626 | 0.54809
6079 | -0.7637 | 0.54802
6080 | -0.7643 | 0.54777
6081 | -0.7643 | 0.54726
6082 | -0.7647 | 0.54715
6083 | -0.765 | 0.54704
6084 | -0.7652 | 0.54671
6085 | -0.7654 | 0.54657
6086 | -0.7658 | 0.54551
6087 | -0.7662 | 0.54551
6088 | -0.7669 | 0.54537
6089 | -0.7677 | 0.54435
6090 | -0.768 | 0.54348
6091 | -0.7683 | 0.54337
6092 | -0.7685 | 0.54323
6093 | -0.7692 | 0.54301
6094 | -0.7713 | 0.54297
6095 | -0.7725 | 0.54283
6096 | -0.7727 | 0.54279
6097 | -0.7727 | 0.54232
6098 | -0.7731 | 0.54228
6099 | -0.7733 | 0.54177
6100 | -0.7733 | 0.54174
6101 | -0.7736 | 0.54054
6102 | -0.7738 | 0.53977
6103 | -0.7756 | 0.53905
6104 | -0.7756 | 0.53778
6105 | -0.7759 | 0.5377
6106 | -0.7762 | 0.53767
6107 | -0.7769 | 0.53756
6108 | -0.7771 | 0.53647
6109 | -0.7774 | 0.53618
6110 | -0.7782 | 0.53611
6111 | -0.7782 | 0.53592
6112 | -0.7785 | 0.53563
6113 | -0.7786 | 0.5356
6114 | -0.7787 | 0.53542
6115 | -0.7788 | 0.53534
6116 | -0.7804 | 0.53523
6117 | -0.7807 | 0.53487
6118 | -0.7813 | 0.53465
6119 | -0.7823 | 0.53429
6120 | -0.7832 | 0.53396
6121 | -0.784 | 0.53364
6122 | -0.7841 | 0.53331
6123 | -0.7847 | 0.53316
6124 | -0.7849 | 0.53244
6125 | -0.7855 | 0.53178
6126 | -0.7856 | 0.53098
6127 | -0.7858 | 0.53055
6128 | -0.7862 | 0.5304
6129 | -0.787 | 0.53037
6130 | -0.7871 | 0.53004
6131 | -0.7871 | 0.52989
6132 | -0.7883 | 0.52986
6133 | -0.7887 | 0.52986
6134 | -0.7888 | 0.52979
6135 | -0.7888 | 0.5295
6136 | -0.7892 | 0.52946
6137 | -0.79 | 0.52942
6138 | -0.7902 | 0.52924
6139 | -0.7908 | 0.52924
6140 | -0.7915 | 0.52917
6141 | -0.793 | 0.5279
6142 | -0.7932 | 0.52753
6143 | -0.7934 | 0.52735
6144 | -0.7934 | 0.52732
6145 | -0.794 | 0.52673
6146 | -0.7946 | 0.5267
6147 | -0.7946 | 0.52633
6148 | -0.7948 | 0.52365
6149 | -0.7952 | 0.52365
6150 | -0.7955 | 0.52343
6151 | -0.7976 | 0.52328
6152 | -0.7985 | 0.5227
6153 | -0.7995 | 0.52256
6154 | -0.7995 | 0.52241
6155 | -0.801 | 0.52201
6156 | -0.8013 | 0.52187
6157 | -0.8021 | 0.52056
6158 | -0.8022 | 0.52023
6159 | -0.803 | 0.51994
6160 | -0.8039 | 0.51987
6161 | -0.8039 | 0.51932
6162 | -0.8058 | 0.51871
6163 | -0.8067 | 0.5174
6164 | -0.8079 | 0.51667
6165 | -0.8082 | 0.51642
6166 | -0.8083 | 0.51573
6167 | -0.8087 | 0.51555
6168 | -0.8097 | 0.51537
6169 | -0.8104 | 0.51533
6170 | -0.8127 | 0.51359
6171 | -0.813 | 0.5134
6172 | -0.8134 | 0.51315
6173 | -0.8139 | 0.5129
6174 | -0.815 | 0.51282
6175 | -0.8154 | 0.51282
6176 | -0.8157 | 0.51268
6177 | -0.8158 | 0.51235
6178 | -0.8168 | 0.51184
6179 | -0.8169 | 0.51173
6180 | -0.8175 | 0.51151
6181 | -0.8185 | 0.51122
6182 | -0.8185 | 0.51104
6183 | -0.8187 | 0.51046
6184 | -0.82 | 0.51003
6185 | -0.8202 | 0.50999
6186 | -0.8211 | 0.50941
6187 | -0.8216 | 0.50937
6188 | -0.8226 | 0.50926
6189 | -0.8234 | 0.50915
6190 | -0.8234 | 0.50886
6191 | -0.8242 | 0.50828
6192 | -0.8244 | 0.50777
6193 | -0.8249 | 0.50734
6194 | -0.8249 | 0.50712
6195 | -0.8258 | 0.50694
6196 | -0.8258 | 0.50679
6197 | -0.8263 | 0.50654
6198 | -0.8273 | 0.50429
6199 | -0.828 | 0.50425
6200 | -0.8281 | 0.50414
6201 | -0.8287 | 0.50338
6202 | -0.8289 | 0.50327
6203 | -0.8312 | 0.50258
6204 | -0.8333 | 0.50232
6205 | -0.8333 | 0.5004
6206 | -0.8334 | 0.50033
6207 | -0.8354 | 0.49993
6208 | -0.8357 | 0.49982
6209 | -0.8358 | 0.49975
6210 | -0.8359 | 0.49887
6211 | -0.8365 | 0.49869
6212 | -0.8365 | 0.49837
6213 | -0.8367 | 0.49811
6214 | -0.8368 | 0.49782
6215 | -0.837 | 0.4955
6216 | -0.8384 | 0.49542
6217 | -0.8388 | 0.49524
6218 | -0.8389 | 0.49521
6219 | -0.8393 | 0.4947
6220 | -0.8395 | 0.49452
6221 | -0.8398 | 0.49386
6222 | -0.8404 | 0.49244
6223 | -0.8412 | 0.4907
6224 | -0.8412 | 0.49048
6225 | -0.8433 | 0.49037
6226 | -0.8434 | 0.49027
6227 | -0.8436 | 0.48997
6228 | -0.8437 | 0.48903
6229 | -0.8444 | 0.48881
6230 | -0.845 | 0.48852
6231 | -0.8451 | 0.48834
6232 | -0.8457 | 0.48816
6233 | -0.8463 | 0.48801
6234 | -0.8475 | 0.48703
6235 | -0.8482 | 0.48674
6236 | -0.8491 | 0.48598
6237 | -0.8494 | 0.4858
6238 | -0.8504 | 0.48507
6239 | -0.8513 | 0.4842
6240 | -0.8522 | 0.48398
6241 | -0.8531 | 0.48394
6242 | -0.8532 | 0.48387
6243 | -0.8535 | 0.4838
6244 | -0.8538 | 0.48184
6245 | -0.8542 | 0.48108
6246 | -0.855 | 0.48082
6247 | -0.8551 | 0.47886
6248 | -0.8558 | 0.47857
6249 | -0.8581 | 0.47795
6250 | -0.8584 | 0.47755
6251 | -0.859 | 0.47722
6252 | -0.859 | 0.47704
6253 | -0.859 | 0.47693
6254 | -0.8594 | 0.47592
6255 | -0.8597 | 0.47534
6256 | -0.8607 | 0.47534
6257 | -0.861 | 0.47519
6258 | -0.861 | 0.47399
6259 | -0.8617 | 0.47323
6260 | -0.8619 | 0.47243
6261 | -0.8631 | 0.47199
6262 | -0.8637 | 0.47127
6263 | -0.864 | 0.47025
6264 | -0.864 | 0.47021
6265 | -0.8642 | 0.46963
6266 | -0.8646 | 0.46963
6267 | -0.8646 | 0.46949
6268 | -0.8651 | 0.46902
6269 | -0.8654 | 0.46851
6270 | -0.8659 | 0.46789
6271 | -0.8662 | 0.46785
6272 | -0.8671 | 0.46749
6273 | -0.8672 | 0.46687
6274 | -0.8686 | 0.4664
6275 | -0.8697 | 0.466
6276 | -0.872 | 0.466
6277 | -0.872 | 0.46582
6278 | -0.8733 | 0.46491
6279 | -0.8736 | 0.46455
6280 | -0.8747 | 0.46448
6281 | -0.875 | 0.46448
6282 | -0.8753 | 0.46437
6283 | -0.8775 | 0.4636
6284 | -0.8775 | 0.4632
6285 | -0.879 | 0.46317
6286 | -0.8809 | 0.46313
6287 | -0.8813 | 0.46291
6288 | -0.8813 | 0.46291
6289 | -0.8815 | 0.4628
6290 | -0.8825 | 0.46262
6291 | -0.8854 | 0.46259
6292 | -0.8857 | 0.46153
6293 | -0.8875 | 0.46073
6294 | -0.8892 | 0.46001
6295 | -0.8893 | 0.45957
6296 | -0.8898 | 0.45928
6297 | -0.89 | 0.45888
6298 | -0.8915 | 0.45845
6299 | -0.8924 | 0.45743
6300 | -0.8929 | 0.45736
6301 | -0.8937 | 0.45703
6302 | -0.8939 | 0.45699
6303 | -0.8939 | 0.45692
6304 | -0.8944 | 0.45685
6305 | -0.8957 | 0.45601
6306 | -0.8959 | 0.45583
6307 | -0.8962 | 0.45536
6308 | -0.8963 | 0.45525
6309 | -0.8967 | 0.45518
6310 | -0.897 | 0.45474
6311 | -0.8971 | 0.45456
6312 | -0.8974 | 0.45351
6313 | -0.8987 | 0.45332
6314 | -0.8991 | 0.45321
6315 | -0.9005 | 0.45271
6316 | -0.9015 | 0.45223
6317 | -0.9015 | 0.45064
6318 | -0.9015 | 0.45024
6319 | -0.9015 | 0.45002
6320 | -0.9039 | 0.44991
6321 | -0.9053 | 0.4498
6322 | -0.9059 | 0.44802
6323 | -0.906 | 0.44802
6324 | -0.9062 | 0.44795
6325 | -0.9065 | 0.44766
6326 | -0.9097 | 0.44762
6327 | -0.9104 | 0.44722
6328 | -0.9107 | 0.44642
6329 | -0.911 | 0.44595
6330 | -0.912 | 0.44551
6331 | -0.9125 | 0.44504
6332 | -0.9134 | 0.4445
6333 | -0.9142 | 0.44432
6334 | -0.9144 | 0.44421
6335 | -0.9145 | 0.44421
6336 | -0.9146 | 0.44421
6337 | -0.9169 | 0.44344
6338 | -0.9171 | 0.44312
6339 | -0.9175 | 0.44304
6340 | -0.9175 | 0.44254
6341 | -0.918 | 0.44163
6342 | -0.9204 | 0.44145
6343 | -0.9205 | 0.44061
6344 | -0.9207 | 0.43988
6345 | -0.9212 | 0.43763
6346 | -0.9213 | 0.43745
6347 | -0.9219 | 0.43709
6348 | -0.9226 | 0.43698
6349 | -0.9248 | 0.4368
6350 | -0.9255 | 0.436
6351 | -0.9255 | 0.43589
6352 | -0.9259 | 0.43589
6353 | -0.9278 | 0.43589
6354 | -0.9288 | 0.43589
6355 | -0.9289 | 0.43589
6356 | -0.9296 | 0.43527
6357 | -0.9297 | 0.4352
6358 | -0.9298 | 0.43498
6359 | -0.9299 | 0.43483
6360 | -0.93 | 0.43407
6361 | -0.9301 | 0.4336
6362 | -0.9302 | 0.43291
6363 | -0.9303 | 0.43287
6364 | -0.9306 | 0.43251
6365 | -0.9313 | 0.4324
6366 | -0.9315 | 0.43215
6367 | -0.9324 | 0.43033
6368 | -0.9333 | 0.42989
6369 | -0.9338 | 0.42968
6370 | -0.9349 | 0.42928
6371 | -0.9369 | 0.42837
6372 | -0.9375 | 0.42684
6373 | -0.9379 | 0.42681
6374 | -0.9385 | 0.42619
6375 | -0.9386 | 0.42564
6376 | -0.939 | 0.42557
6377 | -0.9397 | 0.42488
6378 | -0.9398 | 0.42485
6379 | -0.9404 | 0.42481
6380 | -0.9409 | 0.42477
6381 | -0.9414 | 0.42412
6382 | -0.9426 | 0.42365
6383 | -0.9435 | 0.42252
6384 | -0.9436 | 0.42227
6385 | -0.9437 | 0.42201
6386 | -0.9441 | 0.42089
6387 | -0.9452 | 0.41972
6388 | -0.9459 | 0.41961
6389 | -0.9461 | 0.41954
6390 | -0.9464 | 0.41914
6391 | -0.9471 | 0.41892
6392 | -0.9471 | 0.41892
6393 | -0.9474 | 0.41845
6394 | -0.9484 | 0.4178
6395 | -0.9499 | 0.41678
6396 | -0.95 | 0.41656
6397 | -0.9515 | 0.4162
6398 | -0.9525 | 0.41602
6399 | -0.9527 | 0.41569
6400 | -0.9528 | 0.41464
6401 | -0.953 | 0.41388
6402 | -0.9531 | 0.41326
6403 | -0.9534 | 0.41319
6404 | -0.9535 | 0.41286
6405 | -0.9535 | 0.41275
6406 | -0.9541 | 0.41268
6407 | -0.9548 | 0.41224
6408 | -0.9549 | 0.41053
6409 | -0.9549 | 0.41032
6410 | -0.9556 | 0.40984
6411 | -0.9557 | 0.40897
6412 | -0.9558 | 0.4085
6413 | -0.956 | 0.40817
6414 | -0.9563 | 0.40748
6415 | -0.9566 | 0.40719
6416 | -0.9585 | 0.40719
6417 | -0.9586 | 0.40697
6418 | -0.9595 | 0.40618
6419 | -0.9596 | 0.40581
6420 | -0.9597 | 0.40472
6421 | -0.9598 | 0.40436
6422 | -0.96 | 0.40389
6423 | -0.9607 | 0.40363
6424 | -0.961 | 0.4024
6425 | -0.9611 | 0.40218
6426 | -0.9619 | 0.40207
6427 | -0.9634 | 0.40203
6428 | -0.9643 | 0.40203
6429 | -0.9646 | 0.40171
6430 | -0.9647 | 0.40094
6431 | -0.9657 | 0.40069
6432 | -0.9659 | 0.40058
6433 | -0.9668 | 0.4004
6434 | -0.9672 | 0.40018
6435 | -0.9675 | 0.39989
6436 | -0.9683 | 0.39847
6437 | -0.969 | 0.39797
6438 | -0.9694 | 0.39789
6439 | -0.9702 | 0.39575
6440 | -0.9712 | 0.39459
6441 | -0.9717 | 0.39448
6442 | -0.9718 | 0.3935
6443 | -0.9725 | 0.39313
6444 | -0.9732 | 0.3927
6445 | -0.9739 | 0.39248
6446 | -0.974 | 0.39208
6447 | -0.974 | 0.39183
6448 | -0.9741 | 0.39019
6449 | -0.9742 | 0.38859
6450 | -0.9754 | 0.38772
6451 | -0.9756 | 0.38732
6452 | -0.9762 | 0.387
6453 | -0.9764 | 0.38674
6454 | -0.9774 | 0.38674
6455 | -0.9779 | 0.38671
6456 | -0.9786 | 0.38656
6457 | -0.9792 | 0.38656
6458 | -0.9792 | 0.38525
6459 | -0.9792 | 0.38507
6460 | -0.9794 | 0.38493
6461 | -0.9804 | 0.38485
6462 | -0.9808 | 0.38384
6463 | -0.9816 | 0.38365
6464 | -0.9839 | 0.38325
6465 | -0.9847 | 0.38304
6466 | -0.9848 | 0.38275
6467 | -0.9849 | 0.38256
6468 | -0.9851 | 0.3818
6469 | -0.9854 | 0.38089
6470 | -0.9854 | 0.38071
6471 | -0.9857 | 0.38064
6472 | -0.9859 | 0.38049
6473 | -0.9861 | 0.38017
6474 | -0.9861 | 0.37995
6475 | -0.9864 | 0.37893
6476 | -0.9866 | 0.37813
6477 | -0.9884 | 0.37766
6478 | -0.9886 | 0.37646
6479 | -0.9893 | 0.3757
6480 | -0.9896 | 0.37534
6481 | -0.9898 | 0.3753
6482 | -0.9899 | 0.37508
6483 | -0.9899 | 0.37497
6484 | -0.9899 | 0.3737
6485 | -0.9904 | 0.37367
6486 | -0.9906 | 0.37345
6487 | -0.991 | 0.37316
6488 | -0.9912 | 0.37305
6489 | -0.9913 | 0.37239
6490 | -0.9921 | 0.37178
6491 | -0.9937 | 0.37138
6492 | -0.9939 | 0.37134
6493 | -0.9941 | 0.3713
6494 | -0.9948 | 0.36952
6495 | -0.9966 | 0.36942
6496 | -0.9967 | 0.36851
6497 | -0.997 | 0.36665
6498 | -0.9975 | 0.36607
6499 | -0.9975 | 0.36495
6500 | -0.9975 | 0.36477
6501 | -0.9975 | 0.36466
6502 | -0.9984 | 0.36448
6503 | -0.9991 | 0.36433
6504 | -1 | 0.36324
6505 | -1 | 0.3624
6506 | -1 | 0.36001
6507 | -1 | 0.35957
6508 | -1 | 0.35888
6509 | -1 | 0.35881
6510 | -1 | 0.35881
6511 | -1 | 0.3587
6512 | -1 | 0.3583
6513 | -1 | 0.35794
6514 | -1 | 0.35688
6515 | -1 | 0.35623
6516 | -1 | 0.35623
6517 | -1 | 0.35547
6518 | -1 | 0.35543
6519 | -1 | 0.35485
6520 | -1 | 0.35478
6521 | -1 | 0.35423
6522 | -1 | 0.35369
6523 | -1 | 0.35296
6524 | -1 | 0.35274
6525 | -1 | 0.35274
6526 | -1 | 0.3522
6527 | -1 | 0.35205
6528 | -1 | 0.35147
6529 | -1 | 0.35107
6530 | -1 | 0.3506
6531 | -1 | 0.35016
6532 | -1 | 0.34965
6533 | -1 | 0.34933
6534 | -1 | 0.34915
6535 | -1 | 0.34798
6536 | -1 | 0.3466
6537 | -1 | 0.34599
6538 | -1 | 0.34577
6539 | -1 | 0.34515
6540 | -1 | 0.34501
6541 | -1 | 0.34413
6542 | -1 | 0.34402
6543 | -1 | 0.34399
6544 | -1 | 0.34261
6545 | -1 | 0.34239
6546 | -1 | 0.34221
6547 | -1 | 0.34203
6548 | -1 | 0.34134
6549 | -1 | 0.34028
6550 | -1 | 0.33894
6551 | -1 | 0.33883
6552 | -1 | 0.3373
6553 | -1 | 0.33665
6554 | -1 | 0.33607
6555 | -1 | 0.33567
6556 | -1 | 0.33549
6557 | -1 | 0.33538
6558 | -1 | 0.33462
6559 | -1 | 0.33429
6560 | -1 | 0.33389
6561 | -1 | 0.33342
6562 | -1 | 0.33287
6563 | -1 | 0.33269
6564 | -1 | 0.33211
6565 | -1 | 0.33149
6566 | -1 | 0.33011
6567 | -1 | 0.32993
6568 | -1 | 0.32899
6569 | -1 | 0.32891
6570 | -1 | 0.32848
6571 | -1 | 0.32826
6572 | -1 | 0.32819
6573 | -1 | 0.32644
6574 | -1 | 0.32601
6575 | -1 | 0.32561
6576 | -1 | 0.32557
6577 | -1 | 0.32554
6578 | -1 | 0.32532
6579 | -1 | 0.32441
6580 | -1 | 0.32401
6581 | -1 | 0.32386
6582 | -1 | 0.32354
6583 | -1 | 0.32216
6584 | -1 | 0.32187
6585 | -1 | 0.32125
6586 | -1 | 0.32096
6587 | -1 | 0.3206
6588 | -1 | 0.31994
6589 | -1 | 0.31991
6590 | -1 | 0.31947
6591 | -1 | 0.31725
6592 | -1 | 0.31627
6593 | -1 | 0.31616
6594 | -1 | 0.31606
6595 | -1 | 0.31547
6596 | -1 | 0.31464
6597 | -1 | 0.31446
6598 | -1 | 0.31406
6599 | -1 | 0.31355
6600 | -1 | 0.31329
6601 | -1 | 0.31329
6602 | -1 | 0.31268
6603 | -1 | 0.3121
6604 | -1 | 0.31101
6605 | -1 | 0.31017
6606 | -1 | 0.30992
6607 | -1 | 0.30973
6608 | -1 | 0.3093
6609 | -1 | 0.3085
6610 | -1 | 0.30825
6611 | -1 | 0.30745
6612 | -1 | 0.30697
6613 | -1 | 0.30683
6614 | -1 | 0.30563
6615 | -1 | 0.30552
6616 | -1 | 0.30509
6617 | -1 | 0.30476
6618 | -1 | 0.30436
6619 | -1 | 0.30421
6620 | -1 | 0.30396
6621 | -1 | 0.3032
6622 | -1 | 0.30312
6623 | -1 | 0.30269
6624 | -1 | 0.30189
6625 | -1 | 0.3008
6626 | -1 | 0.29916
6627 | -1 | 0.29898
6628 | -1 | 0.29876
6629 | -1 | 0.29847
6630 | -1 | 0.29837
6631 | -1 | 0.29797
6632 | -1 | 0.29506
6633 | -1 | 0.29502
6634 | -1 | 0.29484
6635 | -1 | 0.29466
6636 | -1 | 0.29455
6637 | -1 | 0.2943
6638 | -1 | 0.29303
6639 | -1 | 0.29252
6640 | -1 | 0.29139
6641 | -1 | 0.29121
6642 | -1 | 0.28947
6643 | -1 | 0.28849
6644 | -1 | 0.28834
6645 | -1 | 0.28714
6646 | -1 | 0.28674
6647 | -1 | 0.28656
6648 | -1 | 0.28623
6649 | -1 | 0.28612
6650 | -1 | 0.28612
6651 | -1 | 0.28543
6652 | -1 | 0.28536
6653 | -1 | 0.28478
6654 | -1 | 0.28467
6655 | -1 | 0.28434
6656 | -1 | 0.2838
6657 | -1 | 0.28365
6658 | -1 | 0.28333
6659 | -1 | 0.28329
6660 | -1 | 0.28329
6661 | -1 | 0.28267
6662 | -1 | 0.28264
6663 | -1 | 0.28227
6664 | -1 | 0.28202
6665 | -1 | 0.28075
6666 | -1 | 0.28002
6667 | -1 | 0.279
6668 | -1 | 0.27893
6669 | -1 | 0.2789
6670 | -1 | 0.27868
6671 | -1 | 0.27842
6672 | -1 | 0.27828
6673 | -1 | 0.27784
6674 | -1 | 0.27784
6675 | -1 | 0.2769
6676 | -1 | 0.27599
6677 | -1 | 0.27581
6678 | -1 | 0.27566
6679 | -1 | 0.27279
6680 | -1 | 0.27123
6681 | -1 | 0.27109
6682 | -1 | 0.27072
6683 | -1 | 0.27054
6684 | -1 | 0.26985
6685 | -1 | 0.26887
6686 | -1 | 0.26876
6687 | -1 | 0.26847
6688 | -1 | 0.26814
6689 | -1 | 0.26807
6690 | -1 | 0.26767
6691 | -1 | 0.26713
6692 | -1 | 0.26531
6693 | -1 | 0.26498
6694 | -1 | 0.26477
6695 | -1 | 0.26444
6696 | -1 | 0.26331
6697 | -1 | 0.26328
6698 | -1 | 0.26313
6699 | -1 | 0.26186
6700 | -1 | 0.26164
6701 | -1 | 0.26153
6702 | -1 | 0.2611
6703 | -1 | 0.26088
6704 | -1 | 0.26081
6705 | -1 | 0.25975
6706 | -1 | 0.2591
6707 | -1 | 0.25906
6708 | -1 | 0.25739
6709 | -1 | 0.25732
6710 | -1 | 0.25721
6711 | -1 | 0.25696
6712 | -1 | 0.25521
6713 | -1 | 0.25485
6714 | -1 | 0.25376
6715 | -1 | 0.25249
6716 | -1 | 0.25223
6717 | -1 | 0.2514
6718 | -1 | 0.24976
6719 | -1 | 0.24911
6720 | -1 | 0.24722
6721 | -1 | 0.24679
6722 | -1 | 0.24671
6723 | -1 | 0.24642
6724 | -1 | 0.24624
6725 | -1 | 0.2461
6726 | -1 | 0.24602
6727 | -1 | 0.24471
6728 | -1 | 0.24421
6729 | -1 | 0.24359
6730 | -1 | 0.24352
6731 | -1 | 0.24337
6732 | -1 | 0.24337
6733 | -1 | 0.24337
6734 | -1 | 0.24286
6735 | -1 | 0.24141
6736 | -1 | 0.23974
6737 | -1 | 0.23941
6738 | -1 | 0.23869
6739 | -1 | 0.23803
6740 | -1 | 0.2372
6741 | -1 | 0.2372
6742 | -1 | 0.23687
6743 | -1 | 0.23654
6744 | -1 | 0.23622
6745 | -1 | 0.23592
6746 | -1 | 0.23585
6747 | -1 | 0.23458
6748 | -1 | 0.23444
6749 | -1 | 0.23436
6750 | -1 | 0.23371
6751 | -1 | 0.23316
6752 | -1 | 0.23244
6753 | -1 | 0.2324
6754 | -1 | 0.23131
6755 | -1 | 0.23131
6756 | -1 | 0.23088
6757 | -1 | 0.23066
6758 | -1 | 0.22971
6759 | -1 | 0.22931
6760 | -1 | 0.22873
6761 | -1 | 0.22681
6762 | -1 | 0.22437
6763 | -1 | 0.22412
6764 | -1 | 0.2231
6765 | -1 | 0.22303
6766 | -1 | 0.22278
6767 | -1 | 0.22263
6768 | -1 | 0.22216
6769 | -1 | 0.22179
6770 | -1 | 0.22114
6771 | -1 | 0.2202
6772 | -1 | 0.21925
6773 | -1 | 0.21922
6774 | -1 | 0.21827
6775 | -1 | 0.21794
6776 | -1 | 0.21794
6777 | -1 | 0.21794
6778 | -1 | 0.21794
6779 | -1 | 0.21794
6780 | -1 | 0.21794
6781 | -1 | 0.21794
6782 | -1 | 0.21794
6783 | -1 | 0.21794
6784 | -1 | 0.21794
6785 | -1 | 0.21725
6786 | -1 | 0.21649
6787 | -1 | 0.21584
6788 | -1 | 0.21566
6789 | -1 | 0.21482
6790 | -1 | 0.21391
6791 | -1 | 0.21359
6792 | -1 | 0.21355
6793 | -1 | 0.21355
6794 | -1 | 0.21315
6795 | -1 | 0.2129
6796 | -1 | 0.2122
6797 | -1 | 0.21108
6798 | -1 | 0.21068
6799 | -1 | 0.21039
6800 | -1 | 0.21021
6801 | -1 | 0.21003
6802 | -1 | 0.20828
6803 | -1 | 0.20759
6804 | -1 | 0.20748
6805 | -1 | 0.20683
6806 | -1 | 0.20512
6807 | -1 | 0.20501
6808 | -1 | 0.20316
6809 | -1 | 0.20174
6810 | -1 | 0.20025
6811 | -1 | 0.19967
6812 | -1 | 0.19942
6813 | -1 | 0.19604
6814 | -1 | 0.19597
6815 | -1 | 0.19481
6816 | -1 | 0.19448
6817 | -1 | 0.1943
6818 | -1 | 0.1939
6819 | -1 | 0.19252
6820 | -1 | 0.19121
6821 | -1 | 0.19117
6822 | -1 | 0.19041
6823 | -1 | 0.19012
6824 | -1 | 0.18987
6825 | -1 | 0.18888
6826 | -1 | 0.18681
6827 | -1 | 0.18674
6828 | -1 | 0.18594
6829 | -1 | 0.18405
6830 | -1 | 0.18402
6831 | -1 | 0.18351
6832 | -1 | 0.181
6833 | -1 | 0.18093
6834 | -1 | 0.18049
6835 | -1 | 0.17973
6836 | -1 | 0.1794
6837 | -1 | 0.17857
6838 | -1 | 0.17853
6839 | -1 | 0.17817
6840 | -1 | 0.17733
6841 | -1 | 0.1757
6842 | -1 | 0.17461
6843 | -1 | 0.17461
6844 | -1 | 0.17327
6845 | -1 | 0.17276
6846 | -1 | 0.17272
6847 | -1 | 0.17225
6848 | -1 | 0.17065
6849 | -1 | 0.1696
6850 | -1 | 0.16934
6851 | -1 | 0.16912
6852 | -1 | 0.16807
6853 | -1 | 0.16793
6854 | -1 | 0.16789
6855 | -1 | 0.16651
6856 | -1 | 0.16567
6857 | -1 | 0.16538
6858 | -1 | 0.16473
6859 | -1 | 0.164
6860 | -1 | 0.16331
6861 | -1 | 0.1624
6862 | -1 | 0.16113
6863 | -1 | 0.1611
6864 | -1 | 0.16044
6865 | -1 | 0.15964
6866 | -1 | 0.15874
6867 | -1 | 0.15797
6868 | -1 | 0.15779
6869 | -1 | 0.15772
6870 | -1 | 0.15707
6871 | -1 | 0.15677
6872 | -1 | 0.15561
6873 | -1 | 0.1538
6874 | -1 | 0.15285
6875 | -1 | 0.15231
6876 | -1 | 0.15194
6877 | -1 | 0.15191
6878 | -1 | 0.15002
6879 | -1 | 0.14962
6880 | -1 | 0.14933
6881 | -1 | 0.14922
6882 | -1 | 0.1482
6883 | -1 | 0.14548
6884 | -1 | 0.14471
6885 | -1 | 0.14446
6886 | -1 | 0.14366
6887 | -1 | 0.14355
6888 | -1 | 0.14352
6889 | -1 | 0.14301
6890 | -1 | 0.14297
6891 | -1 | 0.14203
6892 | -1 | 0.14188
6893 | -1 | 0.14137
6894 | -1 | 0.14076
6895 | -1 | 0.14065
6896 | -1 | 0.14003
6897 | -1 | 0.13927
6898 | -1 | 0.13887
6899 | -1 | 0.1377
6900 | -1 | 0.13767
6901 | -1 | 0.13749
6902 | -1 | 0.13749
6903 | -1 | 0.13712
6904 | -1 | 0.13643
6905 | -1 | 0.13607
6906 | -1 | 0.13567
6907 | -1 | 0.13531
6908 | -1 | 0.13513
6909 | -1 | 0.13404
6910 | -1 | 0.13393
6911 | -1 | 0.13371
6912 | -1 | 0.13324
6913 | -1 | 0.1332
6914 | -1 | 0.13316
6915 | -1 | 0.13244
6916 | -1 | 0.13229
6917 | -1 | 0.13084
6918 | -1 | 0.1308
6919 | -1 | 0.13069
6920 | -1 | 0.13066
6921 | -1 | 0.12979
6922 | -1 | 0.12957
6923 | -1 | 0.1295
6924 | -1 | 0.12924
6925 | -1 | 0.1292
6926 | -1 | 0.12917
6927 | -1 | 0.12841
6928 | -1 | 0.12833
6929 | -1 | 0.12772
6930 | -1 | 0.12757
6931 | -1 | 0.12597
6932 | -1 | 0.12543
6933 | -1 | 0.12535
6934 | -1 | 0.12485
6935 | -1 | 0.12314
6936 | -1 | 0.12241
6937 | -1 | 0.12176
6938 | -1 | 0.11874
6939 | -1 | 0.11758
6940 | -1 | 0.11642
6941 | -1 | 0.11627
6942 | -1 | 0.11609
6943 | -1 | 0.11584
6944 | -1 | 0.11584
6945 | -1 | 0.1154
6946 | -1 | 0.11457
6947 | -1 | 0.11282
6948 | -1 | 0.11173
6949 | -1 | 0.10959
6950 | -1 | 0.10912
6951 | -1 | 0.10894
6952 | -1 | 0.10781
6953 | -1 | 0.10708
6954 | -1 | 0.10697
6955 | -1 | 0.10694
6956 | -1 | 0.10458
6957 | -1 | 0.10414
6958 | -1 | 0.104
6959 | -1 | 0.10352
6960 | -1 | 0.10291
6961 | -1 | 0.10269
6962 | -1 | 0.10254
6963 | -1 | 0.10247
6964 | -1 | 0.10243
6965 | -1 | 0.1016
6966 | -1 | 0.10094
6967 | -1 | 0.1008
6968 | -1 | 0.10065
6969 | -1 | 0.10022
6970 | -1 | 0.099964
6971 | -1 | 0.099637
6972 | -1 | 0.097566
6973 | -1 | 0.097385
6974 | -1 | 0.097239
6975 | -1 | 0.096803
6976 | -1 | 0.096186
6977 | -1 | 0.096041
6978 | -1 | 0.095532
6979 | -1 | 0.094769
6980 | -1 | 0.09397
6981 | -1 | 0.093789
6982 | -1 | 0.093389
6983 | -1 | 0.092772
6984 | -1 | 0.090265
6985 | -1 | 0.090156
6986 | -1 | 0.089321
6987 | -1 | 0.089103
6988 | -1 | 0.087795
6989 | -1 | 0.087505
6990 | -1 | 0.087069
6991 | -1 | 0.084853
6992 | -1 | 0.083981
6993 | -1 | 0.083945
6994 | -1 | 0.083073
6995 | -1 | 0.082528
6996 | -1 | 0.081257
6997 | -1 | 0.078787
6998 | -1 | 0.078569
6999 | -1 | 0.078533
7000 | -1 | 0.078533
7001 | -1 | 0.077733
7002 | -1 | 0.077043
7003 | -1 | 0.076426
7004 | -1 | 0.076353
7005 | -1 | 0.075663
7006 | -1 | 0.074827
7007 | -1 | 0.074392
7008 | -1 | 0.074355
7009 | -1 | 0.074355
7010 | -1 | 0.073592
7011 | -1 | 0.07283
7012 | -1 | 0.072248
7013 | -1 | 0.070977
7014 | -1 | 0.070323
7015 | -1 | 0.070178
7016 | -1 | 0.069452
7017 | -1 | 0.068907
7018 | -1 | 0.068144
7019 | -1 | 0.065311
7020 | -1 | 0.06502
7021 | -1 | 0.064076
7022 | -1 | 0.063858
7023 | -1 | 0.063313
7024 | -1 | 0.06255
7025 | -1 | 0.062259
7026 | -1 | 0.060879
7027 | -1 | 0.060697
7028 | -1 | 0.060189
7029 | -1 | 0.059971
7030 | -1 | 0.059644
7031 | -1 | 0.059462
7032 | -1 | 0.059027
7033 | -1 | 0.057501
7034 | -1 | 0.057392
7035 | -1 | 0.057174
7036 | -1 | 0.057065
7037 | -1 | 0.05623
7038 | -1 | 0.055721
7039 | -1 | 0.054995
7040 | -1 | 0.054704
7041 | -1 | 0.053106
7042 | -1 | 0.052997
7043 | -1 | 0.052742
7044 | -1 | 0.050272
7045 | -1 | 0.049982
7046 | -1 | 0.048856
7047 | -1 | 0.048238
7048 | -1 | 0.048129
7049 | -1 | 0.047948
7050 | -1 | 0.047802
7051 | -1 | 0.046822
7052 | -1 | 0.045659
7053 | -1 | 0.045369
7054 | -1 | 0.043589
7055 | -1 | 0.043371
7056 | -1 | 0.043044
7057 | -1 | 0.042862
7058 | -1 | 0.04279
7059 | -1 | 0.042572
7060 | -1 | 0.0413
7061 | -1 | 0.040901
7062 | -1 | 0.040501
7063 | -1 | 0.040429
7064 | -1 | 0.039339
7065 | -1 | 0.03883
7066 | -1 | 0.037159
7067 | -1 | 0.037014
7068 | -1 | 0.035779
7069 | -1 | 0.035489
7070 | -1 | 0.034871
7071 | -1 | 0.03429
7072 | -1 | 0.033309
7073 | -1 | 0.033055
7074 | -1 | 0.032038
7075 | -1 | 0.030839
7076 | -1 | 0.03073
7077 | -1 | 0.030621
7078 | -1 | 0.029786
7079 | -1 | 0.029386
7080 | -1 | 0.029132
7081 | -1 | 0.029023
7082 | -1 | 0.027897
7083 | -1 | 0.027388
7084 | -1 | 0.027316
7085 | -1 | 0.027061
7086 | -1 | 0.026153
7087 | -1 | 0.025173
7088 | -1 | 0.024264
7089 | -1 | 0.023683
7090 | -1 | 0.022557
7091 | -1 | 0.022158
7092 | -1 | 0.021649
7093 | -1 | 0.021141
7094 | -1 | 0.018162
7095 | -1 | 0.018089
7096 | -1 | 0.017726
7097 | -1 | 0.017363
7098 | -1 | 0.016636
7099 | -1 | 0.015038
7100 | -1 | 0.01482
7101 | -1 | 0.014602
7102 | -1 | 0.014421
7103 | -1 | 0.013876
7104 | -1 | 0.01304
7105 | -1 | 0.010498
7106 | -1 | 0.0094442
7107 | -1 | 0.0068652
7108 | -1 | 0.0055576
7109 | -1 | 0.0055212
7110 | -1 | 0.0012713
7111 | -1 | 0.00087178
7112 | -1 | 0.00072648
7113 | -1 | 0
7114 | -1 | 0
7115 | -1 | 0
7116 | -1 | 0
7117 | -1 | 0
7118 | -1 | 0
7119 | -1 | 0
7120 | -1 | 0
7121 | -1 | 0
7122 | -1 | 0
7123 | -1 | 0
7124 | -1 | 0
7125 | -1 | 0
7126 | -1 | 0
7127 | -1 | 0
7128 | -1 | 0
7129 | -1 | 0
7130 | -1 | 0
7131 | -1 | 0
7132 | -1 | 0
7133 | -1 | 0
7134 | -1 | 0
7135 | -1 | 0
7136 | -1 | 0
7137 | -1 | 0
7138 | -1 | 0
7139 | -1 | 0
7140 | -1 | 0
7141 | -1 | 0
7142 | -1 | 0
7143 | -1 | 0
7144 | -1 | 0
7145 | -1 | 0
7146 | -1 | 0
7147 | -1 | 0
7148 | -1 | 0
7149 | -1 | 0
7150 | -1 | 0
7151 | -1 | 0
7152 | -1 | 0
7153 | -1 | 0
7154 | -1 | 0
7155 | -1 | 0
7156 | -1 | 0
7157 | -1 | 0
7158 | -1 | 0
7159 | -1 | 0
7160 | -1 | 0
7161 | -1 | 0
7162 | -1 | 0
7163 | -1 | 0
7164 | -1 | 0
7165 | -1 | 0
7166 | -1 | 0
7167 | -1 | 0
7168 | -1 | 0
7169 | -1 | 0
7170 | -1 | 0
7171 | -1 | 0
7172 | -1 | 0
7173 | -1 | 0
7174 | -1 | 0
7175 | -1 | 0
7176 | -1 | 0
7177 | -1 | 0
7178 | -1 | 0
7179 | -1 | 0
7180 | -1 | 0
7181 | -1 | 0
7182 | -1 | 0
7183 | -1 | 0
7184 | -1 | 0
7185 | -1 | 0
7186 | -1 | 0
7187 | -1 | 0
7188 | -1 | 0
7189 | -1 | 0
7190 | -1 | 0
7191 | -1 | 0
7192 | -1 | 0
7193 | -1 | 0
7194 | -1 | 0
7195 | -1 | 0
7196 | -1 | 0
7197 | -1 | 0
7198 | -1 | 0
7199 | -1 | 0
7200 | -1 | 0
7201 | -1 | 0
7202 | -1 | 0
7203 | -1 | 0
7204 | -1 | 0
7205 | -1 | 0
7206 | -1 | 0
7207 | -1 | 0
7208 | -1 | 0
7209 | -1 | 0
7210 | -1 | 0
7211 | -1 | 0
7212 | -1 | 0
7213 | -1 | 0
7214 | -1 | 0
7215 | -1 | 0
7216 | -1 | 0
7217 | -1 | 0
7218 | -1 | 0
7219 | -1 | 0
7220 | -1 | 0
7221 | -1 | 0
7222 | -1 | 0
7223 | -1 | 0
7224 | -1 | 0
7225 | -1 | 0
7226 | -1 | 0
7227 | -1 | 0
7228 | -1 | 0
7229 | -1 | 0
7230 | -1 | 0
7231 | -1 | 0
7232 | -1 | 0
7233 | -1 | 0
7234 | -1 | 0
7235 | -1 | 0
7236 | -1 | 0
7237 | -1 | 0
7238 | -1 | 0
7239 | -1 | 0
7240 | -1 | 0
7241 | -1 | 0
7242 | -1 | 0
7243 | -1 | 0
7244 | -1 | 0
7245 | -1 | 0
7246 | -1 | 0
7247 | -1 | 0
7248 | -1 | 0
7249 | -1 | 0
7250 | -1 | 0
7251 | -1 | 0
7252 | -1 | 0
7253 | -1 | 0
7254 | -1 | 0
7255 | -1 | 0
7256 | -1 | 0
7257 | -1 | 0
7258 | -1 | 0
7259 | -1 | 0
7260 | -1 | 0
7261 | -1 | 0
7262 | -1 | 0
7263 | -1 | 0
7264 | -1 | 0
7265 | -1 | 0
7266 | -1 | 0
7267 | -1 | 0
7268 | -1 | 0
7269 | -1 | 0
7270 | -1 | 0
7271 | -1 | 0
7272 | -1 | 0
7273 | -1 | 0
7274 | -1 | 0
7275 | -1 | 0
7276 | -1 | 0
7277 | -1 | 0
7278 | -1 | 0
7279 | -1 | 0
7280 | -1 | 0
7281 | -1 | 0
7282 | -1 | 0
7283 | -1 | 0
7284 | -1 | 0
7285 | -1 | 0
7286 | -1 | 0
7287 | -1 | 0
7288 | -1 | 0
7289 | -1 | 0
7290 | -1 | 0
7291 | -1 | 0
7292 | -1 | 0
7293 | -1 | 0
7294 | -1 | 0
7295 | -1 | 0
7296 | -1 | 0
7297 | -1 | 0
7298 | -1 | 0
7299 | -1 | 0
7300 | -1 | 0
7301 | -1 | 0
7302 | -1 | 0
7303 | -1 | 0
7304 | -1 | 0
7305 | -1 | 0
7306 | -1 | 0
7307 | -1 | 0
7308 | -1 | 0
7309 | -1 | 0
7310 | -1 | 0
7311 | -1 | 0
7312 | -1 | 0
7313 | -1 | 0
7314 | -1 | 0
7315 | -1 | 0
7316 | -1 | 0
7317 | -1 | 0
7318 | -1 | 0
7319 | -1 | 0
7320 | -1 | 0
7321 | -1 | 0
7322 | -1 | 0
7323 | -1 | 0
7324 | -1 | 0
7325 | -1 | 0
7326 | -1 | 0
7327 | -1 | 0
7328 | -1 | 0
7329 | -1 | 0
7330 | -1 | 0
7331 | -1 | 0
7332 | -1 | 0
7333 | -1 | 0
7334 | -1 | 0
7335 | -1 | 0
7336 | -1 | 0
7337 | -1 | 0
7338 | -1 | 0
7339 | -1 | 0
7340 | -1 | 0
7341 | -1 | 0
7342 | -1 | 0
7343 | -1 | 0
7344 | -1 | 0
7345 | -1 | 0
7346 | -1 | 0
7347 | -1 | 0
7348 | -1 | 0
7349 | -1 | 0
7350 | -1 | 0
7351 | -1 | 0
7352 | -1 | 0
7353 | -1 | 0
7354 | -1 | 0
7355 | -1 | 0
7356 | -1 | 0
7357 | -1 | 0
7358 | -1 | 0
7359 | -1 | 0
7360 | -1 | 0
7361 | -1 | 0
7362 | -1 | 0
7363 | -1 | 0
7364 | -1 | 0
7365 | -1 | 0
7366 | -1 | 0
7367 | -1 | 0
7368 | -1 | 0
7369 | -1 | 0
7370 | -1 | 0
7371 | -1 | 0
7372 | -1 | 0
7373 | -1 | 0
7374 | -1 | 0
7375 | -1 | 0
7376 | -1 | 0
7377 | -1 | 0
7378 | -1 | 0
7379 | -1 | 0
7380 | -1 | 0
7381 | -1 | 0
7382 | -1 | 0
7383 | -1 | 0
7384 | -1 | 0
7385 | -1 | 0
7386 | -1 | 0
7387 | -1 | 0
7388 | -1 | 0
7389 | -1 | 0
7390 | -1 | 0
7391 | -1 | 0
7392 | -1 | 0
7393 | -1 | 0
7394 | -1 | 0
7395 | -1 | 0
7396 | -1 | 0
7397 | -1 | 0
7398 | -1 | 0
7399 | -1 | 0
7400 | -1 | 0
7401 | -1 | 0
7402 | -1 | 0
7403 | -1 | 0
7404 | -1 | 0
7405 | -1 | 0
7406 | -1 | 0
7407 | -1 | 0
7408 | -1 | 0
7409 | -1 | 0
7410 | -1 | 0
7411 | -1 | 0
7412 | -1 | 0
7413 | -1 | 0
7414 | -1 | 0
7415 | -1 | 0
7416 | -1 | 0
7417 | -1 | 0
7418 | -1 | 0
7419 | -1 | 0
7420 | -1 | 0
7421 | -1 | 0
7422 | -1 | 0
7423 | -1 | 0
7424 | -1 | 0
7425 | -1 | 0
7426 | -1 | 0
7427 | -1 | 0
7428 | -1 | 0
7429 | -1 | 0
7430 | -1 | 0
7431 | -1 | 0
7432 | -1 | 0
7433 | -1 | 0
7434 | -1 | 0
7435 | -1 | 0
7436 | -1 | 0
7437 | -1 | 0
7438 | -1 | 0
7439 | -1 | 0
7440 | -1 | 0
7441 | -1 | 0
7442 | -1 | 0
7443 | -1 | 0
7444 | -1 | 0
7445 | -1 | 0
7446 | -1 | 0
7447 | -1 | 0
7448 | -1 | 0
7449 | -1 | 0
7450 | -1 | 0
7451 | -1 | 0
7452 | -1 | 0
7453 | -1 | 0
7454 | -1 | 0
7455 | -1 | 0
7456 | -1 | 0
7457 | -1 | 0
7458 | -1 | 0
7459 | -1 | 0
7460 | -1 | 0
7461 | -1 | 0
7462 | -1 | 0
7463 | -1 | 0
7464 | -1 | 0
7465 | -1 | 0
7466 | -1 | 0
7467 | -1 | 0
7468 | -1 | 0
7469 | -1 | 0
7470 | -1 | 0
7471 | -1 | 0
7472 | -1 | 0
7473 | -1 | 0
7474 | -1 | 0
7475 | -1 | 0
7476 | -1 | 0
7477 | -1 | 0
7478 | -1 | 0
7479 | -1 | 0
7480 | -1 | 0
7481 | -1 | 0
7482 | -1 | 0
7483 | -1 | 0
7484 | -1 | 0
7485 | -1 | 0
7486 | -1 | 0
7487 | -1 | 0
7488 | -1 | 0
7489 | -1 | 0
7490 | -1 | 0
7491 | -1 | 0
7492 | -1 | 0
7493 | -1 | 0
7494 | -1 | 0
7495 | -1 | 0
7496 | -1 | 0
7497 | -1 | 0
7498 | -1 | 0
7499 | -1 | 0
7500 | -1 | 0
7501 | -1 | 0
7502 | -1 | 0
7503 | -1 | 0
7504 | -1 | 0
7505 | -1 | 0
7506 | -1 | 0
7507 | -1 | 0
7508 | -1 | 0
7509 | -1 | 0
7510 | -1 | 0
7511 | -1 | 0
7512 | -1 | 0
7513 | -1 | 0
7514 | -1 | 0
7515 | -1 | 0
7516 | -1 | 0
7517 | -1 | 0
7518 | -1 | 0
7519 | -1 | 0
7520 | -1 | 0
7521 | -1 | 0
7522 | -1 | 0
7523 | -1 | 0
7524 | -1 | 0
7525 | -1 | 0
7526 | -1 | 0
7527 | -1 | 0
7528 | -1 | 0
7529 | -1 | 0
7530 | -1 | 0
7531 | -1 | 0
7532 | -1 | 0
7533 | -1 | 0
7534 | -1 | 0
7535 | -1 | 0
7536 | -1 | 0
7537 | -1 | 0
7538 | -1 | 0
7539 | -1 | 0
7540 | -1 | 0
7541 | -1 | 0
7542 | -1 | 0
7543 | -1 | 0
7544 | -1 | 0
7545 | -1 | 0
7546 | -1 | 0
7547 | -1 | 0
7548 | -1 | 0
7549 | -1 | 0
7550 | -1 | 0
7551 | -1 | 0
7552 | -1 | 0
7553 | -1 | 0
7554 | -1 | 0
7555 | -1 | 0
7556 | -1 | 0
7557 | -1 | 0
7558 | -1 | 0
7559 | -1 | 0
7560 | -1 | 0
7561 | -1 | 0
7562 | -1 | 0
7563 | -1 | 0
7564 | -1 | 0
7565 | -1 | 0
7566 | -1 | 0
7567 | -1 | 0
7568 | -1 | 0
7569 | -1 | 0
7570 | -1 | 0
7571 | -1 | 0
7572 | -1 | 0
7573 | -1 | 0
7574 | -1 | 0
7575 | -1 | 0
7576 | -1 | 0
7577 | -1 | 0
7578 | -1 | 0
7579 | -1 | 0
7580 | -1 | 0
7581 | -1 | 0
7582 | -1 | 0
7583 | -1 | 0
7584 | -1 | 0
7585 | -1 | 0
7586 | -1 | 0
7587 | -1 | 0
7588 | -1 | 0
7589 | -1 | 0
7590 | -1 | 0
7591 | -1 | 0
7592 | -1 | 0
7593 | -1 | 0
7594 | -1 | 0
7595 | -1 | 0
7596 | -1 | 0
7597 | -1 | 0
7598 | -1 | 0
7599 | -1 | 0
7600 | -1 | 0
7601 | -1 | 0
7602 | -1 | 0
7603 | -1 | 0
7604 | -1 | 0
7605 | -1 | 0
7606 | -1 | 0
7607 | -1 | 0
7608 | -1 | 0
7609 | -1 | 0
7610 | -1 | 0
7611 | -1 | 0
7612 | -1 | 0
7613 | -1 | 0
7614 | -1 | 0
7615 | -1 | 0
7616 | -1 | 0
7617 | -1 | 0
7618 | -1 | 0
7619 | -1 | 0
7620 | -1 | 0
7621 | -1 | 0
7622 | -1 | 0
7623 | -1 | 0
7624 | -1 | 0
7625 | -1 | 0
7626 | -1 | 0
7627 | -1 | 0
7628 | -1 | 0
7629 | -1 | 0
7630 | -1 | 0
7631 | -1 | 0
7632 | -1 | 0
7633 | -1 | 0
7634 | -1 | 0
7635 | -1 | 0
7636 | -1 | 0
7637 | -1 | 0
7638 | -1 | 0
7639 | -1 | 0
7640 | -1 | 0
7641 | -1 | 0
7642 | -1 | 0
7643 | -1 | 0
7644 | -1 | 0
7645 | -1 | 0
7646 | -1 | 0
7647 | -1 | 0
7648 | -1 | 0
7649 | -1 | 0
7650 | -1 | 0
7651 | -1 | 0
7652 | -1 | 0
7653 | -1 | 0
7654 | -1 | 0
7655 | -1 | 0
7656 | -1 | 0
7657 | -1 | 0
7658 | -1 | 0
7659 | -1 | 0
7660 | -1 | 0
7661 | -1 | 0
7662 | -1 | 0
7663 | -1 | 0
7664 | -1 | 0
7665 | -1 | 0
7666 | -1 | 0
7667 | -1 | 0
7668 | -1 | 0
7669 | -1 | 0
7670 | -1 | 0
7671 | -1 | 0
7672 | -1 | 0
7673 | -1 | 0
7674 | -1 | 0
7675 | -1 | 0
7676 | -1 | 0
7677 | -1 | 0
7678 | -1 | 0
7679 | -1 | 0
7680 | -1 | 0
7681 | -1 | 0
7682 | -1 | 0
7683 | -1 | 0
7684 | -1 | 0
7685 | -1 | 0
7686 | -1 | 0
7687 | -1 | 0
7688 | -1 | 0
7689 | -1 | 0
7690 | -1 | 0
7691 | -1 | 0
7692 | -1 | 0
7693 | -1 | 0
7694 | -1 | 0
7695 | -1 | 0
7696 | -1 | 0
7697 | -1 | 0
7698 | -1 | 0
7699 | -1 | 0
7700 | -1 | 0
7701 | -1 | 0
7702 | -1 | 0
7703 | -1 | 0
7704 | -1 | 0
7705 | -1 | 0
7706 | -1 | 0
7707 | -1 | 0
7708 | -1 | 0
7709 | -1 | 0
7710 | -1 | 0
7711 | -1 | 0
7712 | -1 | 0
7713 | -1 | 0
7714 | -1 | 0
7715 | -1 | 0
7716 | -1 | 0
7717 | -1 | 0
7718 | -1 | 0
7719 | -1 | 0
7720 | -1 | 0
7721 | -1 | 0
7722 | -1 | 0
7723 | -1 | 0
7724 | -1 | 0
7725 | -1 | 0
7726 | -1 | 0
7727 | -1 | 0
7728 | -1 | 0
7729 | -1 | 0
7730 | -1 | 0
7731 | -1 | 0
7732 | -1 | 0
7733 | -1 | 0
7734 | -1 | 0
7735 | -1 | 0
7736 | -1 | 0
7737 | -1 | 0
7738 | -1 | 0
7739 | -1 | 0
7740 | -1 | 0
7741 | -1 | 0
7742 | -1 | 0
7743 | -1 | 0
7744 | -1 | 0
7745 | -1 | 0
7746 | -1 | 0
7747 | -1 | 0
7748 | -1 | 0
7749 | -1 | 0
7750 | -1 | 0
7751 | -1 | 0
7752 | -1 | 0
7753 | -1 | 0
7754 | -1 | 0
7755 | -1 | 0
7756 | -1 | 0
7757 | -1 | 0
7758 | -1 | 0
7759 | -1 | 0
7760 | -1 | 0
7761 | -1 | 0
7762 | -1 | 0
7763 | -1 | 0
7764 | -1 | 0
7765 | -1 | 0
7766 | -1 | 0
7767 | -1 | 0
7768 | -1 | 0
7769 | -1 | 0
7770 | -1 | 0
7771 | -1 | 0
7772 | -1 | 0
7773 | -1 | 0
7774 | -1 | 0
7775 | -1 | 0
7776 | -1 | 0
7777 | -1 | 0
7778 | -1 | 0
7779 | -1 | 0
7780 | -1 | 0
7781 | -1 | 0
7782 | -1 | 0
7783 | -1 | 0
7784 | -1 | 0
7785 | -1 | 0
7786 | -1 | 0
7787 | -1 | 0
7788 | -1 | 0
7789 | -1 | 0
7790 | -1 | 0
7791 | -1 | 0
7792 | -1 | 0
7793 | -1 | 0
7794 | -1 | 0
7795 | -1 | 0
7796 | -1 | 0
7797 | -1 | 0
7798 | -1 | 0
7799 | -1 | 0
7800 | -1 | 0
7801 | -1 | 0
7802 | -1 | 0
7803 | -1 | 0
7804 | -1 | 0
7805 | -1 | 0
7806 | -1 | 0
7807 | -1 | 0
7808 | -1 | 0
7809 | -1 | 0
7810 | -1 | 0
7811 | -1 | 0
7812 | -1 | 0
7813 | -1 | 0
7814 | -1 | 0
7815 | -1 | 0
7816 | -1 | 0
7817 | -1 | 0
7818 | -1 | 0
7819 | -1 | 0
7820 | -1 | 0
7821 | -1 | 0
7822 | -1 | 0
7823 | -1 | 0
7824 | -1 | 0
7825 | -1 | 0
7826 | -1 | 0
7827 | -1 | 0
7828 | -1 | 0
7829 | -1 | 0
7830 | -1 | 0
7831 | -1 | 0
7832 | -1 | 0
7833 | -1 | 0
7834 | -1 | 0
7835 | -1 | 0
7836 | -1 | 0
7837 | -1 | 0
7838 | -1 | 0
7839 | -1 | 0
7840 | -1 | 0
7841 | -1 | 0
7842 | -1 | 0
7843 | -1 | 0
7844 | -1 | 0
7845 | -1 | 0
7846 | -1 | 0
7847 | -1 | 0
7848 | -1 | 0
7849 | -1 | 0
7850 | -1 | 0
7851 | -1 | 0
7852 | -1 | 0
7853 | -1 | 0
7854 | -1 | 0
7855 | -1 | 0
7856 | -1 | 0
7857 | -1 | 0
7858 | -1 | 0
7859 | -1 | 0
7860 | -1 | 0
7861 | -1 | 0
7862 | -1 | 0
7863 | -1 | 0
7864 | -1 | 0
7865 | -1 | 0
7866 | -1 | 0
7867 | -1 | 0
7868 | -1 | 0
7869 | -1 | 0
7870 | -1 | 0
7871 | -1 | 0
7872 | -1 | 0
7873 | -1 | 0
7874 | -1 | 0
7875 | -1 | 0
7876 | -1 | 0
7877 | -1 | 0
7878 | -1 | 0
7879 | -1 | 0
7880 | -1 | 0
7881 | -1 | 0
7882 | -1 | 0
7883 | -1 | 0
7884 | -1 | 0
7885 | -1 | 0
7886 | -1 | 0
7887 | -1 | 0
7888 | -1 | 0
7889 | -1 | 0
7890 | -1 | 0
7891 | -1 | 0
7892 | -1 | 0
7893 | -1 | 0
7894 | -1 | 0
7895 | -1 | 0
7896 | -1 | 0
7897 | -1 | 0
7898 | -1 | 0
7899 | -1 | 0
7900 | -1 | 0
7901 | -1 | 0
7902 | -1 | 0
7903 | -1 | 0
7904 | -1 | 0
7905 | -1 | 0
7906 | -1 | 0
7907 | -1 | 0
7908 | -1 | 0
7909 | -1 | 0
7910 | -1 | 0
7911 | -1 | 0
7912 | -1 | 0
7913 | -1 | 0
7914 | -1 | 0
7915 | -1 | 0
7916 | -1 | 0
7917 | -1 | 0
7918 | -1 | 0
7919 | -1 | 0
7920 | -1 | 0
7921 | -1 | 0
7922 | -1 | 0
7923 | -1 | 0
7924 | -1 | 0
7925 | -1 | 0
7926 | -1 | 0
7927 | -1 | 0
7928 | -1 | 0
7929 | -1 | 0
7930 | -1 | 0
7931 | -1 | 0
7932 | -1 | 0
7933 | -1 | 0
7934 | -1 | 0
7935 | -1 | 0
7936 | -1 | 0
7937 | -1 | 0
7938 | -1 | 0
7939 | -1 | 0
7940 | -1 | 0
7941 | -1 | 0
7942 | -1 | 0
7943 | -1 | 0
7944 | -1 | 0
7945 | -1 | 0
7946 | -1 | 0
7947 | -1 | 0
7948 | -1 | 0
7949 | -1 | 0
7950 | -1 | 0
7951 | -1 | 0
7952 | -1 | 0
7953 | -1 | 0
7954 | -1 | 0
7955 | -1 | 0
7956 | -1 | 0
7957 | -1 | 0
7958 | -1 | 0
7959 | -1 | 0
7960 | -1 | 0
7961 | -1 | 0
7962 | -1 | 0
7963 | -1 | 0
7964 | -1 | 0
7965 | -1 | 0
7966 | -1 | 0
7967 | -1 | 0
7968 | -1 | 0
7969 | -1 | 0
7970 | -1 | 0
7971 | -1 | 0
7972 | -1 | 0
7973 | -1 | 0
7974 | -1 | 0
7975 | -1 | 0
7976 | -1 | 0
7977 | -1 | 0
7978 | -1 | 0
7979 | -1 | 0
7980 | -1 | 0
7981 | -1 | 0
7982 | -1 | 0
7983 | -1 | 0
7984 | -1 | 0
7985 | -1 | 0
7986 | -1 | 0
7987 | -1 | 0
7988 | -1 | 0
7989 | -1 | 0
7990 | -1 | 0
7991 | -1 | 0
7992 | -1 | 0
7993 | -1 | 0
7994 | -1 | 0
7995 | -1 | 0
7996 | -1 | 0
7997 | -1 | 0
7998 | -1 | 0
7999 | -1 | 0
8000 | -1 | 0
8001 | -1 | 0
8002 | -1 | 0
8003 | -1 | 0
8004 | -1 | 0
8005 | -1 | 0
8006 | -1 | 0
8007 | -1 | 0
8008 | -1 | 0
8009 | -1 | 0
8010 | -1 | 0
8011 | -1 | 0
8012 | -1 | 0
8013 | -1 | 0
8014 | -1 | 0
8015 | -1 | 0
8016 | -1 | 0
8017 | -1 | 0
8018 | -1 | 0
8019 | -1 | 0
8020 | -1 | 0
8021 | -1 | 0
8022 | -1 | 0
8023 | -1 | 0
8024 | -1 | 0
8025 | -1 | 0
8026 | -1 | 0
8027 | -1 | 0
8028 | -1 | 0
8029 | -1 | 0
8030 | -1 | 0
8031 | -1 | 0
8032 | -1 | 0
8033 | -1 | 0
8034 | -1 | 0
8035 | -1 | 0
8036 | -1 | 0
8037 | -1 | 0
8038 | -1 | 0
8039 | -1 | 0
8040 | -1 | 0
8041 | -1 | 0
8042 | -1 | 0
8043 | -1 | 0
8044 | -1 | 0
8045 | -1 | 0
8046 | -1 | 0
8047 | -1 | 0
8048 | -1 | 0
8049 | -1 | 0
8050 | -1 | 0
8051 | -1 | 0
8052 | -1 | 0
8053 | -1 | 0
8054 | -1 | 0
8055 | -1 | 0
8056 | -1 | 0
8057 | -1 | 0
8058 | -1 | 0
8059 | -1 | 0
8060 | -1 | 0
8061 | -1 | 0
8062 | -1 | 0
8063 | -1 | 0
8064 | -1 | 0
8065 | -1 | 0
8066 | -1 | 0
8067 | -1 | 0
8068 | -1 | 0
8069 | -1 | 0
8070 | -1 | 0
8071 | -1 | 0
8072 | -1 | 0
8073 | -1 | 0
8074 | -1 | 0
8075 | -1 | 0
8076 | -1 | 0
8077 | -1 | 0
8078 | -1 | 0
8079 | -1 | 0
8080 | -1 | 0
8081 | -1 | 0
8082 | -1 | 0
8083 | -1 | 0
8084 | -1 | 0
8085 | -1 | 0
8086 | -1 | 0
8087 | -1 | 0
8088 | -1 | 0
8089 | -1 | 0
8090 | -1 | 0
8091 | -1 | 0
8092 | -1 | 0
8093 | -1 | 0
8094 | -1 | 0
8095 | -1 | 0
8096 | -1 | 0
8097 | -1 | 0
8098 | -1 | 0
8099 | -1 | 0
8100 | -1 | 0
8101 | -1 | 0
8102 | -1 | 0
8103 | -1 | 0
8104 | -1 | 0
8105 | -1 | 0
8106 | -1 | 0
8107 | -1 | 0
8108 | -1 | 0
8109 | -1 | 0
8110 | -1 | 0
8111 | -1 | 0
8112 | -1 | 0
8113 | -1 | 0
8114 | -1 | 0
8115 | -1 | 0
8116 | -1 | 0
8117 | -1 | 0
8118 | -1 | 0
8119 | -1 | 0
8120 | -1 | 0
8121 | -1 | 0
8122 | -1 | 0
8123 | -1 | 0
8124 | -1 | 0
8125 | -1 | 0
8126 | -1 | 0
8127 | -1 | 0
8128 | -1 | 0
8129 | -1 | 0
8130 | -1 | 0
8131 | -1 | 0
8132 | -1 | 0
8133 | -1 | 0
8134 | -1 | 0
8135 | -1 | 0
8136 | -1 | 0
8137 | -1 | 0
8138 | -1 | 0
8139 | -1 | 0
8140 | -1 | 0
8141 | -1 | 0
8142 | -1 | 0
8143 | -1 | 0
8144 | -1 | 0
8145 | -1 | 0
8146 | -1 | 0
8147 | -1 | 0
8148 | -1 | 0
8149 | -1 | 0
8150 | -1 | 0
8151 | -1 | 0
8152 | -1 | 0
8153 | -1 | 0
8154 | -1 | 0
8155 | -1 | 0
8156 | -1 | 0
8157 | -1 | 0
8158 | -1 | 0
8159 | -1 | 0
8160 | -1 | 0
8161 | -1 | 0
8162 | -1 | 0
8163 | -1 | 0
8164 | -1 | 0
8165 | -1 | 0
8166 | -1 | 0
8167 | -1 | 0
8168 | -1 | 0
8169 | -1 | 0
8170 | -1 | 0
8171 | -1 | 0
8172 | -1 | 0
8173 | -1 | 0
8174 | -1 | 0
8175 | -1 | 0
8176 | -1 | 0
8177 | -1 | 0
8178 | -1 | 0
8179 | -1 | 0
8180 | -1 | 0
8181 | -1 | 0
8182 | -1 | 0
8183 | -1 | 0
8184 | -1 | 0
8185 | -1 | 0
8186 | -1 | 0
8187 | -1 | 0
8188 | -1 | 0
8189 | -1 | 0
8190 | -1 | 0
8191 | -1 | 0
8192 | -1 | 0
8193 | -1 | 0
8194 | -1 | 0
8195 | -1 | 0
8196 | -1 | 0
8197 | -1 | 0
8198 | -1 | 0
8199 | -1 | 0
8200 | -1 | 0
8201 | -1 | 0
8202 | -1 | 0
8203 | -1 | 0
8204 | -1 | 0
8205 | -1 | 0
8206 | -1 | 0
8207 | -1 | 0
8208 | -1 | 0
8209 | -1 | 0
8210 | -1 | 0
8211 | -1 | 0
8212 | -1 | -0.00039956
8213 | -1 | -0.0012713
8214 | -1 | -0.0058118
8215 | -1 | -0.0063204
8216 | -1 | -0.012968
8217 | -1 | -0.013077
8218 | -1 | -0.01413
8219 | -1 | -0.014929
8220 | -1 | -0.015474
8221 | -1 | -0.016092
8222 | -1 | -0.019397
8223 | -1 | -0.022848
8224 | -1 | -0.024301
8225 | -1 | -0.027606
8226 | -1 | -0.031602
8227 | -1 | -0.033127
8228 | -1 | -0.033309
8229 | -1 | -0.035779
8230 | -1 | -0.035961
8231 | -1 | -0.036469
8232 | -1 | -0.036905
8233 | -1 | -0.038758
8234 | -1 | -0.039412
8235 | -1 | -0.039448
8236 | -1 | -0.040138
8237 | -1 | -0.040211
8238 | -1 | -0.047439
8239 | -1 | -0.050781
8240 | -1 | -0.051108
8241 | -1 | -0.054704
8242 | -1 | -0.054886
8243 | -1 | -0.056992
8244 | -1 | -0.057174
8245 | -1 | -0.05721
8246 | -1 | -0.057537
8247 | -1 | -0.057864
8248 | -1 | -0.058881
8249 | -1 | -0.063131
8250 | -1 | -0.063785
8251 | -1 | -0.06542
8252 | -1 | -0.065529
8253 | -1 | -0.067635
8254 | -1 | -0.070069
8255 | -1 | -0.071159
8256 | -1 | -0.074755
8257 | -1 | -0.077806
8258 | -1 | -0.078169
8259 | -1 | -0.080312
8260 | -1 | -0.082456
8261 | -1 | -0.083509
8262 | -1 | -0.085071
8263 | -1 | -0.08547
8264 | -1 | -0.087141
8265 | -1 | -0.087686
8266 | -1 | -0.088485
8267 | -1 | -0.091319
8268 | -1 | -0.091936
8269 | -1 | -0.097167
8270 | -1 | -0.097239
8271 | -1 | -0.10113
8272 | -1 | -0.10479
8273 | -1 | -0.10992
8274 | -1 | -0.11068
8275 | -1 | -0.11362
8276 | -1 | -0.11533
8277 | -1 | -0.11627
8278 | -1 | -0.11725
8279 | -1 | -0.11765
8280 | -1 | -0.1182
8281 | -1 | -0.12219
8282 | -1 | -0.12368
8283 | -1 | -0.12485
8284 | -1 | -0.12525
8285 | -1 | -0.1271
8286 | -1 | -0.13004
8287 | -1 | -0.13672
8288 | -1 | -0.14025
8289 | -1 | -0.14076
8290 | -1 | -0.14108
8291 | -1 | -0.14508
8292 | -1 | -0.14515
8293 | -1 | -0.14595
8294 | -1 | -0.14827
8295 | -1 | -0.14886
8296 | -1 | -0.15387
8297 | -1 | -0.15543
8298 | -1 | -0.15572
8299 | -1 | -0.16001
8300 | -1 | -0.16466
8301 | -1 | -0.16495
8302 | -1 | -0.16531
8303 | -1 | -0.16887
8304 | -1 | -0.16902
8305 | -1 | -0.17159
8306 | -1 | -0.17199
8307 | -1 | -0.17323
8308 | -1 | -0.17392
8309 | -1 | -0.17584
8310 | -1 | -0.17755
8311 | -1 | -0.17755
8312 | -1 | -0.17777
8313 | -1 | -0.17922
8314 | -1 | -0.17944
8315 | -1 | -0.18376
8316 | -1 | -0.19056
8317 | -1 | -0.19161
8318 | -1 | -0.19205
8319 | -1 | -0.19303
8320 | -1 | -0.1947
8321 | -1 | -0.19488
8322 | -1 | -0.20294
8323 | -1 | -0.20327
8324 | -1 | -0.20447
8325 | -1 | -0.20563
8326 | -1 | -0.20563
8327 | -1 | -0.20599
8328 | -1 | -0.20897
8329 | -1 | -0.21155
8330 | -1 | -0.21199
8331 | -1 | -0.21206
8332 | -1 | -0.21217
8333 | -1 | -0.21685
8334 | -1 | -0.21896
8335 | -1 | -0.22056
8336 | -1 | -0.2206
8337 | -1 | -0.22154
8338 | -1 | -0.22347
8339 | -1 | -0.22372
8340 | -1 | -0.22423
8341 | -1 | -0.2247
8342 | -1 | -0.22855
8343 | -1 | -0.23098
8344 | -1 | -0.23164
8345 | -1 | -0.23236
8346 | -1 | -0.2368
8347 | -1 | -0.23763
8348 | -1 | -0.24003
8349 | -1 | -0.24471
8350 | -1 | -0.2498
8351 | -1 | -0.25303
8352 | -1 | -0.2534
8353 | -1 | -0.25463
8354 | -1 | -0.25481
8355 | -1 | -0.25507
8356 | -1 | -0.26923
8357 | -1 | -0.27007
8358 | -1 | -0.2749
8359 | -1 | -0.27552
8360 | -1 | -0.2761
8361 | -1 | -0.27766
8362 | -1 | -0.27813
8363 | -1 | -0.281
8364 | -1 | -0.28289
8365 | -1 | -0.28416
8366 | -1 | -0.28424
8367 | -1 | -0.28551
8368 | -1 | -0.28678
8369 | -1 | -0.28899
8370 | -1 | -0.29041
8371 | -1 | -0.29157
8372 | -1 | -0.2931
8373 | -1 | -0.29375
8374 | -1 | -0.29557
8375 | -1 | -0.29713
8376 | -1 | -0.29735
8377 | -1 | -0.29749
8378 | -1 | -0.30091
8379 | -1 | -0.30149
8380 | -1 | -0.30294
8381 | -1 | -0.30294
8382 | -1 | -0.31003
8383 | -1 | -0.31017
8384 | -1 | -0.31242
8385 | -1 | -0.31464
8386 | -1 | -0.31489
8387 | -1 | -0.31722
8388 | -1 | -0.32165
8389 | -1 | -0.32198
8390 | -1 | -0.32256
8391 | -1 | -0.32989
8392 | -1 | -0.33164
8393 | -1 | -0.33222
8394 | -1 | -0.33552
8395 | -1 | -0.33567
8396 | -1 | -0.33741
8397 | -1 | -0.34192
8398 | -1 | -0.34286
8399 | -1 | -0.34352
8400 | -1 | -0.3449
8401 | -1 | -0.34613
8402 | -1 | -0.34715
8403 | -1 | -0.34875
8404 | -1 | -0.34915
8405 | -1 | -0.3514
8406 | -1 | -0.35307
8407 | -1 | -0.36128
8408 | -1 | -0.36277
8409 | -1 | -0.36288
8410 | -1 | -0.36288
8411 | -1 | -0.36506
8412 | -1 | -0.36753
8413 | -1 | -0.36756
8414 | -1 | -0.36981
8415 | -1 | -0.37018
8416 | -1 | -0.37348
8417 | -1 | -0.37544
8418 | -1 | -0.37737
8419 | -1 | -0.3781
8420 | -1 | -0.38362
8421 | -1 | -0.38471
8422 | -1 | -0.38522
8423 | -1 | -0.38961
8424 | -1 | -0.39037
8425 | -1 | -0.39117
8426 | -1 | -0.3927
8427 | -1 | -0.40054
8428 | -1 | -0.40091
8429 | -1 | -0.40458
8430 | -1 | -0.40625
8431 | -1 | -0.40748
8432 | -1 | -0.41224
8433 | -1 | -0.41329
8434 | -1 | -0.41555
8435 | -1 | -0.41566
8436 | -1 | -0.41664
8437 | -1 | -0.4174
8438 | -1 | -0.41874
8439 | -1 | -0.42056
8440 | -1 | -0.42521
8441 | -1 | -0.42859
8442 | -1 | -0.42891
8443 | -1 | -0.43095
8444 | -1 | -0.44308
8445 | -1 | -0.44341
8446 | -1 | -0.45027
8447 | -1 | -0.45321
8448 | -1 | -0.45797
8449 | -1 | -0.45837
8450 | -1 | -0.46219
8451 | -1 | -0.46335
8452 | -1 | -0.46705
8453 | -1 | -0.46716
8454 | -1 | -0.46873
8455 | -1 | -0.46949
8456 | -1 | -0.47141
8457 | -1 | -0.47218
8458 | -1 | -0.48547
8459 | -1 | -0.48972
8460 | -1 | -0.5008
8461 | -1 | -0.50418
8462 | -1 | -0.50505
8463 | -1 | -0.5073
8464 | -1 | -0.50817
8465 | -1 | -0.51235
8466 | -1 | -0.51344
8467 | -1 | -0.51391
8468 | -1 | -0.52031
8469 | -1 | -0.52288
8470 | -1 | -0.52456
8471 | -1 | -0.52797
8472 | -1 | -0.53226
8473 | -1 | -0.536
8474 | -1 | -0.5376
8475 | -1 | -0.54046
8476 | -1 | -0.54097
8477 | -1 | -0.54174
8478 | -1 | -0.54363
8479 | -1 | -0.54432
8480 | -1 | -0.54704
8481 | -1 | -0.54769
8482 | -1 | -0.55085
8483 | -1 | -0.55202
8484 | -1 | -0.55231
8485 | -1 | -0.55318
8486 | -1 | -0.55761
8487 | -1 | -0.5619
8488 | -1 | -0.56444
8489 | -1 | -0.56981
8490 | -1 | -0.57218
8491 | -1 | -0.57861
8492 | -1 | -0.57991
8493 | -1 | -0.58129
8494 | -1 | -0.58482
8495 | -1 | -0.58692
8496 | -1 | -0.58849
8497 | -1 | -0.58896
8498 | -1 | -0.58925
8499 | -1 | -0.59219
8500 | -1 | -0.59586
8501 | -1 | -0.59695
8502 | -1 | -0.60116
8503 | -1 | -0.6024
8504 | -1 | -0.60338
8505 | -1 | -0.60371
8506 | -1 | -0.60952
8507 | -1 | -0.61133
8508 | -1 | -0.61449
8509 | -1 | -0.61685
8510 | -1 | -0.62176
8511 | -1 | -0.62517
8512 | -1 | -0.62648
8513 | -1 | -0.62975
8514 | -1 | -0.6308
8515 | -1 | -0.6344
8516 | -1 | -0.64337
8517 | -1 | -0.64442
8518 | -1 | -0.64508
8519 | -1 | -0.64515
8520 | -1 | -0.64606
8521 | -1 | -0.64613
8522 | -1 | -0.65158
8523 | -1 | -0.6648
8524 | -1 | -0.66716
8525 | -1 | -0.6733
8526 | -1 | -0.67668
8527 | -1 | -0.67672
8528 | -1 | -0.67715
8529 | -1 | -0.67984
8530 | -1 | -0.68078
8531 | -1 | -0.68137
8532 | -1 | -0.68587
8533 | -1 | -0.68732
8534 | -1 | -0.68918
8535 | -1 | -0.69335
8536 | -1 | -0.69648
8537 | -1 | -0.69902
8538 | -1 | -0.70069
8539 | -1 | -0.70287
8540 | -1 | -0.70367
8541 | -1 | -0.70959
8542 | -1 | -0.71061
8543 | -1 | -0.71562
8544 | -1 | -0.71573
8545 | -1 | -0.72121
8546 | -1 | -0.72354
8547 | -1 | -0.72437
8548 | -1 | -0.72466
8549 | -1 | -0.72633
8550 | -1 | -0.73091
8551 | -1 | -0.732
8552 | -1 | -0.73313
8553 | -1 | -0.73611
8554 | -1 | -0.73876
8555 | -1 | -0.73985
8556 | -1 | -0.74145
8557 | -1 | -0.74653
8558 | -1 | -0.74922
8559 | -1 | -0.75285
8560 | -1 | -0.75518
8561 | -1 | -0.76077
8562 | -1 | -0.76237
8563 | -1 | -0.76342
8564 | -1 | -0.76353
8565 | -1 | -0.76898
8566 | -1 | -0.76974
8567 | -1 | -0.77058
8568 | -1 | -0.77276
8569 | -1 | -0.77301
8570 | -1 | -0.77959
8571 | -1 | -0.78118
8572 | -1 | -0.78311
8573 | -1 | -0.78325
8574 | -1 | -0.78569
8575 | -1 | -0.78805
8576 | -1 | -0.80269
8577 | -1 | -0.80552
8578 | -1 | -0.80636
8579 | -1 | -0.80654
8580 | -1 | -0.8085
8581 | -1 | -0.81464
8582 | -1 | -0.81544
8583 | -1 | -0.81645
8584 | -1 | -0.82027
8585 | -1 | -0.82797
8586 | -1 | -0.832
8587 | -1 | -0.83919
8588 | -1 | -0.84737
8589 | -1 | -0.86248
8590 | -1 | -0.87254
8591 | -1 | -0.87425
8592 | -1 | -0.87726
8593 | -1 | -0.88859
8594 | -1 | -0.89012
8595 | -1 | -0.89146
8596 | -1 | -0.89328
8597 | -1 | -0.89869
8598 | -1 | -0.89873
8599 | -1 | -0.90585
8600 | -1 | -0.9231
8601 | -1 | -0.92572
8602 | -1 | -0.93316
8603 | -1 | -0.95554
8604 | -1 | -0.96004
8605 | -1 | -0.96971
8606 | -1 | -0.9753
8607 | -1 | -0.98692
8608 | -1 | -0.99343
8609 | -1 | -0.99956
8610 | -1 | -1
8611 | -1 | -1
8612 | -1 | -1
8613 | -1 | -1
8614 | -1 | -1
8615 | -1 | -1
8616 | -1 | -1
8617 | -1 | -1
8618 | -1 | -1
8619 | -1 | -1
8620 | -1 | -1
8621 | -1 | -1
8622 | -1 | -1
8623 | -1 | -1
8624 | -1 | -1
8625 | -1 | -1
8626 | -1 | -1
8627 | -1 | -1
8628 | -1 | -1
8629 | -1 | -1
8630 | -1 | -1
8631 | -1 | -1
8632 | -1 | -1
8633 | -1 | -1
8634 | -1 | -1
8635 | -1 | -1
8636 | -1 | -1
8637 | -1 | -1
8638 | -1 | -1
8639 | -1 | -1
8640 | -1 | -1
8641 | -1 | -1
8642 | -1 | -1
8643 | -1 | -1
8644 | -1 | -1
8645 | -1 | -1
8646 | -1 | -1
8647 | -1 | -1
8648 | -1 | -1
8649 | -1 | -1
8650 | -1 | -1
8651 | -1 | -1
8652 | -1 | -1
8653 | -1 | -1
8654 | -1 | -1
8655 | -1 | -1
8656 | -1 | -1
8657 | -1 | -1
8658 | -1 | -1
8659 | -1 | -1
8660 | -1 | -1
8661 | -1 | -1
8662 | -1 | -1
8663 | -1 | -1
8664 | -1 | -1
8665 | -1 | -1
8666 | -1 | -1
8667 | -1 | -1
8668 | -1 | -1
8669 | -1 | -1
8670 | -1 | -1
8671 | -1 | -1
8672 | -1 | -1
8673 | -1 | -1
8674 | -1 | -1
8675 | -1 | -1
8676 | -1 | -1
8677 | -1 | -1
8678 | -1 | -1
8679 | -1 | -1
8680 | -1 | -1
8681 | -1 | -1
8682 | -1 | -1
8683 | -1 | -1
8684 | -1 | -1
8685 | -1 | -1
8686 | -1 | -1
8687 | -1 | -1
8688 | -1 | -1
8689 | -1 | -1
8690 | -1 | -1
8691 | -1 | -1
8692 | -1 | -1
8693 | -1 | -1
8694 | -1 | -1
8695 | -1 | -1
8696 | -1 | -1
8697 | -1 | -1
8698 | -1 | -1
8699 | -1 | -1
8700 | -1 | -1
8701 | -1 | -1
8702 | -1 | -1
8703 | -1 | -1
8704 | -1 | -1
8705 | -1 | -1
8706 | -1 | -1
8707 | -1 | -1
8708 | -1 | -1
8709 | -1 | -1
8710 | -1 | -1
8711 | -1 | -1
8712 | -1 | -1
8713 | -1 | -1
8714 | -1 | -1
8715 | -1 | -1
8716 | -1 | -1
8717 | -1 | -1
8718 | -1 | -1
8719 | -1 | -1
8720 | -1 | -1
8721 | -1 | -1
8722 | -1 | -1
8723 | -1 | -1
8724 | -1 | -1
8725 | -1 | -1
8726 | -1 | -1
8727 | -1 | -1
8728 | -1 | -1
8729 | -1 | -1
8730 | -1 | -1
8731 | -1 | -1
8732 | -1 | -1
8733 | -1 | -1
8734 | -1 | -1
8735 | -1 | -1
8736 | -1 | -1
8737 | -1 | -1
8738 | -1 | -1
8739 | -1 | -1
8740 | -1 | -1
8741 | -1 | -1
8742 | -1 | -1
8743 | -1 | -1
8744 | -1 | -1
8745 | -1 | -1
8746 | -1 | -1
8747 | -1 | -1
8748 | -1 | -1
8749 | -1 | -1
8750 | -1 | -1
8751 | -1 | -1
8752 | -1 | -1
8753 | -1 | -1
8754 | -1 | -1
8755 | -1 | -1
8756 | -1 | -1
8757 | -1 | -1
8758 | -1 | -1
8759 | -1 | -1
8760 | -1 | -1

## Fig. 4-5
Curtailment
TWh | East | WECC | ERCOT
January | 15.7031 | 5.2279 | 0.1626
February | 11.4489 | 6.7915 | 0.48013
March | 15.5473 | 10.2048 | 0.53444
April | 16.0455 | 16.7805 | 0.82413
May | 8.8333 | 17.0842 | 0.17155
June | 3.7584 | 10.8877 | 0.057453
July | 2.1718 | 3.6574 | 0.013891
August | 1.6916 | 3.0952 | 0.013643
September | 7.3768 | 5.1128 | 0.077614
October | 14.5001 | 4.4449 | 0.16236
November | 10.942 | 4.7548 | 0.16187
December | 13.7412 | 1.8476 | 0.014685
Figure 4-5. Monthly curtailment by interconnection in the 80% RE-ITI scenario

## Fig. 4-6
Generation
TWh | ReEDS Low-Demand Baseline | GridView Low-Demand Baseline | ReEDS 80% RE-ITI | GridView 80% RE-ITI
Nuclear | 447.7809 | 465.6678 | 350.3268 | 444.9244
Coal | 2226.9737 | 2189.1406 | 379.0615 | 384.1844
Gas | 686.0711 | 702.1441 | 112.1234 | 227.4222
Biopower | 62.5379 | 28.5186 | 663.5442 | 506.4754
Geothermal | 117.6563 | 138.4255 | 179.4002 | 206.4922
Hydropower | 351.9872 | 345.2803 | 496.1762 | 484.3717
CSP | 1.4144 | 1.3856 | 288.0902 | 271.1716
PV | 16.7727 | 16.7727 | 281.3365 | 281.3365
Wind | 265.6291 | 265.6247 | 1616.0392 | 1616.0362
Curtailment | -5.01 | -0.14112 | -105.68 | -214.3237
Losses | -248.2684 | -246.3856 | -335.4284 | -301.8002
Figure 4-6. Generation in 2050 in ReEDS and GridView in the Low-Demand Baseline and 80% RE-ITI scenarios

## Fig. 5-1 (Fig. A-18 and ES-10)
Real 2009$/MWh
Year | EIA 2009c | EPA 2009a | EIA 2010b | EPA 2010 | Core 80% RE (low) | Core 80% RE (diff) | Core 80% RE (ReEDS) | EIA 2011b | EIA 2011a
2010-01-01 | 0.13367 | -0.26923 | -0.23692 | -0.30985 | -0.1087 | 0.1949 | 0.3036 | -0.06561 | 0.00015
2011-01-01 | -0.11013 |  | -0.43079 |  | -0.1916 | 0.40778 | 0.59938 | 0.22912 | -0.1568
2012-01-01 | 0.41875 |  | -0.14293 |  | -0.27451 | 0.62066 | 0.89517 | -0.03466 | -0.72897
2013-01-01 | 3.1046 |  | 0.91965 |  | 0.11111 | 1.3352 | 1.2241 | -1.0007 | -1.0824
2014-01-01 | 3.2496 |  | 0.079904 |  | 0.49672 | 2.0497 | 1.553 | -1.1828 | -1.1661
2015-01-01 | 4.226 | 10.0689 | 0.49703 | 14.8187 | 0.76389 | 2.5989 | 1.835 | 1.5345 | 0.32316
2016-01-01 | 3.8166 |  | 2.1016 |  | 1.0311 | 3.1481 | 2.117 | 3.8985 | 0.55179
2017-01-01 | 3.4823 |  | 3.6827 |  | 1.2898 | 4.0564 | 2.7666 | 3.5791 | -0.43474
2018-01-01 | 3.4759 |  | 4.0108 |  | 1.5486 | 4.9648 | 3.4161 | 4.8133 | 0.12334
2019-01-01 | 3.5943 |  | 4.1967 |  | 1.9695 | 6.3072 | 4.3377 | 5.8181 | 0.46139
2020-01-01 | 2.4452 | 12.4211 | 4.024 | 18.3282 | 2.3904 | 7.6496 | 5.2592 | 6.9836 | 0.55482
2021-01-01 | 1.239 |  | 3.8974 |  | 3.8134 | 11.6941 | 7.8808 | 9.0724 | 0.62862
2022-01-01 | 0.88629 |  | 4.2134 |  | 5.2363 | 15.7387 | 10.5023 | 10.8092 | 0.84424
2023-01-01 | 0.96356 |  | 4.2287 |  | 5.7568 | 16.714 | 10.9572 | 12.3169 | 2.2563
2024-01-01 | 1.2022 |  | 4.7456 |  | 6.2773 | 17.6894 | 11.4121 | 13.5677 | 2.941
2025-01-01 | 1.576 | 14.4229 | 5.4207 | 22.4357 | 7.724 | 18.6509 | 10.9269 | 14.724 | 3.2162
2026-01-01 | 4.2349 |  | 7.0717 |  | 9.1707 | 19.6124 | 10.4418 | 15.8381 | 4.1824
2027-01-01 | 7.8158 |  | 9.7306 |  | 10.6896 | 21.7382 | 11.0486 | 16.1171 | 5.4177 | Figure 5-1. Average increase in retail electricity rates relative to study-specific reference/baseline scenarios
2028-01-01 | 11.0797 |  | 13.4653 |  | 12.2085 | 23.8639 | 11.6554 | 15.9615 | 7.0353
2029-01-01 | 15.0726 |  | 16.8901 |  | 12.2792 | 23.9387 | 11.6595 | 16.888 | 8.2276
2030-01-01 | 20.2538 | 14.5071 | 20.3412 | 26.1638 | 12.3499 | 24.0135 | 11.6636 | 18.3719 | 9.2062
2031-01-01 |  |  |  |  | 12.1679 | 24.1334 | 11.9655 | 19.8961 | 9.7287
2032-01-01 |  |  |  |  | 11.9859 | 24.2532 | 12.2673 | 21.4684 | 11.4138
2033-01-01 |  |  |  |  | 11.9844 | 24.2061 | 12.2217 | 22.9901 | 14.0305
2034-01-01 |  |  |  |  | 11.9828 | 24.1589 | 12.1761 | 24.9985 | 16.5512
2035-01-01 |  | 18.787 |  | 31.8971 | 12.9001 | 25.2471 | 12.347 | 27.0513 | 19.4462
2036-01-01 |  |  |  |  | 13.8174 | 26.3352 | 12.5178
2037-01-01 |  |  |  |  | 14.4903 | 27.0754 | 12.5851
2038-01-01 |  |  |  |  | 15.1633 | 27.8156 | 12.6523
2039-01-01 |  |  |  |  | 17.7441 | 31.4374 | 13.6933
2040-01-01 |  | 27.115 |  | 39.0965 | 20.3249 | 35.0592 | 14.7343
2041-01-01 |  |  |  |  | 20.9711 | 36.379 | 15.4079
2042-01-01 |  |  |  |  | 21.6173 | 37.6987 | 16.0814
2043-01-01 |  |  |  |  | 22.4286 | 38.731 | 16.3024
2044-01-01 |  |  |  |  | 23.24 | 39.7633 | 16.5234
2045-01-01 |  | 33.3125 |  | 48.0485 | 23.5195 | 41.2685 | 17.749
2046-01-01 |  |  |  |  | 23.7989 | 42.7736 | 18.9747
2047-01-01 |  |  |  |  | 23.741 | 44.2624 | 20.5214
2048-01-01 |  |  |  |  | 23.6831 | 45.7513 | 22.0682
2049-01-01 |  |  |  |  | 23.6397 | 47.6423 | 24.0026
2050-01-01 |  | 41.0615 |  | 53.0201 | 23.5964 | 49.5333 | 25.937

## Fig. A-2
(a) Dedicated Biopower
|  | 2010 NTI |  | 2050 ITI |  | 2050 ETI
| GW | LCOE (2009$/MWh) | GW | LCOE (2009$/MWh) | GW | LCOE (2009$/MWh)
| 0 | 104.12 | 0 | 100.93 | 0 | 82.2
| 3.8361 | 104.12 | 4.4499 | 100.93 | 6.6535 | 82.2
| 3.8361 | 115.7 | 4.4499 | 110.88 | 6.6535 | 88.9
| 16.9526 | 115.7 | 19.665 | 110.88 | 29.4034 | 88.9
| 16.9526 | 127.06 | 19.665 | 120.72 | 29.4034 | 95.5
| 50.6538 | 127.06 | 58.7584 | 120.72 | 87.8565 | 95.5
| 50.6538 | 138.61 | 58.7584 | 130.67 | 87.8565 | 102.1
| 82.2698 | 138.61 | 95.433 | 130.67 | 142.6929 | 102.1
Figure A-2. Supply curves for dedicated biopower, wind energy, and concentrating solar power technologies
(a) Dedicated Biopower
(b) Onshore Wind and Offshore Wind (fixed-bottom)
|  | 2010 NTI (Onshore) |  | 2050 ITI (Onshore) |  | 2050 ETI (Onshore) |  | 2010 NTI (Offshore) |  | 2050 ITI (Offshore) |  | 2050 ETI (Offshore)
| GW | LCOE (2009$/MWh) | GW | LCOE (2009$/MWh) | GW | LCOE (2009$/MWh) | GW | LCOE (2009$/MWh) | GW | LCOE (2009$/MWh) | GW | LCOE (2009$/MWh)
| 0 | 63.1769 | 0 | 63.1769 | 0 | 45.8831 | 8918.9708 | 105.165 | 8918.9708 | 89.4292 | 8918.9708 | 70.6553
| 15.8626 | 63.1769 | 15.8626 | 63.1769 | 15.8626 | 45.8831 | 8920.6696 | 105.165 | 8920.6696 | 89.4292 | 8920.6696 | 70.6553
| 15.8626 | 66.028 | 15.8626 | 64.7349 | 15.8626 | 49.3107 | 8920.6696 | 109.7611 | 8920.6696 | 93.3242 | 8920.6696 | 75.563
| 80.1719 | 66.028 | 80.1719 | 64.7349 | 80.1719 | 49.3107 | 8998.7782 | 109.7611 | 8998.7782 | 93.3242 | 8998.7782 | 75.563
| 80.1719 | 69.5024 | 80.1719 | 68.0067 | 80.1719 | 52.3488 | 8998.7782 | 116.85 | 8998.7782 | 99.3225 | 8998.7782 | 79.6917
| 1189.0992 | 69.5024 | 1189.0992 | 68.0067 | 1189.0992 | 52.3488 | 9122.235 | 116.85 | 9122.235 | 99.3225 | 9122.235 | 79.6917
| 1189.0992 | 80.7044 | 1189.0992 | 76.0538 | 1189.0992 | 55.7764 | 9122.235 | 134.767 | 9122.235 | 112.3318 | 9122.235 | 84.4436
| 4733.2262 | 80.7044 | 4733.2262 | 76.0538 | 4733.2262 | 55.7764 | 9275.9728 | 134.767 | 9275.9728 | 112.3318 | 9275.9728 | 84.4436
| 4733.2262 | 90.8314 | 4733.2262 | 83.9762 | 4733.2262 | 62.6316 | 9275.9728 | 145.9846 | 9275.9728 | 119.2649 | 9275.9728 | 93.8539 | (b) Onshore Wind and Offshore Wind (fixed-bottom)
| 8918.9708 | 90.8314 | 8918.9708 | 83.9762 | 8918.9708 | 62.6316 | 9603.4138 | 145.9846 | 9603.4138 | 119.2649 | 9603.4138 | 93.8539
(c) Concentrating Solar Power (6 hours of storage, dry-cooled)
|  | 2010 NTI |  | 2050 ITI |  | 2050 ETI
| GW | LCOE (2009$/MWh) | GW | LCOE (2009$/MWh) | GW | LCOE (2009$/MWh)
| 0 | 194.332 | 0 | 119.168 | 0 | 79.04
| 100.2976 | 194.332 | 100.2976 | 119.168 | 100.2976 | 79.04
| 100.2976 | 203.3456 | 100.2976 | 124.184 | 100.2976 | 82.232
| 545.8143 | 203.3456 | 545.8143 | 124.184 | 545.8143 | 82.232
| 545.8143 | 203.376 | 545.8143 | 126.768 | 545.8143 | 83.904
| 2544.4126 | 203.376 | 2544.4126 | 126.768 | 2544.4126 | 83.904 | [6 empty] | (c) Concentrating Solar Power (6 hours of storage, dry-cooled)
| 2544.4126 | 224.2 | 2544.4126 | 138.624 | 2544.4126 | 91.504
| 14291.865 | 224.2 | 14291.865 | 138.624 | 14291.865 | 91.504
| 14291.865 | 273.22 | 14291.865 | 165.528 | 14291.865 | 108.8776
| 37046.5053 | 273.22 | 37046.5053 | 165.528 | 37046.5053 | 108.8776

## Fig. A-3
(a) Utility-Scale Solar PV | [7 empty] | (c) Geothermal (hydrothermal, dry-cooled)
|  | 2010 NTI |  | 2050 ITI |  | 2050 ETI |  |  |  | 2010 NTI |  | 2050 ITI |  | 2050 ETI
| GW | LCOE (2009$/MWh) | GW | LCOE (2009$/MWh) | GW | LCOE (2009$/MWh) |  |  | GW | LCOE (2009$/MWh) | GW | LCOE (2009$/MWh) | GW | LCOE (2009$/MWh)
| 0 | 196.6 | 0 | 102.9 | 0 | 78.1 |  |  | 0 | 68.529 | 0 | 68.529 | 0 | 60.897
| 11718 | 196.6 | 11718 | 102.9 | 11718 | 78.1 |  |  | 0.12416 | 68.529 | 0.12416 | 68.529 | 0.12416 | 60.897
| 11718 | 214.1 | 11718 | 111.9 | 11718 | 84.9 |  |  | 0.12416 | 68.529 | 0.12416 | 68.529 | 0.12416 | 60.9049
| 27346 | 214.1 | 27346 | 111.9 | 27346 | 84.9 |  |  | 0.17569 | 68.529 | 0.17569 | 68.529 | 0.17569 | 60.9049
| 27346 | 241.6 | 27346 | 126.4 | 27346 | 95.9 |  |  | 0.17569 | 69.0855 | 0.17569 | 69.0855 | 0.17569 | 61.374
| 52049 | 241.6 | 52049 | 126.4 | 52049 | 95.9 |  |  | 8.5632 | 69.0855 | 8.5632 | 69.0855 | 8.5632 | 61.374
| 52049 | 260.2 | 52049 | 136.1 | 52049 | 103.3 |  |  | 8.5632 | 69.324 | 8.5632 | 69.324 | 8.5632 | 61.4535
| 67216 | 260.2 | 67216 | 136.1 | 67216 | 103.3 |  |  | 10.8543 | 69.324 | 10.8543 | 69.324 | 10.8543 | 61.4535
| 67216 | 285 | 67216 | 149.1 | 67216 | 113.1 |  |  | 10.8543 | 70.596 | 10.8543 | 70.596 | 10.8543 | 62.4075
| 75985 | 285 | 75985 | 149.1 | 75985 | 113.1 |  |  | 12.0828 | 70.596 | 12.0828 | 70.596 | 12.0828 | 62.4075
[7 empty] | Figure A-3. Supply curves for utility-scale solar photovoltaic, hydropower, and geothermal energy technologies |  | 12.0828 | 73.2195 | 12.0828 | 73.2195 | 12.0828 | 64.7925 | (c) Geothermal (hydrothermal, dry-cooled)
[7 empty] | (a) Utility-Scale Solar PV |  | 12.1846 | 73.2195 | 12.1846 | 73.2195 | 12.1846 | 64.7925
(b) Hydropower (run-of-river) | [8 empty] | 12.1846 | 73.617 | 12.1846 | 73.617 | 12.1846 | 65.1105
|  | 2010 NTI |  | 2050 ITI |  | 2050 ETI |  |  | 13.3525 | 73.617 | 13.3525 | 73.617 | 13.3525 | 65.1105
| GW | LCOE (2009$/MWh) | GW | LCOE (2009$/MWh) | GW | LCOE (2009$/MWh) |  |  | 13.3525 | 83.475 | 13.3525 | 83.475 | 13.3525 | 73.299
| 0 | 67.8745 | 0 | 67.8745 | 0 | 65.6095 |  |  | 15.2988 | 83.475 | 15.2988 | 83.475 | 15.2988 | 73.299
| 0.18358 | 67.8745 | 0.18358 | 67.8745 | 0.18358 | 65.6095 |  |  | 15.2988 | 87.8475 | 15.2988 | 87.8475 | 15.2988 | 76.8765
| 0.18358 | 79.9545 | 0.18358 | 79.9545 | 0.18358 | 77.6895 |  |  | 19.1467 | 87.8475 | 19.1467 | 87.8475 | 19.1467 | 76.8765
| 0.32581 | 81.1625 | 0.32581 | 81.1625 | 0.32581 | 78.8975 |  |  | 19.1467 | 89.676 | 19.1467 | 89.676 | 19.1467 | 78.4665
| 0.32581 | 79.9545 | 0.32581 | 79.9545 | 0.32581 | 77.6895 |  |  | 19.6092 | 89.676 | 19.6092 | 89.676 | 19.6092 | 78.4665
| 0.32581 | 81.1625 | 0.32581 | 81.1625 | 0.32581 | 78.8975 |  |  | 19.6092 | 90.789 | 19.6092 | 90.789 | 19.6092 | 79.4205
| 0.32581 | 85.5793 | 0.32581 | 85.5793 | 0.32581 | 83.3143 |  |  | 20.2019 | 90.789 | 20.2019 | 90.789 | 20.2019 | 79.4205
| 0.61495 | 85.5793 | 0.61495 | 85.5793 | 0.61495 | 83.3143 |  |  | 20.2019 | 95.0025 | 20.2019 | 95.0025 | 20.2019 | 82.839
| 0.61495 | 85.617 | 0.61495 | 85.617 | 0.61495 | 83.352 |  |  | 21.3555 | 95.0025 | 21.3555 | 95.0025 | 21.3555 | 82.839
| 0.6503 | 85.617 | 0.6503 | 85.617 | 0.6503 | 83.352 |  |  | 21.3555 | 114.8775 | 21.3555 | 114.8775 | 21.3555 | 99.375
| 0.6503 | 89.241 | 0.6503 | 89.241 | 0.6503 | 86.976 | (b) Hydropower (run-of-river) |  | 21.5438 | 114.8775 | 21.5438 | 114.8775 | 21.5438 | 99.375
| 0.66803 | 89.241 | 0.66803 | 89.241 | 0.66803 | 86.976 |  |  | 21.5438 | 120.7605 | 21.5438 | 120.7605 | 21.5438 | 104.145
| 0.66803 | 90.147 | 0.66803 | 90.147 | 0.66803 | 87.882 |  |  | 21.6446 | 120.7605 | 21.6446 | 120.7605 | 21.6446 | 104.145
| 0.90137 | 90.147 | 0.90137 | 90.147 | 0.90137 | 87.882 |  |  | 21.6446 | 131.97 | 21.6446 | 131.97 | 21.6446 | 113.6055
| 0.90137 | 91.8835 | 0.90137 | 91.8835 | 0.90137 | 89.6185 |  |  | 22.0522 | 131.97 | 22.0522 | 131.97 | 22.0522 | 113.6055
| 5.9309 | 91.8835 | 5.9309 | 91.8835 | 5.9309 | 89.6185 |  |  | 22.0522 | 139.8405 | 22.0522 | 139.8405 | 22.0522 | 120.1007
| 5.9309 | 92.4875 | 5.9309 | 92.4875 | 5.9309 | 90.2225 |  |  | 22.2536 | 139.8405 | 22.2536 | 139.8405 | 22.2536 | 120.1007
| 6.9227 | 92.4875 | 6.9227 | 92.4875 | 6.9227 | 90.2225 |  |  | 22.2536 | 140.7945 | 22.2536 | 140.7945 | 22.2536 | 120.9195
| 6.9227 | 96.1115 | 6.9227 | 96.1115 | 6.9227 | 93.8465 |  |  | 22.3155 | 140.7945 | 22.3155 | 140.7945 | 22.3155 | 120.9195
| 7.5226 | 96.1115 | 7.5226 | 96.1115 | 7.5226 | 93.8465 |  |  | 22.3155 | 147.075 | 22.3155 | 147.075 | 22.3155 | 126.1665
| 7.5226 | 97.848 | 7.5226 | 97.848 | 7.5226 | 95.583 |  |  | 22.3425 | 147.075 | 22.3425 | 147.075 | 22.3425 | 126.1665
| 8.7637 | 97.848 | 8.7637 | 97.848 | 8.7637 | 95.583 |  |  | 22.3425 | 155.1045 | 22.3425 | 155.1045 | 22.3425 | 132.765
| 8.7637 | 98.2255 | 8.7637 | 98.2255 | 8.7637 | 95.9605 |  |  | 22.3594 | 155.1045 | 22.3594 | 155.1045 | 22.3594 | 132.765
| 9.0156 | 98.2255 | 9.0156 | 98.2255 | 9.0156 | 95.9605 |  |  | 22.3594 | 172.7535 | 22.3594 | 172.7535 | 22.3594 | 147.393
| 9.0156 | 98.9805 | 9.0156 | 98.9805 | 9.0156 | 96.7155 |  |  | 22.743 | 172.7535 | 22.743 | 172.7535 | 22.743 | 147.393
| 9.1812 | 98.9805 | 9.1812 | 98.9805 | 9.1812 | 96.7155 |  |  | 22.743 | 201.0555 | 22.743 | 201.0555 | 22.743 | 170.925
| 9.1812 | 99.5845 | 9.1812 | 99.5845 | 9.1812 | 97.3195 |  |  | 22.7803 | 201.0555 | 22.7803 | 201.0555 | 22.7803 | 170.925
| 10.9219 | 99.8865 | 10.9219 | 99.8865 | 10.9219 | 97.6215 |  |  | 22.7803 | 204.474 | 22.7803 | 204.474 | 22.7803 | 173.787
| 10.9219 | 99.5845 | 10.9219 | 99.5845 | 10.9219 | 97.3195 |  |  | 22.7943 | 204.474 | 22.7943 | 204.474 | 22.7943 | 173.787
| 10.9219 | 99.8865 | 10.9219 | 99.8865 | 10.9219 | 97.6215 |  |  | 22.7943 | 210.039 | 22.7943 | 210.039 | 22.7943 | 178.3185
| 10.9219 | 101.019 | 10.9219 | 101.019 | 10.9219 | 98.754 |  |  | 24.0539 | 210.039 | 24.0539 | 210.039 | 24.0539 | 178.3185
| 11.1608 | 101.019 | 11.1608 | 101.019 | 11.1608 | 98.754 |  |  | 24.0539 | 210.993 | 24.0539 | 210.993 | 24.0539 | 179.1135
| 11.1608 | 102.529 | 11.1608 | 102.529 | 11.1608 | 100.264 |  |  | 24.2511 | 210.993 | 24.2511 | 210.993 | 24.2511 | 179.1135
| 11.2597 | 102.529 | 11.2597 | 102.529 | 11.2597 | 100.264 |  |  | 24.2511 | 211.5495 | 24.2511 | 211.5495 | 24.2511 | 179.5905
| 11.2597 | 103.284 | 11.2597 | 103.284 | 11.2597 | 101.019 |  |  | 24.9362 | 211.5495 | 24.9362 | 211.5495 | 24.9362 | 179.5905
| 11.3365 | 103.284 | 11.3365 | 103.284 | 11.3365 | 101.019 |  |  | 24.9362 | 217.353 | 24.9362 | 217.353 | 24.9362 | 184.44
| 11.3365 | 103.888 | 11.3365 | 103.888 | 11.3365 | 101.623 |  |  | 24.9685 | 217.353 | 24.9685 | 217.353 | 24.9685 | 184.44
| 11.4087 | 104.341 | 11.4087 | 104.341 | 11.4087 | 102.076 |  |  | 24.9685 | 222.9975 | 24.9685 | 222.9975 | 24.9685 | 189.1305
| 11.4087 | 103.888 | 11.4087 | 103.888 | 11.4087 | 101.623 |  |  | 25.2264 | 222.9975 | 25.2264 | 222.9975 | 25.2264 | 189.1305
| 11.4087 | 104.341 | 11.4087 | 104.341 | 11.4087 | 102.076 |  |  | 25.2264 | 224.667 | 25.2264 | 224.667 | 25.2264 | 190.482
| 11.4087 | 104.341 | 11.4087 | 104.341 | 11.4087 | 102.076 |  |  | 25.3487 | 224.667 | 25.3487 | 224.667 | 25.3487 | 190.482
| 16.8842 | 104.341 | 16.8842 | 104.341 | 16.8842 | 102.076 |  |  | 25.3487 | 228.801 | 25.3487 | 228.801 | 25.3487 | 193.9005
| 16.8842 | 108.267 | 16.8842 | 108.267 | 16.8842 | 106.002 |  |  | 25.531 | 228.801 | 25.531 | 228.801 | 25.531 | 193.9005
| 16.9521 | 108.267 | 16.9521 | 108.267 | 16.9521 | 106.002 |  |  | 25.531 | 242.2763 | 25.531 | 242.2763 | 25.531 | 205.11
| 16.9521 | 109.173 | 16.9521 | 109.173 | 16.9521 | 106.908 |  |  | 25.5698 | 242.2763 | 25.5698 | 242.2763 | 25.5698 | 205.11
| 17.0276 | 109.173 | 17.0276 | 109.173 | 17.0276 | 106.908 |  |  | 25.5698 | 242.952 | 25.5698 | 242.952 | 25.5698 | 205.6665
| 17.0276 | 110.532 | 17.0276 | 110.532 | 17.0276 | 108.267 |  |  | 25.5837 | 242.952 | 25.5837 | 242.952 | 25.5837 | 205.6665
| 18.0467 | 111.2115 | 18.0467 | 111.2115 | 18.0467 | 108.9465 |  |  | 25.5837 | 248.199 | 25.5837 | 248.199 | 25.5837 | 210.039
| 18.0467 | 110.532 | 18.0467 | 110.532 | 18.0467 | 108.267 |  |  | 25.7579 | 248.199 | 25.7579 | 248.199 | 25.7579 | 210.039
| 18.0467 | 111.2115 | 18.0467 | 111.2115 | 18.0467 | 108.9465 |  |  | 25.7579 | 276.978 | 25.7579 | 276.978 | 25.7579 | 234.048
| 18.0467 | 112.8725 | 18.0467 | 112.8725 | 18.0467 | 110.6075 |  |  | 26.6252 | 276.978 | 26.6252 | 276.978 | 26.6252 | 234.048
| 18.3395 | 112.8725 | 18.3395 | 112.8725 | 18.3395 | 110.6075 |  |  | 26.6252 | 278.0115 | 26.6252 | 278.0115 | 26.6252 | 234.7635
| 18.3395 | 114.005 | 18.3395 | 114.005 | 18.3395 | 111.74 |  |  | 27.3368 | 278.0115 | 27.3368 | 278.0115 | 27.3368 | 234.7635
| 18.8328 | 114.005 | 18.8328 | 114.005 | 18.8328 | 111.74 |  |  | 27.3368 | 278.9655 | 27.3368 | 278.9655 | 27.3368 | 235.5585
| 18.8328 | 115.4395 | 18.8328 | 115.4395 | 18.8328 | 113.1745 |  |  | 27.3429 | 278.9655 | 27.3429 | 278.9655 | 27.3429 | 235.5585
| 20.9199 | 115.4395 | 20.9199 | 115.4395 | 20.9199 | 113.1745 |  |  | 27.3429 | 279.204 | 27.3429 | 279.204 | 27.3429 | 235.797
| 20.9199 | 115.4395 | 20.9199 | 115.4395 | 20.9199 | 113.1745 |  |  | 27.65 | 279.204 | 27.65 | 279.204 | 27.65 | 235.797
| 20.926 | 115.4395 | 20.926 | 115.4395 | 20.926 | 113.1745 |  |  | 27.65 | 293.037 | 27.65 | 293.037 | 27.65 | 247.1655
| 20.926 | 115.4395 | 20.926 | 115.4395 | 20.926 | 113.1745 |  |  | 27.6622 | 293.037 | 27.6622 | 293.037 | 27.6622 | 247.1655
| 22.4111 | 115.4395 | 22.4111 | 115.4395 | 22.4111 | 113.1745 |  |  | 27.6622 | 297.807 | 27.6622 | 297.807 | 27.6622 | 251.1405
| 22.4111 | 116.1945 | 22.4111 | 116.1945 | 22.4111 | 113.9295 |  |  | 27.6849 | 297.807 | 27.6849 | 297.807 | 27.6849 | 251.1405
| 22.485 | 116.1945 | 22.485 | 116.1945 | 22.485 | 113.9295 |  |  | 27.6849 | 298.3635 | 27.6849 | 298.3635 | 27.6849 | 251.6175
| 22.485 | 116.27 | 22.485 | 116.27 | 22.485 | 114.005 |  |  | 27.6981 | 298.3635 | 27.6981 | 298.3635 | 27.6981 | 251.6175
| 26.9594 | 116.27 | 26.9594 | 116.27 | 26.9594 | 114.005 |  |  | 27.6981 | 298.8405 | 27.6981 | 298.8405 | 27.6981 | 252.0945
| 26.9594 | 117.025 | 26.9594 | 117.025 | 26.9594 | 114.76 |  |  | 27.7354 | 298.8405 | 27.7354 | 298.8405 | 27.7354 | 252.0945
| 28.5315 | 117.025 | 28.5315 | 117.025 | 28.5315 | 114.76 |  |  | 27.7354 | 299.397 | 27.7354 | 299.397 | 27.7354 | 252.492
| 28.5315 | 120.045 | 28.5315 | 120.045 | 28.5315 | 117.78 |  |  | 28.0358 | 299.397 | 28.0358 | 299.397 | 28.0358 | 252.492
| 28.5999 | 121.1775 | 28.5999 | 121.1775 | 28.5999 | 118.9125 |  |  | 28.0358 | 303.6105 | 28.0358 | 303.6105 | 28.0358 | 255.99
| 28.5999 | 120.045 | 28.5999 | 120.045 | 28.5999 | 117.78 |  |  | 28.0487 | 303.6105 | 28.0487 | 303.6105 | 28.0487 | 255.99
| 28.5999 | 121.1775 | 28.5999 | 121.1775 | 28.5999 | 118.9125 |  |  | 28.0487 | 308.6429 | 28.0487 | 308.6429 | 28.0487 | 260.2035
| 28.5999 | 121.6305 | 28.5999 | 121.6305 | 28.5999 | 119.3655 |  |  | 28.0578 | 308.6429 | 28.0578 | 308.6429 | 28.0578 | 260.2035
| 28.7608 | 121.6305 | 28.7608 | 121.6305 | 28.7608 | 119.3655 |  |  | 28.0578 | 321.7365 | 28.0578 | 321.7365 | 28.0578 | 271.0155
| 28.7608 | 121.7815 | 28.7608 | 121.7815 | 28.7608 | 119.5165 |  |  | 28.0732 | 321.7365 | 28.0732 | 321.7365 | 28.0732 | 271.0155
| 38.6256 | 121.7815 | 38.6256 | 121.7815 | 38.6256 | 119.5165 |  |  | 28.0732 | 324.201 | 28.0732 | 324.201 | 28.0732 | 273.0825
| 38.6256 | 121.7815 | 38.6256 | 121.7815 | 38.6256 | 119.5165 |  |  | 28.0878 | 324.201 | 28.0878 | 324.201 | 28.0878 | 273.0825
| 42.2065 | 121.7815 | 42.2065 | 121.7815 | 42.2065 | 119.5165 |  |  | 28.0878 | 343.122 | 28.0878 | 343.122 | 28.0878 | 288.8235
| 42.2065 | 122.0835 | 42.2065 | 122.0835 | 42.2065 | 119.8185 |  |  | 28.126 | 343.122 | 28.126 | 343.122 | 28.126 | 288.8235
| 42.2896 | 122.0835 | 42.2896 | 122.0835 | 42.2896 | 119.8185 |  |  | 28.126 | 383.7465 | 28.126 | 383.7465 | 28.126 | 322.5315
| 42.2896 | 122.914 | 42.2896 | 122.914 | 42.2896 | 120.649 |  |  | 29.1681 | 383.7465 | 29.1681 | 383.7465 | 29.1681 | 322.5315
| 42.3655 | 122.914 | 42.3655 | 122.914 | 42.3655 | 120.649 |  |  | 29.1681 | 386.4495 | 29.1681 | 386.4495 | 29.1681 | 324.837
| 42.3655 | 123.216 | 42.3655 | 123.216 | 42.3655 | 120.951 |  |  | 29.1826 | 386.4495 | 29.1826 | 386.4495 | 29.1826 | 324.837
| 43.2433 | 123.216 | 43.2433 | 123.216 | 43.2433 | 120.951 |  |  | 29.1826 | 389.6295 | 29.1826 | 389.6295 | 29.1826 | 327.4605
| 43.2433 | 123.518 | 43.2433 | 123.518 | 43.2433 | 121.253 |  |  | 29.1944 | 389.6295 | 29.1944 | 389.6295 | 29.1944 | 327.4605
| 44.0824 | 123.518 | 44.0824 | 123.518 | 44.0824 | 121.253 |  |  | 29.1944 | 395.91 | 29.1944 | 395.91 | 29.1944 | 332.628
| 44.0824 | 123.518 | 44.0824 | 123.518 | 44.0824 | 121.253 |  |  | 29.2027 | 395.91 | 29.2027 | 395.91 | 29.2027 | 332.628
| 44.0824 | 123.518 | 44.0824 | 123.518 | 44.0824 | 121.253 |  |  | 29.2027 | 395.9895 | 29.2027 | 395.9895 | 29.2027 | 332.7075
| 44.0824 | 123.518 | 44.0824 | 123.518 | 44.0824 | 121.253 |  |  | 29.2109 | 395.9895 | 29.2109 | 395.9895 | 29.2109 | 332.7075
| 44.1577 | 123.518 | 44.1577 | 123.518 | 44.1577 | 121.253 |  |  | 29.2109 | 397.7385 | 29.2109 | 397.7385 | 29.2109 | 334.1385
| 44.1577 | 123.518 | 44.1577 | 123.518 | 44.1577 | 121.253 |  |  | 29.6574 | 397.7385 | 29.6574 | 397.7385 | 29.6574 | 334.1385
| 44.3418 | 123.518 | 44.3418 | 123.518 | 44.3418 | 121.253 |  |  | 29.6574 | 397.7385 | 29.6574 | 397.7385 | 29.6574 | 334.1385
| 44.3418 | 123.518 | 44.3418 | 123.518 | 44.3418 | 121.253 |  |  | 30.3162 | 397.7385 | 30.3162 | 397.7385 | 30.3162 | 334.1385
| 44.3418 | 123.518 | 44.3418 | 123.518 | 44.3418 | 121.253 |  |  | 30.3162 | 398.8515 | 30.3162 | 398.8515 | 30.3162 | 335.013
| 44.3418 | 123.518 | 44.3418 | 123.518 | 44.3418 | 121.253 |  |  | 30.3233 | 398.8515 | 30.3233 | 398.8515 | 30.3233 | 335.013
| 44.3575 | 123.518 | 44.3575 | 123.518 | 44.3575 | 121.253 |  |  | 30.3233 | 416.898 | 30.3233 | 416.898 | 30.3233 | 350.0385
| 44.3575 | 123.518 | 44.3575 | 123.518 | 44.3575 | 121.253 |  |  | 30.6808 | 416.898 | 30.6808 | 416.898 | 30.6808 | 350.0385
| 44.3575 | 123.518 | 44.3575 | 123.518 | 44.3575 | 121.253 |  |  | 30.6808 | 431.526 | 30.6808 | 431.526 | 30.6808 | 362.202
| 44.3575 | 123.518 | 44.3575 | 123.518 | 44.3575 | 121.253 |  |  | 30.695 | 431.526 | 30.695 | 431.526 | 30.695 | 362.202
| 44.3575 | 123.518 | 44.3575 | 123.518 | 44.3575 | 121.253 |  |  | 30.695 | 453.15 | 30.695 | 453.15 | 30.695 | 380.169
| 44.3575 | 123.518 | 44.3575 | 123.518 | 44.3575 | 121.253 |  |  | 31.4668 | 453.15 | 31.4668 | 453.15 | 31.4668 | 380.169
| 44.3575 | 123.518 | 44.3575 | 123.518 | 44.3575 | 121.253 |  |  | 31.4668 | 937.305 | 31.4668 | 937.305 | 31.4668 | 782.28
| 44.3575 | 123.518 | 44.3575 | 123.518 | 44.3575 | 121.253 |  |  | 31.4765 | 937.305 | 31.4765 | 937.305 | 31.4765 | 782.28
| 44.3575 | 123.518 | 44.3575 | 123.518 | 44.3575 | 121.253
| 44.3575 | 123.518 | 44.3575 | 123.518 | 44.3575 | 121.253
| 44.6928 | 123.518 | 44.6928 | 123.518 | 44.6928 | 121.253
| 44.6928 | 123.518 | 44.6928 | 123.518 | 44.6928 | 121.253
| 44.9909 | 123.518 | 44.9909 | 123.518 | 44.9909 | 121.253
| 44.9909 | 123.518 | 44.9909 | 123.518 | 44.9909 | 121.253
| 44.9909 | 123.518 | 44.9909 | 123.518 | 44.9909 | 121.253
| 44.9909 | 123.518 | 44.9909 | 123.518 | 44.9909 | 121.253
| 44.9909 | 123.518 | 44.9909 | 123.518 | 44.9909 | 121.253
| 44.9909 | 123.518 | 44.9909 | 123.518 | 44.9909 | 121.253
| 44.9909 | 123.518 | 44.9909 | 123.518 | 44.9909 | 121.253
| 44.9909 | 123.518 | 44.9909 | 123.518 | 44.9909 | 121.253
| 44.9909 | 123.518 | 44.9909 | 123.518 | 44.9909 | 121.253
| 44.9909 | 123.518 | 44.9909 | 123.518 | 44.9909 | 121.253
| 45.7786 | 123.518 | 45.7786 | 123.518 | 45.7786 | 121.253
| 45.7786 | 123.518 | 45.7786 | 123.518 | 45.7786 | 121.253
| 45.8177 | 123.518 | 45.8177 | 123.518 | 45.8177 | 121.253
| 45.8177 | 123.518 | 45.8177 | 123.518 | 45.8177 | 121.253
| 45.8177 | 123.518 | 45.8177 | 123.518 | 45.8177 | 121.253
| 45.8177 | 123.518 | 45.8177 | 123.518 | 45.8177 | 121.253
| 45.8177 | 123.518 | 45.8177 | 123.518 | 45.8177 | 121.253
| 45.8177 | 123.518 | 45.8177 | 123.518 | 45.8177 | 121.253
| 45.8177 | 123.518 | 45.8177 | 123.518 | 45.8177 | 121.253
| 45.8177 | 123.518 | 45.8177 | 123.518 | 45.8177 | 121.253
| 45.848 | 123.518 | 45.848 | 123.518 | 45.848 | 121.253
| 45.848 | 123.518 | 45.848 | 123.518 | 45.848 | 121.253
| 45.8933 | 123.518 | 45.8933 | 123.518 | 45.8933 | 121.253
| 45.8933 | 123.518 | 45.8933 | 123.518 | 45.8933 | 121.253
| 45.8933 | 123.518 | 45.8933 | 123.518 | 45.8933 | 121.253
| 45.8933 | 123.518 | 45.8933 | 123.518 | 45.8933 | 121.253
| 45.9053 | 123.518 | 45.9053 | 123.518 | 45.9053 | 121.253
| 45.9053 | 123.518 | 45.9053 | 123.518 | 45.9053 | 121.253
| 45.9053 | 123.518 | 45.9053 | 123.518 | 45.9053 | 121.253
| 45.9053 | 123.518 | 45.9053 | 123.518 | 45.9053 | 121.253
| 45.9053 | 123.518 | 45.9053 | 123.518 | 45.9053 | 121.253
| 45.9053 | 123.518 | 45.9053 | 123.518 | 45.9053 | 121.253
| 46.0407 | 123.518 | 46.0407 | 123.518 | 46.0407 | 121.253
| 46.0407 | 123.518 | 46.0407 | 123.518 | 46.0407 | 121.253
| 46.2455 | 123.518 | 46.2455 | 123.518 | 46.2455 | 121.253
| 46.2455 | 123.518 | 46.2455 | 123.518 | 46.2455 | 121.253
| 47.3485 | 123.518 | 47.3485 | 123.518 | 47.3485 | 121.253
| 47.3485 | 123.518 | 47.3485 | 123.518 | 47.3485 | 121.253
| 47.4079 | 123.518 | 47.4079 | 123.518 | 47.4079 | 121.253
| 47.4079 | 123.518 | 47.4079 | 123.518 | 47.4079 | 121.253
| 47.4079 | 123.518 | 47.4079 | 123.518 | 47.4079 | 121.253
| 47.4079 | 123.518 | 47.4079 | 123.518 | 47.4079 | 121.253
| 47.4079 | 123.518 | 47.4079 | 123.518 | 47.4079 | 121.253
| 47.4079 | 123.518 | 47.4079 | 123.518 | 47.4079 | 121.253
| 47.4079 | 123.518 | 47.4079 | 123.518 | 47.4079 | 121.253
| 47.4079 | 123.518 | 47.4079 | 123.518 | 47.4079 | 121.253
| 47.5892 | 123.518 | 47.5892 | 123.518 | 47.5892 | 121.253
| 47.5892 | 123.518 | 47.5892 | 123.518 | 47.5892 | 121.253
| 47.6788 | 123.518 | 47.6788 | 123.518 | 47.6788 | 121.253
| 47.6788 | 123.518 | 47.6788 | 123.518 | 47.6788 | 121.253
| 47.6788 | 123.518 | 47.6788 | 123.518 | 47.6788 | 121.253
| 47.6788 | 123.518 | 47.6788 | 123.518 | 47.6788 | 121.253
| 47.6965 | 123.518 | 47.6965 | 123.518 | 47.6965 | 121.253
| 47.6965 | 123.518 | 47.6965 | 123.518 | 47.6965 | 121.253
| 47.7969 | 123.518 | 47.7969 | 123.518 | 47.7969 | 121.253
| 47.7969 | 123.518 | 47.7969 | 123.518 | 47.7969 | 121.253
| 47.7969 | 123.518 | 47.7969 | 123.518 | 47.7969 | 121.253
| 47.7969 | 123.518 | 47.7969 | 123.518 | 47.7969 | 121.253
| 47.7969 | 123.518 | 47.7969 | 123.518 | 47.7969 | 121.253
| 47.7969 | 123.518 | 47.7969 | 123.518 | 47.7969 | 121.253
| 47.8126 | 123.518 | 47.8126 | 123.518 | 47.8126 | 121.253
| 47.8126 | 123.518 | 47.8126 | 123.518 | 47.8126 | 121.253
| 47.8126 | 123.518 | 47.8126 | 123.518 | 47.8126 | 121.253
| 47.8126 | 123.8955 | 47.8126 | 123.8955 | 47.8126 | 121.6305
| 52.1171 | 123.8955 | 52.1171 | 123.8955 | 52.1171 | 121.6305
| 52.1171 | 123.971 | 52.1171 | 123.971 | 52.1171 | 121.706
| 52.8129 | 123.971 | 52.8129 | 123.971 | 52.8129 | 121.706
| 52.8129 | 124.3485 | 52.8129 | 124.3485 | 52.8129 | 122.0835
| 52.8481 | 124.3485 | 52.8481 | 124.3485 | 52.8481 | 122.0835
| 52.8481 | 125.33 | 52.8481 | 125.33 | 52.8481 | 123.065
| 52.926 | 125.33 | 52.926 | 125.33 | 52.926 | 123.065
| 52.926 | 126.0095 | 52.926 | 126.0095 | 52.926 | 123.7445
| 55.0608 | 126.0095 | 55.0608 | 126.0095 | 55.0608 | 123.7445
| 55.0608 | 126.538 | 55.0608 | 126.538 | 55.0608 | 124.273
| 55.1133 | 126.538 | 55.1133 | 126.538 | 55.1133 | 124.273
| 55.1133 | 126.538 | 55.1133 | 126.538 | 55.1133 | 124.273
| 55.1133 | 126.538 | 55.1133 | 126.538 | 55.1133 | 124.273
| 55.1133 | 129.407 | 55.1133 | 129.407 | 55.1133 | 127.142
| 55.3627 | 129.407 | 55.3627 | 129.407 | 55.3627 | 127.142
| 55.3627 | 129.407 | 55.3627 | 129.407 | 55.3627 | 127.142
| 55.6556 | 129.407 | 55.6556 | 129.407 | 55.6556 | 127.142
| 55.6556 | 130.0865 | 55.6556 | 130.0865 | 55.6556 | 127.8215
| 55.6871 | 130.0865 | 55.6871 | 130.0865 | 55.6871 | 127.8215
| 55.6871 | 130.8566 | 55.6871 | 130.8566 | 55.6871 | 128.5916
| 55.7012 | 131.4455 | 55.7012 | 131.4455 | 55.7012 | 129.1805
| 55.7012 | 130.8566 | 55.7012 | 130.8566 | 55.7012 | 128.5916
| 55.7012 | 131.4455 | 55.7012 | 131.4455 | 55.7012 | 129.1805
| 55.7012 | 131.4455 | 55.7012 | 131.4455 | 55.7012 | 129.1805
| 58.5667 | 131.4455 | 58.5667 | 131.4455 | 58.5667 | 129.1805
| 58.5667 | 131.5965 | 58.5667 | 131.5965 | 58.5667 | 129.3315
| 58.6731 | 132.125 | 58.6731 | 132.125 | 58.6731 | 129.86
| 58.6731 | 131.5965 | 58.6731 | 131.5965 | 58.6731 | 129.3315
| 58.6731 | 132.125 | 58.6731 | 132.125 | 58.6731 | 129.86
| 58.6731 | 132.125 | 58.6731 | 132.125 | 58.6731 | 129.86
| 61.43 | 132.125 | 61.43 | 132.125 | 61.43 | 129.86
| 61.43 | 133.182 | 61.43 | 133.182 | 61.43 | 130.917
| 61.6613 | 133.182 | 61.6613 | 133.182 | 61.6613 | 130.917
| 61.6613 | 133.182 | 61.6613 | 133.182 | 61.6613 | 130.917
| 61.6613 | 133.182 | 61.6613 | 133.182 | 61.6613 | 130.917
| 61.6613 | 134.541 | 61.6613 | 134.541 | 61.6613 | 132.276
| 61.7756 | 134.541 | 61.7756 | 134.541 | 61.7756 | 132.276
| 61.7756 | 135.296 | 61.7756 | 135.296 | 61.7756 | 133.031
| 61.9538 | 135.296 | 61.9538 | 135.296 | 61.9538 | 133.031
| 61.9538 | 135.296 | 61.9538 | 135.296 | 61.9538 | 133.031
| 65.3033 | 135.296 | 65.3033 | 135.296 | 65.3033 | 133.031
| 65.3033 | 135.9755 | 65.3033 | 135.9755 | 65.3033 | 133.7105
| 67.9817 | 135.9755 | 67.9817 | 135.9755 | 67.9817 | 133.7105
| 67.9817 | 136.504 | 67.9817 | 136.504 | 67.9817 | 134.239
| 68.2591 | 136.504 | 68.2591 | 136.504 | 68.2591 | 134.239
| 68.2591 | 137.863 | 68.2591 | 137.863 | 68.2591 | 135.598
| 68.4516 | 137.863 | 68.4516 | 137.863 | 68.4516 | 135.598
| 68.4516 | 138.316 | 68.4516 | 138.316 | 68.4516 | 136.051
| 68.693 | 138.316 | 68.693 | 138.316 | 68.693 | 136.051
| 68.693 | 138.618 | 68.693 | 138.618 | 68.693 | 136.353
| 71.282 | 138.618 | 71.282 | 138.618 | 71.282 | 136.353
| 71.282 | 139.7505 | 71.282 | 139.7505 | 71.282 | 137.4855
| 72.9199 | 139.7505 | 72.9199 | 139.7505 | 72.9199 | 137.4855
| 72.9199 | 139.7505 | 72.9199 | 139.7505 | 72.9199 | 137.4855
| 81.603 | 139.7505 | 81.603 | 139.7505 | 81.603 | 137.4855
| 81.603 | 140.128 | 81.603 | 140.128 | 81.603 | 137.863
| 81.8024 | 140.128 | 81.8024 | 140.128 | 81.8024 | 137.863
| 81.8024 | 140.581 | 81.8024 | 140.581 | 81.8024 | 138.316
| 82.9336 | 141.034 | 82.9336 | 141.034 | 82.9336 | 138.769
| 82.9336 | 140.581 | 82.9336 | 140.581 | 82.9336 | 138.316
| 82.9336 | 141.034 | 82.9336 | 141.034 | 82.9336 | 138.769
| 82.9336 | 141.5625 | 82.9336 | 141.5625 | 82.9336 | 139.2975
| 83.3891 | 142.846 | 83.3891 | 142.846 | 83.3891 | 140.581
| 83.3891 | 141.5625 | 83.3891 | 141.5625 | 83.3891 | 139.2975
| 83.3891 | 142.846 | 83.3891 | 142.846 | 83.3891 | 140.581
| 83.3891 | 142.846 | 83.3891 | 142.846 | 83.3891 | 140.581
| 84.4562 | 142.846 | 84.4562 | 142.846 | 84.4562 | 140.581
| 84.4562 | 146.168 | 84.4562 | 146.168 | 84.4562 | 143.903
| 84.9076 | 146.168 | 84.9076 | 146.168 | 84.9076 | 143.903
| 84.9076 | 146.3945 | 84.9076 | 146.3945 | 84.9076 | 144.1295
| 86.2941 | 146.3945 | 86.2941 | 146.3945 | 86.2941 | 144.1295
| 86.2941 | 146.3945 | 86.2941 | 146.3945 | 86.2941 | 144.1295
| 86.3749 | 146.3945 | 86.3749 | 146.3945 | 86.3749 | 144.1295
| 86.3749 | 146.3945 | 86.3749 | 146.3945 | 86.3749 | 144.1295
| 88.8895 | 146.3945 | 88.8895 | 146.3945 | 88.8895 | 144.1295
| 88.8895 | 147.1495 | 88.8895 | 147.1495 | 88.8895 | 144.8845
| 88.9577 | 147.1495 | 88.9577 | 147.1495 | 88.9577 | 144.8845
| 88.9577 | 147.376 | 88.9577 | 147.376 | 88.9577 | 145.111
| 89.0286 | 147.376 | 89.0286 | 147.376 | 89.0286 | 145.111
| 89.0286 | 147.4515 | 89.0286 | 147.4515 | 89.0286 | 145.1865
| 89.3863 | 147.4515 | 89.3863 | 147.4515 | 89.3863 | 145.1865
| 89.3863 | 149.943 | 89.3863 | 149.943 | 89.3863 | 147.678
| 90.357 | 149.943 | 90.357 | 149.943 | 90.357 | 147.678
| 90.357 | 150.4715 | 90.357 | 150.4715 | 90.357 | 148.2065
| 90.4107 | 150.4715 | 90.4107 | 150.4715 | 90.4107 | 148.2065
| 90.4107 | 150.4715 | 90.4107 | 150.4715 | 90.4107 | 148.2065
| 90.43 | 150.4715 | 90.43 | 150.4715 | 90.43 | 148.2065
| 90.43 | 150.4715 | 90.43 | 150.4715 | 90.43 | 148.2065
| 90.4824 | 150.4715 | 90.4824 | 150.4715 | 90.4824 | 148.2065
| 90.4824 | 151.0755 | 90.4824 | 151.0755 | 90.4824 | 148.8105
| 90.5256 | 151.0755 | 90.5256 | 151.0755 | 90.5256 | 148.8105
| 90.5256 | 152.2835 | 90.5256 | 152.2835 | 90.5256 | 150.0185
| 92.0267 | 152.2835 | 92.0267 | 152.2835 | 92.0267 | 150.0185
| 92.0267 | 152.661 | 92.0267 | 152.661 | 92.0267 | 150.396
| 92.5369 | 152.661 | 92.5369 | 152.661 | 92.5369 | 150.396
| 92.5369 | 153.114 | 92.5369 | 153.114 | 92.5369 | 150.849
| 92.5426 | 153.114 | 92.5426 | 153.114 | 92.5426 | 150.849
| 92.5426 | 153.718 | 92.5426 | 153.718 | 92.5426 | 151.453
| 92.5519 | 153.718 | 92.5519 | 153.718 | 92.5519 | 151.453
| 92.5519 | 153.718 | 92.5519 | 153.718 | 92.5519 | 151.453
| 92.5519 | 153.718 | 92.5519 | 153.718 | 92.5519 | 151.453
| 92.5519 | 154.171 | 92.5519 | 154.171 | 92.5519 | 151.906
| 92.753 | 154.171 | 92.753 | 154.171 | 92.753 | 151.906
| 92.753 | 154.171 | 92.753 | 154.171 | 92.753 | 151.906
| 93.3796 | 154.171 | 93.3796 | 154.171 | 93.3796 | 151.906
| 93.3796 | 154.473 | 93.3796 | 154.473 | 93.3796 | 152.208
| 100.2589 | 154.473 | 100.2589 | 154.473 | 100.2589 | 152.208
| 100.2589 | 154.473 | 100.2589 | 154.473 | 100.2589 | 152.208
| 104.7564 | 154.473 | 104.7564 | 154.473 | 104.7564 | 152.208
| 104.7564 | 155.9075 | 104.7564 | 155.9075 | 104.7564 | 153.6425
| 104.8007 | 155.9075 | 104.8007 | 155.9075 | 104.8007 | 153.6425
| 104.8007 | 156.0585 | 104.8007 | 156.0585 | 104.8007 | 153.7935
| 106.1416 | 156.0585 | 106.1416 | 156.0585 | 106.1416 | 153.7935
| 106.1416 | 156.436 | 106.1416 | 156.436 | 106.1416 | 154.171
| 107.1695 | 156.436 | 107.1695 | 156.436 | 107.1695 | 154.171
| 107.1695 | 156.6625 | 107.1695 | 156.6625 | 107.1695 | 154.3975
| 107.6993 | 156.6625 | 107.6993 | 156.6625 | 107.6993 | 154.3975
| 107.6993 | 156.6625 | 107.6993 | 156.6625 | 107.6993 | 154.3975
| 107.716 | 156.6625 | 107.716 | 156.6625 | 107.716 | 154.3975
| 107.716 | 156.6625 | 107.716 | 156.6625 | 107.716 | 154.3975
| 108.177 | 156.6625 | 108.177 | 156.6625 | 108.177 | 154.3975
| 108.177 | 156.6625 | 108.177 | 156.6625 | 108.177 | 154.3975
| 108.4216 | 156.6625 | 108.4216 | 156.6625 | 108.4216 | 154.3975
| 108.4216 | 156.6625 | 108.4216 | 156.6625 | 108.4216 | 154.3975
| 108.4663 | 156.6625 | 108.4663 | 156.6625 | 108.4663 | 154.3975
| 108.4663 | 156.6625 | 108.4663 | 156.6625 | 108.4663 | 154.3975
| 108.8048 | 156.6625 | 108.8048 | 156.6625 | 108.8048 | 154.3975
| 108.8048 | 156.6625 | 108.8048 | 156.6625 | 108.8048 | 154.3975
| 108.8143 | 156.6625 | 108.8143 | 156.6625 | 108.8143 | 154.3975
| 108.8143 | 156.6625 | 108.8143 | 156.6625 | 108.8143 | 154.3975
| 108.8143 | 156.6625 | 108.8143 | 156.6625 | 108.8143 | 154.3975
| 108.8143 | 156.6625 | 108.8143 | 156.6625 | 108.8143 | 154.3975
| 108.8143 | 156.6625 | 108.8143 | 156.6625 | 108.8143 | 154.3975
| 108.8143 | 156.6625 | 108.8143 | 156.6625 | 108.8143 | 154.3975
| 108.967 | 156.6625 | 108.967 | 156.6625 | 108.967 | 154.3975
| 108.967 | 156.6625 | 108.967 | 156.6625 | 108.967 | 154.3975
| 109.1878 | 156.6625 | 109.1878 | 156.6625 | 109.1878 | 154.3975
| 109.1878 | 156.6625 | 109.1878 | 156.6625 | 109.1878 | 154.3975
| 109.2516 | 156.6625 | 109.2516 | 156.6625 | 109.2516 | 154.3975
| 109.2516 | 156.6625 | 109.2516 | 156.6625 | 109.2516 | 154.3975
| 109.3291 | 156.6625 | 109.3291 | 156.6625 | 109.3291 | 154.3975
| 109.3291 | 156.6625 | 109.3291 | 156.6625 | 109.3291 | 154.3975
| 109.3878 | 156.6625 | 109.3878 | 156.6625 | 109.3878 | 154.3975
| 109.3878 | 156.6625 | 109.3878 | 156.6625 | 109.3878 | 154.3975
| 109.393 | 156.6625 | 109.393 | 156.6625 | 109.393 | 154.3975
| 109.393 | 156.6625 | 109.393 | 156.6625 | 109.393 | 154.3975
| 109.4373 | 156.6625 | 109.4373 | 156.6625 | 109.4373 | 154.3975
| 109.4373 | 156.6625 | 109.4373 | 156.6625 | 109.4373 | 154.3975
| 109.5658 | 156.6625 | 109.5658 | 156.6625 | 109.5658 | 154.3975
| 109.5658 | 156.6625 | 109.5658 | 156.6625 | 109.5658 | 154.3975
| 109.6347 | 156.6625 | 109.6347 | 156.6625 | 109.6347 | 154.3975
| 109.6347 | 156.6625 | 109.6347 | 156.6625 | 109.6347 | 154.3975
| 109.6477 | 156.6625 | 109.6477 | 156.6625 | 109.6477 | 154.3975
| 109.6477 | 156.6625 | 109.6477 | 156.6625 | 109.6477 | 154.3975
| 109.7102 | 156.6625 | 109.7102 | 156.6625 | 109.7102 | 154.3975
| 109.7102 | 156.6625 | 109.7102 | 156.6625 | 109.7102 | 154.3975
| 109.7135 | 156.6625 | 109.7135 | 156.6625 | 109.7135 | 154.3975
| 109.7135 | 156.6625 | 109.7135 | 156.6625 | 109.7135 | 154.3975
| 109.7893 | 156.6625 | 109.7893 | 156.6625 | 109.7893 | 154.3975
| 109.7893 | 156.6625 | 109.7893 | 156.6625 | 109.7893 | 154.3975
| 109.8942 | 156.6625 | 109.8942 | 156.6625 | 109.8942 | 154.3975
| 109.8942 | 156.6625 | 109.8942 | 156.6625 | 109.8942 | 154.3975
| 110.3318 | 156.6625 | 110.3318 | 156.6625 | 110.3318 | 154.3975
| 110.3318 | 156.6625 | 110.3318 | 156.6625 | 110.3318 | 154.3975
| 110.3408 | 156.6625 | 110.3408 | 156.6625 | 110.3408 | 154.3975
| 110.3408 | 156.6625 | 110.3408 | 156.6625 | 110.3408 | 154.3975
| 110.3701 | 156.6625 | 110.3701 | 156.6625 | 110.3701 | 154.3975
| 110.3701 | 156.6625 | 110.3701 | 156.6625 | 110.3701 | 154.3975
| 110.4048 | 156.6625 | 110.4048 | 156.6625 | 110.4048 | 154.3975
| 110.4048 | 156.6625 | 110.4048 | 156.6625 | 110.4048 | 154.3975
| 110.4633 | 156.6625 | 110.4633 | 156.6625 | 110.4633 | 154.3975
| 110.4633 | 156.6625 | 110.4633 | 156.6625 | 110.4633 | 154.3975
| 110.5185 | 156.6625 | 110.5185 | 156.6625 | 110.5185 | 154.3975
| 110.5185 | 156.6625 | 110.5185 | 156.6625 | 110.5185 | 154.3975
| 111.4668 | 156.6625 | 111.4668 | 156.6625 | 111.4668 | 154.3975
| 111.4668 | 156.6625 | 111.4668 | 156.6625 | 111.4668 | 154.3975
| 111.5859 | 156.6625 | 111.5859 | 156.6625 | 111.5859 | 154.3975
| 111.5859 | 156.6625 | 111.5859 | 156.6625 | 111.5859 | 154.3975
| 111.5859 | 156.6625 | 111.5859 | 156.6625 | 111.5859 | 154.3975
| 111.5859 | 156.6625 | 111.5859 | 156.6625 | 111.5859 | 154.3975
| 111.5914 | 156.6625 | 111.5914 | 156.6625 | 111.5914 | 154.3975
| 111.5914 | 156.6625 | 111.5914 | 156.6625 | 111.5914 | 154.3975
| 111.6222 | 156.6625 | 111.6222 | 156.6625 | 111.6222 | 154.3975
| 111.6222 | 156.6625 | 111.6222 | 156.6625 | 111.6222 | 154.3975
| 111.6934 | 156.6625 | 111.6934 | 156.6625 | 111.6934 | 154.3975
| 111.6934 | 156.6625 | 111.6934 | 156.6625 | 111.6934 | 154.3975
| 111.8837 | 156.6625 | 111.8837 | 156.6625 | 111.8837 | 154.3975
| 111.8837 | 156.6625 | 111.8837 | 156.6625 | 111.8837 | 154.3975
| 111.8837 | 156.6625 | 111.8837 | 156.6625 | 111.8837 | 154.3975
| 111.8837 | 156.6625 | 111.8837 | 156.6625 | 111.8837 | 154.3975
| 111.9409 | 156.6625 | 111.9409 | 156.6625 | 111.9409 | 154.3975
| 111.9409 | 156.6625 | 111.9409 | 156.6625 | 111.9409 | 154.3975
| 112.0716 | 156.6625 | 112.0716 | 156.6625 | 112.0716 | 154.3975
| 112.0716 | 156.6625 | 112.0716 | 156.6625 | 112.0716 | 154.3975
| 112.0959 | 156.6625 | 112.0959 | 156.6625 | 112.0959 | 154.3975
| 112.0959 | 156.6625 | 112.0959 | 156.6625 | 112.0959 | 154.3975
| 112.0959 | 156.6625 | 112.0959 | 156.6625 | 112.0959 | 154.3975
| 112.0959 | 156.6625 | 112.0959 | 156.6625 | 112.0959 | 154.3975
| 112.112 | 156.6625 | 112.112 | 156.6625 | 112.112 | 154.3975
| 112.112 | 157.04 | 112.112 | 157.04 | 112.112 | 154.775
| 112.112 | 156.6625 | 112.112 | 156.6625 | 112.112 | 154.3975
| 112.112 | 156.6625 | 112.112 | 156.6625 | 112.112 | 154.3975
| 112.112 | 157.04 | 112.112 | 157.04 | 112.112 | 154.775
| 112.112 | 157.04 | 112.112 | 157.04 | 112.112 | 154.775
| 112.4809 | 157.04 | 112.4809 | 157.04 | 112.4809 | 154.775
| 112.4809 | 159.3805 | 112.4809 | 159.3805 | 112.4809 | 157.1155
| 112.5129 | 159.3805 | 112.5129 | 159.3805 | 112.5129 | 157.1155
| 112.5129 | 159.5315 | 112.5129 | 159.5315 | 112.5129 | 157.2665
| 112.6914 | 159.5315 | 112.6914 | 159.5315 | 112.6914 | 157.2665
| 112.6914 | 159.9845 | 112.6914 | 159.9845 | 112.6914 | 157.7195
| 112.6985 | 159.9845 | 112.6985 | 159.9845 | 112.6985 | 157.7195
| 112.6985 | 159.9845 | 112.6985 | 159.9845 | 112.6985 | 157.7195
| 113.0235 | 159.9845 | 113.0235 | 159.9845 | 113.0235 | 157.7195
| 113.0235 | 160.5885 | 113.0235 | 160.5885 | 113.0235 | 158.3235
| 113.8548 | 162.5515 | 113.8548 | 162.5515 | 113.8548 | 160.2865
| 113.8548 | 160.5885 | 113.8548 | 160.5885 | 113.8548 | 158.3235
| 113.8548 | 162.5515 | 113.8548 | 162.5515 | 113.8548 | 160.2865
| 113.8548 | 162.5515 | 113.8548 | 162.5515 | 113.8548 | 160.2865
| 116.8126 | 163.6085 | 116.8126 | 163.6085 | 116.8126 | 161.3435
| 116.8126 | 162.5515 | 116.8126 | 162.5515 | 116.8126 | 160.2865
| 116.8126 | 163.6085 | 116.8126 | 163.6085 | 116.8126 | 161.3435
| 116.8126 | 163.6085 | 116.8126 | 163.6085 | 116.8126 | 161.3435
| 119.7083 | 163.6085 | 119.7083 | 163.6085 | 119.7083 | 161.3435
| 119.7083 | 164.288 | 119.7083 | 164.288 | 119.7083 | 162.023
| 120.165 | 164.288 | 120.165 | 164.288 | 120.165 | 162.023
| 120.165 | 164.288 | 120.165 | 164.288 | 120.165 | 162.023
| 120.4954 | 164.288 | 120.4954 | 164.288 | 120.4954 | 162.023
| 120.4954 | 165.1185 | 120.4954 | 165.1185 | 120.4954 | 162.8535
| 120.6304 | 165.1185 | 120.6304 | 165.1185 | 120.6304 | 162.8535
| 120.6304 | 165.798 | 120.6304 | 165.798 | 120.6304 | 163.533
| 120.7694 | 165.798 | 120.7694 | 165.798 | 120.7694 | 163.533
| 120.7694 | 165.798 | 120.7694 | 165.798 | 120.7694 | 163.533
| 121.1384 | 165.798 | 121.1384 | 165.798 | 121.1384 | 163.533
| 121.1384 | 166.7795 | 121.1384 | 166.7795 | 121.1384 | 164.5145
| 121.1722 | 166.7795 | 121.1722 | 166.7795 | 121.1722 | 164.5145
| 121.1722 | 166.7795 | 121.1722 | 166.7795 | 121.1722 | 164.5145
| 122.7424 | 166.7795 | 122.7424 | 166.7795 | 122.7424 | 164.5145
| 122.7424 | 167.459 | 122.7424 | 167.459 | 122.7424 | 165.194
| 122.8593 | 167.459 | 122.8593 | 167.459 | 122.8593 | 165.194
| 122.8593 | 168.969 | 122.8593 | 168.969 | 122.8593 | 166.704
| 123.169 | 168.969 | 123.169 | 168.969 | 123.169 | 166.704
| 123.169 | 168.969 | 123.169 | 168.969 | 123.169 | 166.704
| 123.2313 | 168.969 | 123.2313 | 168.969 | 123.2313 | 166.704
| 123.2313 | 169.6485 | 123.2313 | 169.6485 | 123.2313 | 167.3835
| 123.3508 | 169.6485 | 123.3508 | 169.6485 | 123.3508 | 167.3835
| 123.3508 | 170.7583 | 123.3508 | 170.7583 | 123.3508 | 168.4933
| 123.3655 | 170.7583 | 123.3655 | 170.7583 | 123.3655 | 168.4933
| 123.3655 | 170.781 | 123.3655 | 170.781 | 123.3655 | 168.516
| 123.5074 | 170.781 | 123.5074 | 170.781 | 123.5074 | 168.516
| 123.5074 | 171.687 | 123.5074 | 171.687 | 123.5074 | 169.422
| 123.8425 | 171.687 | 123.8425 | 171.687 | 123.8425 | 169.422
| 123.8425 | 171.687 | 123.8425 | 171.687 | 123.8425 | 169.422
| 124.7321 | 171.687 | 124.7321 | 171.687 | 124.7321 | 169.422
| 124.7321 | 172.6685 | 124.7321 | 172.6685 | 124.7321 | 170.4035
| 125.7099 | 172.6685 | 125.7099 | 172.6685 | 125.7099 | 170.4035
| 125.7099 | 175.009 | 125.7099 | 175.009 | 125.7099 | 172.744
| 126.0116 | 175.009 | 126.0116 | 175.009 | 126.0116 | 172.744
| 126.0116 | 175.009 | 126.0116 | 175.009 | 126.0116 | 172.744
| 126.0221 | 175.009 | 126.0221 | 175.009 | 126.0221 | 172.744
| 126.0221 | 175.915 | 126.0221 | 175.915 | 126.0221 | 173.65
| 127.8376 | 175.915 | 127.8376 | 175.915 | 127.8376 | 173.65
| 127.8376 | 177.3344 | 127.8376 | 177.3344 | 127.8376 | 175.0694
| 128.3991 | 177.3344 | 128.3991 | 177.3344 | 128.3991 | 175.0694
| 128.3991 | 177.3344 | 128.3991 | 177.3344 | 128.3991 | 175.0694
| 128.4332 | 177.3344 | 128.4332 | 177.3344 | 128.4332 | 175.0694
| 128.4332 | 177.3344 | 128.4332 | 177.3344 | 128.4332 | 175.0694
| 129.0872 | 177.3344 | 129.0872 | 177.3344 | 129.0872 | 175.0694
| 129.0872 | 177.425 | 129.0872 | 177.425 | 129.0872 | 175.16
| 130.0252 | 177.425 | 130.0252 | 177.425 | 130.0252 | 175.16
| 130.0252 | 177.425 | 130.0252 | 177.425 | 130.0252 | 175.16
| 134.5888 | 177.425 | 134.5888 | 177.425 | 134.5888 | 175.16
| 134.5888 | 178.5575 | 134.5888 | 178.5575 | 134.5888 | 176.2925
| 134.6269 | 178.5575 | 134.6269 | 178.5575 | 134.6269 | 176.2925
| 134.6269 | 181.4265 | 134.6269 | 181.4265 | 134.6269 | 179.1615
| 134.8143 | 181.4265 | 134.8143 | 181.4265 | 134.8143 | 179.1615
| 134.8143 | 181.4265 | 134.8143 | 181.4265 | 134.8143 | 179.1615
| 135.3686 | 181.4265 | 135.3686 | 181.4265 | 135.3686 | 179.1615
| 135.3686 | 182.0305 | 135.3686 | 182.0305 | 135.3686 | 179.7655
| 136.3353 | 182.0305 | 136.3353 | 182.0305 | 136.3353 | 179.7655
| 136.3353 | 183.314 | 136.3353 | 183.314 | 136.3353 | 181.049
| 136.4647 | 183.314 | 136.4647 | 183.314 | 136.4647 | 181.049
| 136.4647 | 184.4465 | 136.4647 | 184.4465 | 136.4647 | 182.1815
| 137.3589 | 184.4465 | 137.3589 | 184.4465 | 137.3589 | 182.1815
| 137.3589 | 184.673 | 137.3589 | 184.673 | 137.3589 | 182.408
| 137.5715 | 184.673 | 137.5715 | 184.673 | 137.5715 | 182.408
| 137.5715 | 184.673 | 137.5715 | 184.673 | 137.5715 | 182.408
| 138.8106 | 184.673 | 138.8106 | 184.673 | 138.8106 | 182.408
| 138.8106 | 185.579 | 138.8106 | 185.579 | 138.8106 | 183.314
| 139.4205 | 185.579 | 139.4205 | 185.579 | 139.4205 | 183.314
| 139.4205 | 186.183 | 139.4205 | 186.183 | 139.4205 | 183.918
| 139.5576 | 186.183 | 139.5576 | 186.183 | 139.5576 | 183.918
| 139.5576 | 187.089 | 139.5576 | 187.089 | 139.5576 | 184.824
| 141.0457 | 187.089 | 141.0457 | 187.089 | 141.0457 | 184.824
| 141.0457 | 187.089 | 141.0457 | 187.089 | 141.0457 | 184.824
| 142.2764 | 187.089 | 142.2764 | 187.089 | 142.2764 | 184.824
| 142.2764 | 187.24 | 142.2764 | 187.24 | 142.2764 | 184.975
| 142.5205 | 187.24 | 142.5205 | 187.24 | 142.5205 | 184.975
| 142.5205 | 187.24 | 142.5205 | 187.24 | 142.5205 | 184.975
| 144.3749 | 188.146 | 144.3749 | 188.146 | 144.3749 | 185.881
| 144.3749 | 188.146 | 144.3749 | 188.146 | 144.3749 | 185.881
| 144.3749 | 187.24 | 144.3749 | 187.24 | 144.3749 | 184.975
| 144.3749 | 188.146 | 144.3749 | 188.146 | 144.3749 | 185.881
| 144.3749 | 188.146 | 144.3749 | 188.146 | 144.3749 | 185.881
| 144.3749 | 188.901 | 144.3749 | 188.901 | 144.3749 | 186.636
| 144.4035 | 188.901 | 144.4035 | 188.901 | 144.4035 | 186.636
| 144.4035 | 189.354 | 144.4035 | 189.354 | 144.4035 | 187.089
| 144.7039 | 189.354 | 144.7039 | 189.354 | 144.7039 | 187.089
| 144.7039 | 189.8825 | 144.7039 | 189.8825 | 144.7039 | 187.6175
| 144.9617 | 189.8825 | 144.9617 | 189.8825 | 144.9617 | 187.6175
| 144.9617 | 189.8825 | 144.9617 | 189.8825 | 144.9617 | 187.6175
| 144.9721 | 189.8825 | 144.9721 | 189.8825 | 144.9721 | 187.6175
| 144.9721 | 189.8825 | 144.9721 | 189.8825 | 144.9721 | 187.6175
| 145.1409 | 189.8825 | 145.1409 | 189.8825 | 145.1409 | 187.6175
| 145.1409 | 189.8825 | 145.1409 | 189.8825 | 145.1409 | 187.6175
| 145.2582 | 189.8825 | 145.2582 | 189.8825 | 145.2582 | 187.6175
| 145.2582 | 189.8825 | 145.2582 | 189.8825 | 145.2582 | 187.6175
| 145.3048 | 189.8825 | 145.3048 | 189.8825 | 145.3048 | 187.6175
| 145.3048 | 189.8825 | 145.3048 | 189.8825 | 145.3048 | 187.6175
| 145.4674 | 189.8825 | 145.4674 | 189.8825 | 145.4674 | 187.6175
| 145.4674 | 189.8825 | 145.4674 | 189.8825 | 145.4674 | 187.6175
| 145.5039 | 189.8825 | 145.5039 | 189.8825 | 145.5039 | 187.6175
| 145.5039 | 189.8825 | 145.5039 | 189.8825 | 145.5039 | 187.6175
| 145.5039 | 189.8825 | 145.5039 | 189.8825 | 145.5039 | 187.6175
| 145.5039 | 189.8825 | 145.5039 | 189.8825 | 145.5039 | 187.6175
| 145.5039 | 189.8825 | 145.5039 | 189.8825 | 145.5039 | 187.6175
| 145.5039 | 189.8825 | 145.5039 | 189.8825 | 145.5039 | 187.6175
| 145.5619 | 189.8825 | 145.5619 | 189.8825 | 145.5619 | 187.6175
| 145.5619 | 189.8825 | 145.5619 | 189.8825 | 145.5619 | 187.6175
| 145.5814 | 189.8825 | 145.5814 | 189.8825 | 145.5814 | 187.6175
| 145.5814 | 189.8825 | 145.5814 | 189.8825 | 145.5814 | 187.6175
| 145.6949 | 189.8825 | 145.6949 | 189.8825 | 145.6949 | 187.6175
| 145.6949 | 189.8825 | 145.6949 | 189.8825 | 145.6949 | 187.6175
| 145.7683 | 189.8825 | 145.7683 | 189.8825 | 145.7683 | 187.6175
| 145.7683 | 189.8825 | 145.7683 | 189.8825 | 145.7683 | 187.6175
| 145.8953 | 189.8825 | 145.8953 | 189.8825 | 145.8953 | 187.6175
| 145.8953 | 189.8825 | 145.8953 | 189.8825 | 145.8953 | 187.6175
| 145.9093 | 189.8825 | 145.9093 | 189.8825 | 145.9093 | 187.6175
| 145.9093 | 189.8825 | 145.9093 | 189.8825 | 145.9093 | 187.6175
| 145.9543 | 189.8825 | 145.9543 | 189.8825 | 145.9543 | 187.6175
| 145.9543 | 189.8825 | 145.9543 | 189.8825 | 145.9543 | 187.6175
| 146.0359 | 189.8825 | 146.0359 | 189.8825 | 146.0359 | 187.6175
| 146.0359 | 189.8825 | 146.0359 | 189.8825 | 146.0359 | 187.6175
| 146.0654 | 189.8825 | 146.0654 | 189.8825 | 146.0654 | 187.6175
| 146.0654 | 189.8825 | 146.0654 | 189.8825 | 146.0654 | 187.6175
| 146.0845 | 189.8825 | 146.0845 | 189.8825 | 146.0845 | 187.6175
| 146.0845 | 189.8825 | 146.0845 | 189.8825 | 146.0845 | 187.6175
| 146.2132 | 189.8825 | 146.2132 | 189.8825 | 146.2132 | 187.6175
| 146.2132 | 189.8825 | 146.2132 | 189.8825 | 146.2132 | 187.6175
| 146.2317 | 189.8825 | 146.2317 | 189.8825 | 146.2317 | 187.6175
| 146.2317 | 189.8825 | 146.2317 | 189.8825 | 146.2317 | 187.6175
| 146.2464 | 189.8825 | 146.2464 | 189.8825 | 146.2464 | 187.6175
| 146.2464 | 189.8825 | 146.2464 | 189.8825 | 146.2464 | 187.6175
| 146.3116 | 189.8825 | 146.3116 | 189.8825 | 146.3116 | 187.6175
| 146.3116 | 189.8825 | 146.3116 | 189.8825 | 146.3116 | 187.6175
| 146.6187 | 189.8825 | 146.6187 | 189.8825 | 146.6187 | 187.6175
| 146.6187 | 189.8825 | 146.6187 | 189.8825 | 146.6187 | 187.6175
| 146.6266 | 189.8825 | 146.6266 | 189.8825 | 146.6266 | 187.6175
| 146.6266 | 189.8825 | 146.6266 | 189.8825 | 146.6266 | 187.6175
| 146.6438 | 189.8825 | 146.6438 | 189.8825 | 146.6438 | 187.6175
| 146.6438 | 189.8825 | 146.6438 | 189.8825 | 146.6438 | 187.6175
| 146.668 | 189.8825 | 146.668 | 189.8825 | 146.668 | 187.6175
| 146.668 | 189.8825 | 146.668 | 189.8825 | 146.668 | 187.6175
| 146.7141 | 189.8825 | 146.7141 | 189.8825 | 146.7141 | 187.6175
| 146.7141 | 189.8825 | 146.7141 | 189.8825 | 146.7141 | 187.6175
| 146.7364 | 189.8825 | 146.7364 | 189.8825 | 146.7364 | 187.6175
| 146.7364 | 189.8825 | 146.7364 | 189.8825 | 146.7364 | 187.6175
| 147.0794 | 189.8825 | 147.0794 | 189.8825 | 147.0794 | 187.6175
| 147.0794 | 189.8825 | 147.0794 | 189.8825 | 147.0794 | 187.6175
| 147.1515 | 189.8825 | 147.1515 | 189.8825 | 147.1515 | 187.6175
| 147.1515 | 189.8825 | 147.1515 | 189.8825 | 147.1515 | 187.6175
| 147.1515 | 189.8825 | 147.1515 | 189.8825 | 147.1515 | 187.6175
| 147.1515 | 189.8825 | 147.1515 | 189.8825 | 147.1515 | 187.6175
| 147.1515 | 189.8825 | 147.1515 | 189.8825 | 147.1515 | 187.6175
| 147.1515 | 189.8825 | 147.1515 | 189.8825 | 147.1515 | 187.6175
| 147.1589 | 189.8825 | 147.1589 | 189.8825 | 147.1589 | 187.6175
| 147.1589 | 189.8825 | 147.1589 | 189.8825 | 147.1589 | 187.6175
| 147.1721 | 189.8825 | 147.1721 | 189.8825 | 147.1721 | 187.6175
| 147.1721 | 189.8825 | 147.1721 | 189.8825 | 147.1721 | 187.6175
| 147.256 | 189.8825 | 147.256 | 189.8825 | 147.256 | 187.6175
| 147.256 | 189.8825 | 147.256 | 189.8825 | 147.256 | 187.6175
| 147.256 | 189.8825 | 147.256 | 189.8825 | 147.256 | 187.6175
| 147.256 | 189.8825 | 147.256 | 189.8825 | 147.256 | 187.6175
| 147.2909 | 189.8825 | 147.2909 | 189.8825 | 147.2909 | 187.6175
| 147.2909 | 189.8825 | 147.2909 | 189.8825 | 147.2909 | 187.6175
| 147.3604 | 189.8825 | 147.3604 | 189.8825 | 147.3604 | 187.6175
| 147.3604 | 189.8825 | 147.3604 | 189.8825 | 147.3604 | 187.6175
| 147.3747 | 189.8825 | 147.3747 | 189.8825 | 147.3747 | 187.6175
| 147.3747 | 189.8825 | 147.3747 | 189.8825 | 147.3747 | 187.6175
| 147.3747 | 189.8825 | 147.3747 | 189.8825 | 147.3747 | 187.6175
| 147.3747 | 189.8825 | 147.3747 | 189.8825 | 147.3747 | 187.6175
| 147.3776 | 189.8825 | 147.3776 | 189.8825 | 147.3776 | 187.6175
| 147.3776 | 189.8825 | 147.3776 | 189.8825 | 147.3776 | 187.6175
| 147.3781 | 189.8825 | 147.3781 | 189.8825 | 147.3781 | 187.6175
| 147.3781 | 190.26 | 147.3781 | 190.26 | 147.3781 | 187.995
| 147.9264 | 190.26 | 147.9264 | 190.26 | 147.9264 | 187.995
| 147.9264 | 190.26 | 147.9264 | 190.26 | 147.9264 | 187.995
| 149.8092 | 190.26 | 149.8092 | 190.26 | 149.8092 | 187.995
| 149.8092 | 191.166 | 149.8092 | 191.166 | 149.8092 | 188.901
| 149.8773 | 191.166 | 149.8773 | 191.166 | 149.8773 | 188.901
| 149.8773 | 191.166 | 149.8773 | 191.166 | 149.8773 | 188.901
| 150.0328 | 191.166 | 150.0328 | 191.166 | 150.0328 | 188.901
| 150.0328 | 194.5635 | 150.0328 | 194.5635 | 150.0328 | 192.2985
| 150.4847 | 194.5635 | 150.4847 | 194.5635 | 150.4847 | 192.2985
| 150.4847 | 195.243 | 150.4847 | 195.243 | 150.4847 | 192.978
| 150.5531 | 195.243 | 150.5531 | 195.243 | 150.5531 | 192.978
| 150.5531 | 195.4695 | 150.5531 | 195.4695 | 150.5531 | 193.2045
| 151.3588 | 195.4695 | 151.3588 | 195.4695 | 151.3588 | 193.2045
| 151.3588 | 195.847 | 151.3588 | 195.847 | 151.3588 | 193.582
| 151.9388 | 195.847 | 151.9388 | 195.847 | 151.9388 | 193.582
| 151.9388 | 195.847 | 151.9388 | 195.847 | 151.9388 | 193.582
| 153.3442 | 195.847 | 153.3442 | 195.847 | 153.3442 | 193.582
| 153.3442 | 197.81 | 153.3442 | 197.81 | 153.3442 | 195.545
| 155.0098 | 197.81 | 155.0098 | 197.81 | 155.0098 | 195.545
| 155.0098 | 197.81 | 155.0098 | 197.81 | 155.0098 | 195.545
| 155.0098 | 197.81 | 155.0098 | 197.81 | 155.0098 | 195.545
| 155.0098 | 198.263 | 155.0098 | 198.263 | 155.0098 | 195.998
| 155.2944 | 198.263 | 155.2944 | 198.263 | 155.2944 | 195.998
| 155.2944 | 199.0935 | 155.2944 | 199.0935 | 155.2944 | 196.8285
| 155.4535 | 199.0935 | 155.4535 | 199.0935 | 155.4535 | 196.8285
| 155.4535 | 199.0935 | 155.4535 | 199.0935 | 155.4535 | 196.8285
| 155.5829 | 199.0935 | 155.5829 | 199.0935 | 155.5829 | 196.8285
| 155.5829 | 199.5465 | 155.5829 | 199.5465 | 155.5829 | 197.2815
| 155.8815 | 199.5465 | 155.8815 | 199.5465 | 155.8815 | 197.2815
| 155.8815 | 199.5465 | 155.8815 | 199.5465 | 155.8815 | 197.2815
| 156.5466 | 199.5465 | 156.5466 | 199.5465 | 156.5466 | 197.2815
| 156.5466 | 200.075 | 156.5466 | 200.075 | 156.5466 | 197.81
| 156.6753 | 200.075 | 156.6753 | 200.075 | 156.6753 | 197.81
| 156.6753 | 202.189 | 156.6753 | 202.189 | 156.6753 | 199.924
| 156.6907 | 202.189 | 156.6907 | 202.189 | 156.6907 | 199.924
| 156.6907 | 202.189 | 156.6907 | 202.189 | 156.6907 | 199.924
| 157.337 | 202.189 | 157.337 | 202.189 | 157.337 | 199.924
| 157.337 | 202.7175 | 157.337 | 202.7175 | 157.337 | 200.4525
| 158.3404 | 202.7175 | 158.3404 | 202.7175 | 158.3404 | 200.4525
| 158.3404 | 203.4574 | 158.3404 | 203.4574 | 158.3404 | 201.1924
| 159.5787 | 203.4574 | 159.5787 | 203.4574 | 159.5787 | 201.1924
| 159.5787 | 204.8315 | 159.5787 | 204.8315 | 159.5787 | 202.5665
| 159.6759 | 204.8315 | 159.6759 | 204.8315 | 159.6759 | 202.5665
| 159.6759 | 204.8315 | 159.6759 | 204.8315 | 159.6759 | 202.5665
| 159.7023 | 206.6435 | 159.7023 | 206.6435 | 159.7023 | 204.3785
| 159.7023 | 204.8315 | 159.7023 | 204.8315 | 159.7023 | 202.5665
| 159.7023 | 206.6435 | 159.7023 | 206.6435 | 159.7023 | 204.3785
| 159.7023 | 206.6435 | 159.7023 | 206.6435 | 159.7023 | 204.3785
| 160.629 | 206.6435 | 160.629 | 206.6435 | 160.629 | 204.3785
| 160.629 | 207.021 | 160.629 | 207.021 | 160.629 | 204.756
| 160.6795 | 207.021 | 160.6795 | 207.021 | 160.6795 | 204.756
| 160.6795 | 208.0025 | 160.6795 | 208.0025 | 160.6795 | 205.7375
| 160.6845 | 208.0025 | 160.6845 | 208.0025 | 160.6845 | 205.7375
| 160.6845 | 208.0025 | 160.6845 | 208.0025 | 160.6845 | 205.7375
| 164.9085 | 208.0025 | 164.9085 | 208.0025 | 164.9085 | 205.7375
| 164.9085 | 208.1535 | 164.9085 | 208.1535 | 164.9085 | 205.8885
| 164.9996 | 208.1535 | 164.9996 | 208.1535 | 164.9996 | 205.8885
| 164.9996 | 208.1535 | 164.9996 | 208.1535 | 164.9996 | 205.8885
| 165.1708 | 208.1535 | 165.1708 | 208.1535 | 165.1708 | 205.8885
| 165.1708 | 209.286 | 165.1708 | 209.286 | 165.1708 | 207.021
| 165.5958 | 209.286 | 165.5958 | 209.286 | 165.5958 | 207.021
| 165.5958 | 209.437 | 165.5958 | 209.437 | 165.5958 | 207.172
| 165.6848 | 209.437 | 165.6848 | 209.437 | 165.6848 | 207.172
| 165.6848 | 209.437 | 165.6848 | 209.437 | 165.6848 | 207.172
| 165.8978 | 209.437 | 165.8978 | 209.437 | 165.8978 | 207.172
| 165.8978 | 210.7205 | 165.8978 | 210.7205 | 165.8978 | 208.4555
| 167.1231 | 210.7205 | 167.1231 | 210.7205 | 167.1231 | 208.4555
| 167.1231 | 210.7205 | 167.1231 | 210.7205 | 167.1231 | 208.4555
| 168.2056 | 210.7205 | 168.2056 | 210.7205 | 168.2056 | 208.4555
| 168.2056 | 213.2875 | 168.2056 | 213.2875 | 168.2056 | 211.0225
| 169.0538 | 213.2875 | 169.0538 | 213.2875 | 169.0538 | 211.0225
| 169.0538 | 215.0995 | 169.0538 | 215.0995 | 169.0538 | 212.8345
| 169.3076 | 215.0995 | 169.3076 | 215.0995 | 169.3076 | 212.8345
| 169.3076 | 215.0995 | 169.3076 | 215.0995 | 169.3076 | 212.8345
| 170.1854 | 215.0995 | 170.1854 | 215.0995 | 170.1854 | 212.8345
| 170.1854 | 217.6665 | 170.1854 | 217.6665 | 170.1854 | 215.4015
| 171.4495 | 217.6665 | 171.4495 | 217.6665 | 171.4495 | 215.4015
| 171.4495 | 217.6665 | 171.4495 | 217.6665 | 171.4495 | 215.4015
| 173.8244 | 217.6665 | 173.8244 | 217.6665 | 173.8244 | 215.4015
| 173.8244 | 219.9315 | 173.8244 | 219.9315 | 173.8244 | 217.6665
| 173.9362 | 219.9315 | 173.9362 | 219.9315 | 173.9362 | 217.6665
| 173.9362 | 219.9315 | 173.9362 | 219.9315 | 173.9362 | 217.6665
| 174.2142 | 219.9315 | 174.2142 | 219.9315 | 174.2142 | 217.6665
| 174.2142 | 222.4985 | 174.2142 | 222.4985 | 174.2142 | 220.2335
| 174.8691 | 222.4985 | 174.8691 | 222.4985 | 174.8691 | 220.2335
| 174.8691 | 222.4985 | 174.8691 | 222.4985 | 174.8691 | 220.2335
| 174.9737 | 222.4985 | 174.9737 | 222.4985 | 174.9737 | 220.2335
| 174.9737 | 224.537 | 174.9737 | 224.537 | 174.9737 | 222.272
| 176.2626 | 224.537 | 176.2626 | 224.537 | 176.2626 | 222.272
| 176.2626 | 225.0655 | 176.2626 | 225.0655 | 176.2626 | 222.8005
| 176.3322 | 225.0655 | 176.3322 | 225.0655 | 176.3322 | 222.8005
| 176.3322 | 227.0285 | 176.3322 | 227.0285 | 176.3322 | 224.7635
| 177.0287 | 227.0285 | 177.0287 | 227.0285 | 177.0287 | 224.7635
| 177.0287 | 228.6895 | 177.0287 | 228.6895 | 177.0287 | 226.4245
| 178.4148 | 228.6895 | 178.4148 | 228.6895 | 178.4148 | 226.4245
| 178.4148 | 231.4075 | 178.4148 | 231.4075 | 178.4148 | 229.1425
| 182.6238 | 231.4075 | 182.6238 | 231.4075 | 182.6238 | 229.1425
| 182.6238 | 231.8605 | 182.6238 | 231.8605 | 182.6238 | 229.5955
| 182.6771 | 231.8605 | 182.6771 | 231.8605 | 182.6771 | 229.5955
| 182.6771 | 231.8605 | 182.6771 | 231.8605 | 182.6771 | 229.5955
| 182.7898 | 231.8605 | 182.7898 | 231.8605 | 182.7898 | 229.5955
| 182.7898 | 233.144 | 182.7898 | 233.144 | 182.7898 | 230.879
| 183.0171 | 233.144 | 183.0171 | 233.144 | 183.0171 | 230.879
| 183.0171 | 234.8805 | 183.0171 | 234.8805 | 183.0171 | 232.6155
| 183.3366 | 234.8805 | 183.3366 | 234.8805 | 183.3366 | 232.6155
| 183.3366 | 234.8805 | 183.3366 | 234.8805 | 183.3366 | 232.6155
| 184.4466 | 234.8805 | 184.4466 | 234.8805 | 184.4466 | 232.6155
| 184.4466 | 236.315 | 184.4466 | 236.315 | 184.4466 | 234.05
| 187.2643 | 236.315 | 187.2643 | 236.315 | 187.2643 | 234.05
| 187.2643 | 236.768 | 187.2643 | 236.768 | 187.2643 | 234.503
| 187.2914 | 236.768 | 187.2914 | 236.768 | 187.2914 | 234.503
| 187.2914 | 237.523 | 187.2914 | 237.523 | 187.2914 | 235.258
| 187.5872 | 237.523 | 187.5872 | 237.523 | 187.5872 | 235.258
| 187.5872 | 237.523 | 187.5872 | 237.523 | 187.5872 | 235.258
| 188.1681 | 237.523 | 188.1681 | 237.523 | 188.1681 | 235.258
| 188.1681 | 238.429 | 188.1681 | 238.429 | 188.1681 | 236.164
| 188.4169 | 238.429 | 188.4169 | 238.429 | 188.4169 | 236.164
| 188.4169 | 239.2595 | 188.4169 | 239.2595 | 188.4169 | 236.9945
| 188.4835 | 239.2595 | 188.4835 | 239.2595 | 188.4835 | 236.9945
| 188.4835 | 239.2595 | 188.4835 | 239.2595 | 188.4835 | 236.9945
| 188.5156 | 239.2595 | 188.5156 | 239.2595 | 188.5156 | 236.9945
| 188.5156 | 240.4675 | 188.5156 | 240.4675 | 188.5156 | 238.2025
| 188.6145 | 240.4675 | 188.6145 | 240.4675 | 188.6145 | 238.2025
| 188.6145 | 241.9775 | 188.6145 | 241.9775 | 188.6145 | 239.7125
| 188.6999 | 241.9775 | 188.6999 | 241.9775 | 188.6999 | 239.7125
| 188.6999 | 241.9775 | 188.6999 | 241.9775 | 188.6999 | 239.7125
| 188.998 | 241.9775 | 188.998 | 241.9775 | 188.998 | 239.7125
| 188.998 | 242.053 | 188.998 | 242.053 | 188.998 | 239.788
| 189.2024 | 242.053 | 189.2024 | 242.053 | 189.2024 | 239.788
| 189.2024 | 242.053 | 189.2024 | 242.053 | 189.2024 | 239.788
| 190.1419 | 245.677 | 190.1419 | 245.677 | 190.1419 | 243.412
| 190.1419 | 242.053 | 190.1419 | 242.053 | 190.1419 | 239.788
| 190.1419 | 245.677 | 190.1419 | 245.677 | 190.1419 | 243.412
| 190.1419 | 245.828 | 190.1419 | 245.828 | 190.1419 | 243.563
| 190.4254 | 248.161 | 190.4254 | 248.161 | 190.4254 | 245.8959
| 190.4254 | 245.828 | 190.4254 | 245.828 | 190.4254 | 243.563
| 190.4254 | 248.161 | 190.4254 | 248.161 | 190.4254 | 245.8959
| 190.4254 | 248.697 | 190.4254 | 248.697 | 190.4254 | 246.432
| 191.1006 | 248.697 | 191.1006 | 248.697 | 191.1006 | 246.432
| 191.1006 | 250.66 | 191.1006 | 250.66 | 191.1006 | 248.395
| 191.9834 | 250.66 | 191.9834 | 250.66 | 191.9834 | 248.395
| 191.9834 | 250.66 | 191.9834 | 250.66 | 191.9834 | 248.395
| 192.352 | 250.66 | 192.352 | 250.66 | 192.352 | 248.395
| 192.352 | 251.6415 | 192.352 | 251.6415 | 192.352 | 249.3765
| 194.8141 | 251.6415 | 194.8141 | 251.6415 | 194.8141 | 249.3765
| 194.8141 | 251.6415 | 194.8141 | 251.6415 | 194.8141 | 249.3765
| 195.1097 | 251.6415 | 195.1097 | 251.6415 | 195.1097 | 249.3765
| 195.1097 | 252.321 | 195.1097 | 252.321 | 195.1097 | 250.056
| 195.115 | 252.321 | 195.115 | 252.321 | 195.115 | 250.056
| 195.115 | 252.321 | 195.115 | 252.321 | 195.115 | 250.056
| 196.2899 | 252.321 | 196.2899 | 252.321 | 196.2899 | 250.056
| 196.2899 | 255.643 | 196.2899 | 255.643 | 196.2899 | 253.378
| 197.0447 | 255.643 | 197.0447 | 255.643 | 197.0447 | 253.378
| 197.0447 | 255.643 | 197.0447 | 255.643 | 197.0447 | 253.378
| 197.4585 | 255.643 | 197.4585 | 255.643 | 197.4585 | 253.378
| 197.4585 | 258.8895 | 197.4585 | 258.8895 | 197.4585 | 256.6245
| 198.0358 | 258.8895 | 198.0358 | 258.8895 | 198.0358 | 256.6245
| 198.0358 | 266.515 | 198.0358 | 266.515 | 198.0358 | 264.25
| 198.221 | 266.515 | 198.221 | 266.515 | 198.221 | 264.25
| 198.221 | 266.515 | 198.221 | 266.515 | 198.221 | 264.25
| 198.221 | 266.515 | 198.221 | 266.515 | 198.221 | 264.25
| 198.221 | 269.988 | 198.221 | 269.988 | 198.221 | 267.723
| 198.4123 | 269.988 | 198.4123 | 269.988 | 198.4123 | 267.723
| 198.4123 | 269.988 | 198.4123 | 269.988 | 198.4123 | 267.723
| 198.4837 | 269.988 | 198.4837 | 269.988 | 198.4837 | 267.723
| 198.4837 | 277.085 | 198.4837 | 277.085 | 198.4837 | 274.82
| 199.1278 | 277.085 | 199.1278 | 277.085 | 199.1278 | 274.82
| 199.1278 | 277.085 | 199.1278 | 277.085 | 199.1278 | 274.82
| 200.5598 | 277.085 | 200.5598 | 277.085 | 200.5598 | 274.82
| 200.5598 | 280.86 | 200.5598 | 280.86 | 200.5598 | 278.595
| 201.9369 | 280.86 | 201.9369 | 280.86 | 201.9369 | 278.595
| 201.9369 | 282.974 | 201.9369 | 282.974 | 201.9369 | 280.709
| 202.0489 | 282.974 | 202.0489 | 282.974 | 202.0489 | 280.709
| 202.0489 | 285.0125 | 202.0489 | 285.0125 | 202.0489 | 282.7475
| 202.1121 | 285.0125 | 202.1121 | 285.0125 | 202.1121 | 282.7475
| 202.1121 | 285.0125 | 202.1121 | 285.0125 | 202.1121 | 282.7475
| 202.4367 | 285.0125 | 202.4367 | 285.0125 | 202.4367 | 282.7475
| 202.4367 | 285.843 | 202.4367 | 285.843 | 202.4367 | 283.578
| 202.9605 | 285.843 | 202.9605 | 285.843 | 202.9605 | 283.578
| 202.9605 | 287.1265 | 202.9605 | 287.1265 | 202.9605 | 284.8615
| 203.7043 | 287.1265 | 203.7043 | 287.1265 | 203.7043 | 284.8615
| 203.7043 | 289.316 | 203.7043 | 289.316 | 203.7043 | 287.051
| 203.7997 | 289.316 | 203.7997 | 289.316 | 203.7997 | 287.051
| 203.7997 | 290.4485 | 203.7997 | 290.4485 | 203.7997 | 288.1835
| 203.8146 | 290.4485 | 203.8146 | 290.4485 | 203.8146 | 288.1835
| 203.8146 | 290.4485 | 203.8146 | 290.4485 | 203.8146 | 288.1835
| 203.8429 | 290.4485 | 203.8429 | 290.4485 | 203.8429 | 288.1835
| 203.8429 | 291.128 | 203.8429 | 291.128 | 203.8429 | 288.863
| 204.6651 | 291.128 | 204.6651 | 291.128 | 204.6651 | 288.863
| 204.6651 | 293.7705 | 204.6651 | 293.7705 | 204.6651 | 291.5055
| 204.812 | 293.7705 | 204.812 | 293.7705 | 204.812 | 291.5055
| 204.812 | 293.7705 | 204.812 | 293.7705 | 204.812 | 291.5055
| 205.2992 | 293.7705 | 205.2992 | 293.7705 | 205.2992 | 291.5055
| 205.2992 | 300.8675 | 205.2992 | 300.8675 | 205.2992 | 298.6025
| 208.3381 | 300.8675 | 208.3381 | 300.8675 | 208.3381 | 298.6025
| 208.3381 | 301.1695 | 208.3381 | 301.1695 | 208.3381 | 298.9045
| 208.4084 | 301.1695 | 208.4084 | 301.1695 | 208.4084 | 298.9045
| 208.4084 | 301.849 | 208.4084 | 301.849 | 208.4084 | 299.584
| 208.7338 | 301.849 | 208.7338 | 301.849 | 208.7338 | 299.584
| 208.7338 | 305.473 | 208.7338 | 305.473 | 208.7338 | 303.208
| 209.8946 | 305.473 | 209.8946 | 305.473 | 209.8946 | 303.208
| 209.8946 | 305.473 | 209.8946 | 305.473 | 209.8946 | 303.208
| 210.4082 | 305.473 | 210.4082 | 305.473 | 210.4082 | 303.208
| 210.4082 | 312.872 | 210.4082 | 312.872 | 210.4082 | 310.607
| 213.0938 | 312.872 | 213.0938 | 312.872 | 213.0938 | 310.607
| 213.0938 | 314.3065 | 213.0938 | 314.3065 | 213.0938 | 312.0415
| 213.3626 | 314.3065 | 213.3626 | 314.3065 | 213.3626 | 312.0415
| 213.3626 | 316.043 | 213.3626 | 316.043 | 213.3626 | 313.778
| 213.7364 | 316.043 | 213.7364 | 316.043 | 213.7364 | 313.778
| 213.7364 | 323.593 | 213.7364 | 323.593 | 213.7364 | 321.328
| 213.9357 | 323.593 | 213.9357 | 323.593 | 213.9357 | 321.328
| 213.9357 | 323.593 | 213.9357 | 323.593 | 213.9357 | 321.328
| 214.9444 | 323.593 | 214.9444 | 323.593 | 214.9444 | 321.328
| 214.9444 | 336.428 | 214.9444 | 336.428 | 214.9444 | 334.163
| 215.1742 | 336.428 | 215.1742 | 336.428 | 215.1742 | 334.163
| 215.1742 | 336.428 | 215.1742 | 336.428 | 215.1742 | 334.163
| 215.7216 | 336.428 | 215.7216 | 336.428 | 215.7216 | 334.163
| 215.7216 | 347.1264 | 215.7216 | 347.1264 | 215.7216 | 344.8614
| 215.8556 | 347.1264 | 215.8556 | 347.1264 | 215.8556 | 344.8614
| 215.8556 | 353.5665 | 215.8556 | 353.5665 | 215.8556 | 351.3015
| 216.1175 | 353.5665 | 216.1175 | 353.5665 | 216.1175 | 351.3015
| 216.1175 | 365.42 | 216.1175 | 365.42 | 216.1175 | 363.155
| 217.2784 | 365.42 | 217.2784 | 365.42 | 217.2784 | 363.155
| 217.2784 | 365.7975 | 217.2784 | 365.7975 | 217.2784 | 363.5325
| 219.1464 | 365.7975 | 219.1464 | 365.7975 | 219.1464 | 363.5325
| 219.1464 | 371.9357 | 219.1464 | 371.9357 | 219.1464 | 369.6707
| 221.3824 | 371.9357 | 221.3824 | 371.9357 | 221.3824 | 369.6707
| 221.3824 | 379.9915 | 221.3824 | 379.9915 | 221.3824 | 377.7265
| 223.3319 | 379.9915 | 223.3319 | 379.9915 | 223.3319 | 377.7265
| 223.3319 | 383.7665 | 223.3319 | 383.7665 | 223.3319 | 381.5015
| 223.8894 | 383.7665 | 223.8894 | 383.7665 | 223.8894 | 381.5015
| 223.8894 | 383.842 | 223.8894 | 383.842 | 223.8894 | 381.577
| 224.116 | 383.842 | 224.116 | 383.842 | 224.116 | 381.577
| 224.116 | 444.544 | 224.116 | 444.544 | 224.116 | 442.279
| 224.6957 | 444.544 | 224.6957 | 444.544 | 224.6957 | 442.279
| 224.6957 | 466.3635 | 224.6957 | 466.3635 | 224.6957 | 464.0985
| 225.019 | 466.3635 | 225.019 | 466.3635 | 225.019 | 464.0985
| 225.019 | 474.2306 | 225.019 | 474.2306 | 225.019 | 471.9656
| 227.4148 | 474.2306 | 227.4148 | 474.2306 | 227.4148 | 471.9656
| 227.4148 | 576.518 | 227.4148 | 576.518 | 227.4148 | 574.253
| 228.3859 | 576.518 | 228.3859 | 576.518 | 228.3859 | 574.253

## Fig. A-4
(a) Present Value of System Costs (2011–2050, 3% discount rate)
| Conventional Generation | Renewable Generation | Storage | Transmission
| Billion 2009$ | Billion 2009$ | Billion 2009$ | Billion 2009$
Baseline | 3374.2184 | 541.2289 | 24.2449 | 50.8096
| 3374.2184 | 541.2289 | 24.2449 | 50.8096
30% RE | 3149.8117 | 671.6227 | 27.0263 | 59.3799
| 3210.0552 | 763.4515 | 26.1076 | 55.3727
40% RE | 2962.1995 | 845.2895 | 31.6912 | 72.7653
| 3019.5922 | 993.0081 | 32.8889 | 70.2294
50% RE | 2762.924 | 1067.3039 | 41.8999 | 88.9789
| 2813.1607 | 1285.0557 | 43.8917 | 92.1493
Figure A-4. Electric system costs and 2050 retail electricity prices as renewable electricity levels increase
(a) Present Value of System Costs (2011–2050, 3% discount rate)
60% RE | 2573.6777 | 1320.4544 | 49.0476 | 108.5907
| 2612.1689 | 1614.2268 | 55.9058 | 112.7433
70% RE | 2380.8812 | 1588.1176 | 62.8702 | 134.8393
| 2408.6502 | 1985.6836 | 77.1877 | 138.0587
80% RE | 2198.2817 | 1870.9783 | 80.1159 | 165.7346
| 2232.4872 | 2360.7116 | 97.9518 | 168.5704
90% RE | 2022.957 | 2193.927 | 97.6621 | 201.6954
| 2075.9173 | 2750.3455 | 116.5016 | 210.1735
(b) Range of Average Retail Electricity Price in 2050
| RE-ETI | RE-ITI | Difference
| 2009$/MWh | 2009$/MWh | 2009$/MWh
Baseline | 0 | 111.008
30% RE | 109.3969 | 113.4294 | 4.0325
40% RE | 113.0913 | 121.0018 | 7.9105
50% RE | 118.5867 | 130.0938 | 11.5071
60% RE | 124.7636 | 137.4036 | 12.6399
70% RE | 130.1789 | 146.1177 | 15.9388
80% RE | 134.6044 | 154.1279 | 19.5235
90% RE | 140.4202 | 165.3278 | 24.9076
(b) Range of Average Retail Electricity Price in 2050

## Fig. A-5
(a) Present value of system costs (2011–2050, 3% discount rate)
| Conventional Generation | Renewable Generation | Storage | Transmission | % Increase from Baseline
| Billion 2009$ | Billion 2009$ | Billion 2009$ | Billion 2009$
Baseline | 3374.2184 | 541.2289 | 24.2449 | 50.8096
80% RE- ETI | 2198.2817 | 1870.9783 | 80.1159 | 165.7346 | 8%
80% RE- ITI | 2232.4872 | 2360.7116 | 97.9518 | 168.5704 | 22%
80% RE- NTI | 2262.5672 | 2479.4381 | 105.9083 | 204.9775 | 27%
Figure A-5. Electric system costs and retail electricity prices in the Low-Demand Baseline, 80% RE-ETI, 80% RE-ITI, and 80% RE-NTI scenarios
(a) Present value of system costs (2011–2050, 3% discount rate)
(b) National average retail electricity price in 2050
| 2050 Retail Electricity Prices | % Increase from Baseline
Real 2009$/MWh
Baseline | 111.008
80% RE- ETI | 134.6044 | 21%
80% RE- ITI | 154.1279 | 39%
80% RE- NTI | 160.5414 | 45%
(b) National average retail electricity price in 2050

## Fig. A-6
(a) Increase in present value of system costs (2011–2050, 3% discount rate)
| Billion 2009$ | % Increase from 80% RE-ITI Scenario
Constr. Trans. | 257.1002 | 5.3%
Constr. Flex. | 125.0873 | 2.6%
Constr. Res. | 95.409 | 2%
Figure A-6. Increases in electric system costs and retail electricity prices in the constrained scenarios relative to the 80% RE-ITI scenario
(b) Increase in national average retail electricity price in 2050 |  |  | a) Increase in present value of system costs (2011–2050, 3% discount rate)
| Real 2009$/MWh | % Increase from 80% RE-ITI Scenario
Constr. Trans. | 5.0641 | 3.5%
Constr. Flex. | 3.2318 | 2.2%
Constr. Res. | 3.1223 | 2.1%
(b) Increase in national average retail electricity price in 2050

## Fig. A-7
(a) Present value of system costs (3% discount rate)
| Conventional Generation | Renewable Generation | Storage | Transmission | % Increase from High-Demand Baseline
| Billion 2009$ | Billion 2009$ | Billion 2009$ | Billion 2009$
High-Demand Baseline | 4028.8166 | 675.8142 | 23.5415 | 81.4099
High-Demand 80% RE | 2488.6003 | 2896.9967 | 96.1204 | 222.5875 | 19%
Figure A-7. Electric system costs and retail electricity prices in the High-Demand Baseline and High-Demand 80% RE scenarios
(a) Present value of system costs (3% discount rate)
(b) National average retail electricity price
|  | High-Demand Baseline | High-Demand 80% RE | Low-Demand Baseline | Low-Demand Core 80% RE | Low-Demand 80% RE-ITI | Low-Demand Core 80% RE
|  | 2009$/MWh | 2009$/MWh | 2009$/MWh | 2009$/MWh | 2009$/MWh | 2009$/MWh
2010 | 2010-01-01 | 98.9165 | 98.9408 | 98.9281 | 98.8194 | 99.123 | 0.3036
2012 | 2012-01-01 | 101.2552 | 101.3354 | 100.8605 | 100.586 | 101.4811 | 0.89517
2014 | 2014-01-01 | 102.1607 | 103.4513 | 101.9077 | 102.4045 | 103.9574 | 1.553
2016 | 2016-01-01 | 102.6021 | 104.6914 | 102.3131 | 103.3442 | 105.4612 | 2.117
2018 | 2018-01-01 | 103.0932 | 105.8882 | 102.5688 | 104.1174 | 107.5335 | 3.4161
2020 | 2020-01-01 | 103.742 | 107.867 | 102.9913 | 105.3817 | 110.6409 | 5.2592
2022 | 2022-01-01 | 105.645 | 113.8531 | 104.5033 | 109.7396 | 120.242 | 10.5023
2024 | 2024-01-01 | 106.2289 | 115.5348 | 104.3173 | 110.5947 | 122.0068 | 11.4121
2026 | 2026-01-01 | 106.6809 | 119.95 | 104.4574 | 113.6281 | 124.0699 | 10.4418
2028 | 2028-01-01 | 108.2552 | 123.846 | 104.9226 | 117.1311 | 128.7865 | 11.6554
2030 | 2030-01-01 | 110.6999 | 124.9723 | 105.9701 | 118.32 | 129.9836 | 11.6636
2032 | 2032-01-01 | 113.3304 | 128.8208 | 107.4155 | 119.4014 | 131.6687 | 12.2673
2034 | 2034-01-01 | 116.1181 | 131.969 | 109.0251 | 121.0079 | 133.1841 | 12.1761
2036 | 2036-01-01 | 117.8461 | 136.4209 | 110.1914 | 124.0088 | 136.5266 | 12.5178
2038 | 2038-01-01 | 119.5254 | 140.6268 | 111.0767 | 126.24 | 138.8923 | 12.6523
2040 | 2040-01-01 | 119.639 | 146.5013 | 111.0273 | 131.3522 | 146.0865 | 14.7343 | (b) National average retail electricity price
2042 | 2042-01-01 | 120.1021 | 150.1173 | 110.5751 | 132.1924 | 148.2738 | 16.0814
2044 | 2044-01-01 | 121.3186 | 153.2549 | 110.2582 | 133.4982 | 150.0216 | 16.5234
2046 | 2046-01-01 | 121.9237 | 156.8732 | 110.3935 | 134.1924 | 153.1671 | 18.9747
2048 | 2048-01-01 | 122.7561 | 159.554 | 110.6202 | 134.3033 | 156.3715 | 22.0682
2050 | 2050-01-01 | 123.2823 | 162.8631 | 111.008 | 134.6044 | 160.5414 | 25.937

## Fig. A-8
(a) Natural gas and coal demand
Annual Electric Sector Consumption | Baseline (coal) | 80% RE (coal) low | 80% RE (coal) high | 80% RE (coal) | Baseline (NG) | 80% RE (NG) low | 80% RE (NG) high | 80% RE (NG) | Difference
| Quads | Quads | Quads | Quads | Quads | Quads | Quads | Quads
2010 | 20.7324 | 20.5759 | 20.7086 | 0.13274 | 4.8761 | 4.8275 | 5.0427 | 0.21517 | 15.5331
2012 | 22.3423 | 21.9016 | 21.9651 | 0.063486 | 3.9009 | 3.6689 | 3.8409 | 0.17195 | 18.0607
2014 | 22.3423 | 21.2896 | 21.4156 | 0.12603 | 4.0569 | 3.3754 | 3.5821 | 0.2067 | 17.7074
2016 | 22.3543 | 20.5479 | 20.7019 | 0.15394 | 4.0097 | 3.1054 | 3.2956 | 0.19017 | 17.2524
2018 | 22.3811 | 19.6673 | 19.8505 | 0.18323 | 4.0744 | 2.9812 | 3.1637 | 0.18256 | 16.5036
2020 | 22.4771 | 18.8806 | 19.099 | 0.21841 | 4.0744 | 2.7427 | 2.9654 | 0.22274 | 15.9152
2022 | 22.4211 | 17.5255 | 17.7816 | 0.25611 | 3.8751 | 2.5623 | 2.8468 | 0.28454 | 14.6787
2024 | 22.4168 | 16.4969 | 16.8197 | 0.32275 | 4.0301 | 2.3573 | 2.545 | 0.1877 | 13.9519
2026 | 22.3604 | 15.6125 | 15.8426 | 0.23016 | 4.0301 | 2.0106 | 2.1837 | 0.17306 | 13.4288
2028 | 22.3604 | 14.4691 | 14.6796 | 0.21047 | 3.8689 | 1.7214 | 1.9499 | 0.22853 | 12.5192
2030 | 22.4896 | 13.5142 | 13.7934 | 0.2792 | 3.8602 | 1.4785 | 1.753 | 0.27448 | 11.7612
2032 | 22.7573 | 12.8264 | 13.241 | 0.4146 | 4.0146 | 1.3101 | 1.629 | 0.31893 | 11.1973
2034 | 23.0045 | 12.3133 | 12.8629 | 0.54958 | 4.3879 | 1.2577 | 1.6552 | 0.39752 | 10.6581
2036 | 23.0609 | 11.6618 | 12.3053 | 0.64343 | 4.7187 | 1.1616 | 1.6508 | 0.48927 | 10.011
2038 | 23.0728 | 10.9372 | 11.657 | 0.71982 | 5.062 | 1.0658 | 1.6185 | 0.55271 | 9.3187
2040 | 23.0769 | 9.7629 | 10.4484 | 0.68546 | 5.0102 | 0.87131 | 1.4242 | 0.55294 | 8.3387
2042 | 23.0797 | 8.5869 | 9.1565 | 0.56961 | 4.948 | 0.75011 | 1.2953 | 0.54516 | 7.2916 | Figure A-8. Natural gas and coal demand and prices in the electricity sector in the Low-Demand Baseline scenario and the low-demand core 80% RE scenarios
2044 | 23.082 | 7.3275 | 7.8155 | 0.48795 | 4.9081 | 0.67733 | 1.2152 | 0.53789 | 6.1123 | (a) Natural gas and coal demand (b) Natural gas and coal prices
2046 | 23.0849 | 6.1724 | 6.4749 | 0.30246 | 4.8869 | 0.64234 | 1.1505 | 0.50818 | 5.0219
2048 | 23.0875 | 4.911 | 5.3008 | 0.38973 | 4.8615 | 0.64565 | 1.197 | 0.55135 | 3.714
2050 | 23.089 | 3.7482 | 4.1427 | 0.39448 | 4.8224 | 0.62616 | 1.1822 | 0.55605 | 2.566
(b) Natural gas and coal prices
Electric Sector Fuel Prices | Baseline (coal) | 80% RE (coal) low | 80% RE (coal) high | 80% RE (coal) | Baseline (NG) | 80% RE (NG) low | 80% RE (NG) high | 80% RE (NG) | Difference
| 2009$/MMBtu | 2009$/MMBtu | 2009$/MMBtu | 2009$/MMBtu | 2009$/MMBtu | 2009$/MMBtu | 2009$/MMBtu | 2009$/MMBtu
2010 | 2.0093 | 2.0072 | 2.0086 | 0.001391 | 4.0169 | 3.9969 | 4.123 | 0.12612 | 1.9882
2012 | 2.0521 | 2.0314 | 2.0396 | 0.0082801 | 5.2741 | 5.191 | 5.2986 | 0.10768 | 3.1513
2014 | 2.0442 | 2.0016 | 2.0082 | 0.0065855 | 5.4422 | 5.201 | 5.3098 | 0.10877 | 3.1928
2016 | 2.0519 | 1.9745 | 1.986 | 0.011492 | 5.4918 | 5.198 | 5.2768 | 0.078842 | 3.212
2018 | 2.0458 | 1.9358 | 1.9451 | 0.0092897 | 5.4734 | 5.1066 | 5.2112 | 0.10461 | 3.1615
2020 | 2.0336 | 1.8885 | 1.9064 | 0.01786 | 5.5904 | 5.1258 | 5.2534 | 0.12758 | 3.2194
2022 | 2.023 | 1.8241 | 1.8549 | 0.030868 | 5.7313 | 5.2571 | 5.4085 | 0.15142 | 3.4021
2024 | 2.0288 | 1.8072 | 1.8428 | 0.035568 | 5.5785 | 4.9572 | 5.0488 | 0.091635 | 3.1144
2026 | 2.023 | 1.7806 | 1.8117 | 0.031154 | 5.642 | 4.9078 | 4.9878 | 0.079953 | 3.0961
2028 | 2.019 | 1.7393 | 1.7675 | 0.02829 | 5.7906 | 5.0199 | 5.1284 | 0.10852 | 3.2523
2030 | 2.0347 | 1.7274 | 1.7488 | 0.021434 | 6.1673 | 5.282 | 5.427 | 0.14498 | 3.5332
2032 | 2.0562 | 1.7107 | 1.7432 | 0.032499 | 6.5657 | 5.5706 | 5.7422 | 0.17155 | 3.8274
2034 | 2.0897 | 1.7239 | 1.7608 | 0.036925 | 6.8465 | 5.689 | 5.9001 | 0.21108 | 3.9282
2036 | 2.0885 | 1.7046 | 1.7421 | 0.037545 | 7.1087 | 5.7686 | 6.0424 | 0.27379 | 4.0264
2038 | 2.089 | 1.6904 | 1.7255 | 0.035074 | 7.2455 | 5.7304 | 6.0582 | 0.32775 | 4.0049
2040 | 2.0891 | 1.6606 | 1.6887 | 0.028075 | 7.2147 | 5.6552 | 5.9682 | 0.313 | 3.9666
2042 | 2.0892 | 1.6242 | 1.6474 | 0.023212 | 7.1886 | 5.591 | 5.928 | 0.33698 | 3.9436
2044 | 2.0893 | 1.5822 | 1.6049 | 0.02272 | 7.166 | 5.5493 | 5.8812 | 0.33185 | 3.9444
2046 | 2.0894 | 1.5423 | 1.5702 | 0.027827 | 7.1533 | 5.526 | 5.8319 | 0.30585 | 3.9558
2048 | 2.0895 | 1.5054 | 1.5325 | 0.027089 | 7.1396 | 5.5166 | 5.7847 | 0.26813 | 3.9841
2050 | 2.0895 | 1.4666 | 1.4947 | 0.028068 | 7.1265 | 5.5337 | 5.7394 | 0.20568 | 4.039

## Fig. A-9
Natural Gas Wellhead Prices, Actual vs. Forecasts
Real Prices (2008 $/Mcf)
Original $ |  | Base Year | 1985 | 1986 | 1987 | 1988 | 1989 | 1990 | 1991 | 1992 | 1993 | 1994 | 1995 | 1996 | 1997 | 1998 | 1999 | 2000 | 2001 | 2002 | 2003 | 2004 | 2005 | 2006 | 2007 | 2008 | 2009 | 2010 | 2011 | 2012 | 2013 | 2014 | 2015
1985 | AEO 1985 | 2008 | 1985: 4.5806; 1986: 4.4397; 1987: 4.3338; 1988: 4.2106; 1989: 4.369; 1990: 4.7216; 1991: 5.1442; 1992: 5.6199; 1993: 6.0781; 1994: 6.5712; 1995: 7.0999
1986 | AEO 1986 | 2008 | 1986: 2.982; 1987: 3.2733; 1988: 3.6887; 1989: 3.9472; 1990: 4.1885; 1991: 4.4816; 1992: 5.0504; 1993: 5.5847; 1994: 6.1534; 1995: 6.774; 1996: 7.3773; 1997: 7.9115; 1998: 8.3943; 1999: 8.9459; 2000: 9.4975
1987 | AEO 1987 | 2008 | 1987: 3.0653; 1988: 3.1657; 1989: 3.2829; 1990: 3.4171; 1991: 3.5678; 1992: 3.7521; 1993: 4.0369; 1994: 4.3551; 1995: 4.7739; 1996: 5.1659; 1997: 5.5578; 1998: 5.9498; 1999: 6.3417; 2000: 6.7337
1988 | AEO 1989* | 2008 | 1989: 2.6557; 1990: 2.834; 1991: 3.0122; 1992: 3.4656; 1993: 3.885; 1994: 4.2251; 1995: 4.5328; 1996: 5.2146; 1997: 5.4412; 1998: 5.7488; 1999: 6.0891; 2000: 6.332
1989 | AEO 1990 | 2008 | [5 empty] | 2.8245 | 2.9618 | 3.0992 | 3.2365 | 3.3738 | 3.5111 | 3.817 | 4.1228 | 4.4287 | 4.7346 | 5.0404 | 5.3931 | 5.7458 | 6.0984 | 6.4511 | 6.8038 | 7.2002 | 7.5965 | 7.9929 | 8.3893 | 8.7856
1990 | AEO 1991 | 2008 | [6 empty] | 2.7646 | 2.9748 | 3.1388 | 3.1853 | 3.1853 | 3.1853 | 3.2303 | 3.3055 | 3.591 | 3.9216 | 4.3272 | 4.8681 | 5.3039 | 5.6795 | 6.1453 | 6.5359 | 6.9116 | 7.1219 | 7.2722 | 7.5727
1990 | AEO 1992 | 2008 | [7 empty] | 2.6142 | 2.7947 | 2.8697 | 3.0351 | 3.1252 | 3.2904 | 3.4857 | 3.7863 | 4.0868 | 4.3723 | 4.6878 | 4.9883 | 5.2588 | 5.5593 | 5.7546 | 6.0101 | 6.2505 | 6.6411 | 6.9867
1991 | AEO 1993 | 2008 | 1993: 2.641; 1994: 2.7714; 1995: 2.9602; 1996: 3.0326; 1997: 3.1197; 1998: 3.294; 1999: 3.4826; 2000: 3.7148; 2001: 3.9469; 2002: 4.2372; 2003: 4.5419; 2004: 4.7741; 2005: 4.9337; 2006: 5.0353; 2007: 5.1513; 2008: 5.2965; 2009: 5.2819; 2010: 5.34
1992 | AEO 1994 | 2008 | 1994: 2.876; 1995: 2.9907; 1996: 3.1041; 1997: 3.246; 1998: 3.331; 1999: 3.3877; 2000: 3.4303; 2001: 3.5011; 2002: 3.6145; 2003: 3.7563; 2004: 3.898; 2005: 4.0965; 2006: 4.2666; 2007: 4.4934; 2008: 4.6776; 2009: 4.7485; 2010: 4.9186
1993 | AEO 1995 | 2008 | 1995: 2.6336; 1996: 2.5102; 1997: 2.5934; 1998: 2.6348; 1999: 2.8569; 2000: 2.9678; 2001: 3.2452; 2002: 3.4255; 2003: 3.7306; 2004: 3.9247; 2005: 4.1882; 2006: 4.3269; 2007: 4.4517; 2008: 4.5765; 2009: 4.6459; 2010: 4.7013
1994 | AEO 1996 | 2008 | [11 empty] | 2.262 | 2.365 | 2.4665 | 2.5347 | 2.5707 | 2.5991 | 2.6195 | 2.6393 | 2.6683 | 2.701 | 2.721 | 2.7501 | 2.793 | 2.8522 | 2.9165 | 3.0126 | 3.1153 | 3.2248 | 3.3554 | 3.4946
1995 | AEO 1997 | 2008 | [12 empty] | 2.3171 | 2.3607 | 2.4019 | 2.4269 | 2.4418 | 2.4622 | 2.5028 | 2.5434 | 2.5801 | 2.6059 | 2.628 | 2.6465 | 2.666 | 2.6718 | 2.6865 | 2.7064 | 2.7247 | 2.775 | 2.8321
1996 | AEO 1998 | 2008 | 1998: 2.1803; 1999: 2.7536; 2000: 2.7537; 2001: 2.7616; 2002: 2.763; 2003: 2.7706; 2004: 2.7832; 2005: 2.8034; 2006: 2.8331; 2007: 2.882; 2008: 2.9293; 2009: 2.9696; 2010: 3.0113; 2011: 3.0302; 2012: 3.0563; 2013: 3.074; 2014: 3.0863; 2015: 3.1054
1997 | AEO 1999 | 2008 | 1999: 2.6773; 2000: 2.691; 2001: 2.7651; 2002: 2.8287; 2003: 2.8882; 2004: 2.9395; 2005: 3.0162; 2006: 3.1005; 2007: 3.1478; 2008: 3.175; 2009: 3.2011; 2010: 3.227; 2011: 3.2483; 2012: 3.2624; 2013: 3.2739; 2014: 3.311; 2015: 3.3561
1998 | AEO 2000 | 2008 | 2000: 2.7546; 2001: 2.7515; 2002: 2.7563; 2003: 2.797; 2004: 2.8711; 2005: 2.9739; 2006: 3.0817; 2007: 3.1812; 2008: 3.2503; 2009: 3.2789; 2010: 3.3017; 2011: 3.3334; 2012: 3.3632; 2013: 3.3857; 2014: 3.4086; 2015: 3.4404
1999 | AEO 2001 | 2008 | 2001: 4.1713; 2002: 3.4927; 2003: 3.1488; 2004: 3.0406; 2005: 3.116; 2006: 3.1834; 2007: 3.2415; 2008: 3.2941; 2009: 3.3204; 2010: 3.3581; 2011: 3.3829; 2012: 3.4081; 2013: 3.4472; 2014: 3.4886; 2015: 3.5406
2000 | AEO 2002 | 2008 | 2002: 2.4216; 2003: 2.8942; 2004: 3.1611; 2005: 3.2604; 2006: 3.3008; 2007: 3.3213; 2008: 3.4082; 2009: 3.4436; 2010: 3.4914; 2011: 3.5634; 2012: 3.6355; 2013: 3.6814; 2014: 3.7113; 2015: 3.7575
2001 | AEO 2003 | 2008 | 2003: 3.7408; 2004: 3.5004; 2005: 3.4477; 2006: 3.3799; 2007: 3.4851; 2008: 3.6318; 2009: 3.7668; 2010: 3.9412; 2011: 4.0204; 2012: 4.1018; 2013: 4.152; 2014: 4.2125; 2015: 4.25
2002 | AEO 2004 | 2008 | 2004: 4.5708; 2005: 4.1703; 2006: 4.0967; 2007: 4.156; 2008: 4.289; 2009: 4.0806; 2010: 4.0014; 2011: 4.1942; 2012: 4.4168; 2013: 4.6269; 2014: 4.7256; 2015: 4.9358
2003 | AEO 2005 | 2008 | 2005: 6.108; 2006: 5.3853; 2007: 4.882; 2008: 4.4337; 2009: 4.3212; 2010: 4.1951; 2011: 4.1981; 2012: 4.3065; 2013: 4.4385; 2014: 4.6292; 2015: 4.7933
2004 | AEO 2006 | 2008 | 2006: 7.6787; 2007: 6.8774; 2008: 6.4743; 2009: 5.9907; 2010: 5.6346; 2011: 5.3604; 2012: 5.2931; 2013: 5.3793; 2014: 5.2759; 2015: 5.068
2005 | AEO 2007 | 2008 | 2007: 7.2121; 2008: 7.1512; 2009: 6.5675; 2010: 6.2449; 2011: 5.7819; 2012: 5.6099; 2013: 5.4383; 2014: 5.4726; 2015: 5.4081
2006 | AEO 2008 | 2008 | 2008: 6.9107; 2009: 7.0958; 2010: 6.6554; 2011: 6.3196; 2012: 6.1305; 2013: 5.9242; 2014: 5.7548; 2015: 5.6346
2007 | AEO 2009 | 2008 | 2009: 4.0755; 2010: 4.7382; 2011: 5.0846; 2012: 5.1999; 2013: 5.3258; 2014: 5.4884; 2015: 5.7195 | Figure A-9. Historical wellhead natural gas prices vs. price forecasts of EIA Annual Energy Outlook
2008 | AEO 2010 | 2008 | 2010: 4.0479; 2011: 5.1627; 2012: 5.6071; 2013: 5.5677; 2014: 5.5287; 2015: 5.6962
| Actual Wellhead Prices | 2008 | 4.4221 | 3.3439 | 2.7973 | 2.7369 | 2.6372 | 2.5693 | 2.3798 | 2.4664 | 2.8291 | 2.5127 | 2.0623 | 2.8332 | 2.9765 | 2.4865 | 2.7381 | 4.5035 | 4.7869 | 3.4741 | 5.6259 | 6.1209 | 7.9518 | 6.7134 | 6.5061 | 8.07 | 3.6879

## Fig. A-11
(a) Present value of system costs (3% discount rate)
|  | Conventional Generation | Renewable Generation | Storage | Transmission
|  | Billion 2009$ | Billion 2009$ | Billion 2009$ | Billion 2009$
Baseline | Low | 3089.7712 | 512.2766 | 22.7543 | 49.3139
| Mid | 3374.2184 | 541.2289 | 24.2449 | 50.8096
| High | 3618.644 | 600.5893 | 25.8996 | 54.6749
80% RE | Low | 2050.4093 | 2351.4241 | 97.3788 | 168.3515
| Mid | 2232.4872 | 2360.7116 | 97.9518 | 168.5704
| High | 2409.9542 | 2373.0028 | 101.408 | 167.4666
Figure A-11. Electric system costs and average retail electricity prices for alternative fossil energy cost scenarios
(a) Present value of system costs (3% discount rate)
(b) National average retail electricity price
| Low (Baseline) | Mid (Baseline) | High (Baseline) | Low (80% RE) | Mid (80% RE) | High (80% RE)
| 2009$/MWh | 2009$/MWh | 2009$/MWh | 2009$/MWh | 2009$/MWh | 2009$/MWh
2010-01-01 | 98.9281 | 98.9281 | 98.9281 | 98.9472 | 98.9472 | 98.9472
2012-01-01 | 97.6689 | 100.8605 | 104.0728 | 97.8722 | 100.9447 | 104.0359
2014-01-01 | 98.6243 | 101.9077 | 105.1717 | 100.3361 | 103.2701 | 106.2296
2016-01-01 | 99.0537 | 102.3131 | 105.581 | 101.6545 | 104.5982 | 107.3146
2018-01-01 | 99.3588 | 102.5688 | 105.8034 | 103.2587 | 106.0586 | 108.7286
2020-01-01 | 99.7934 | 102.9913 | 106.0895 | 105.5423 | 108.0951 | 110.3254
2022-01-01 | 101.2933 | 104.5033 | 107.6155 | 112.5369 | 115.2533 | 117.6534
2024-01-01 | 101.1196 | 104.3173 | 107.4762 | 115.4412 | 116.8852 | 119.2081
2026-01-01 | 101.1578 | 104.4574 | 107.4384 | 118.0872 | 121.3142 | 124.1331
2028-01-01 | 101.7606 | 104.9226 | 108.0236 | 123.1675 | 125.1673 | 127.5428
2030-01-01 | 102.7102 | 105.9701 | 109.1066 | 123.3665 | 125.9078 | 128.2666
2032-01-01 | 104.0734 | 107.4155 | 110.8771 | 125.6421 | 128.591 | 131.0647
2034-01-01 | 105.4246 | 109.0251 | 112.8332 | 127.9788 | 130.4765 | 132.6797
2036-01-01 | 106.3649 | 110.1914 | 113.9536 | 132.2402 | 134.0839 | 135.9584
2038-01-01 | 107.1965 | 111.0767 | 114.8563 | 135.01 | 136.888 | 138.6924 | (b) National average retail electricity price
2040-01-01 | 107.2545 | 111.0273 | 114.6986 | 139.7577 | 142.2748 | 144.1031
2042-01-01 | 106.885 | 110.5751 | 114.1367 | 142.6781 | 144.4896 | 146.4918
2044-01-01 | 106.5833 | 110.2582 | 113.8193 | 144.8361 | 146.7889 | 147.8579
2046-01-01 | 106.7237 | 110.3935 | 113.9131 | 147.5968 | 148.7298 | 150.3041
2048-01-01 | 106.9569 | 110.6202 | 114.1108 | 149.74 | 151.3843 | 152.3969
2050-01-01 | 107.3166 | 111.008 | 114.4904 | 153.718 | 154.1279 | 155.3422

## Fig. A-12
% of Total General Electricity
|  | Nuclear | Coal | Natural Gas | Biomass | Geothermal | Hydropower | CSP | PV | Wind
Baseline | Low | 10.72% | 53.18% | 17.13% | 1.397% | 2.363% | 8.43% | 0.03387% | 0.3926% | 6.35%
| Mid | 10.72% | 53.32% | 16.43% | 1.497% | 2.817% | 8.427% | 0.03386% | 0.4016% | 6.36%
| High | 10.71% | 53.15% | 14.7% | 1.611% | 3.161% | 8.441% | 0.03383% | 0.757% | 7.434%
80% RE | Low | 7.559% | 8.748% | 2.971% | 15.19% | 4.114% | 11.32% | 6.306% | 6.262% | 37.53%
| Mid | 8.024% | 8.682% | 2.568% | 15.2% | 4.109% | 11.36% | 6.598% | 6.444% | 37.01%
| High | 8.593% | 8.291% | 2.358% | 15.15% | 4.089% | 11.54% | 6.441% | 6.654% | 36.88%
Figure A-12. Generation mix of fossil fuel scenarios in 2050

## Fig. A-13
(a) Present value of system costs (3% discount rate)
| Conventional Generation | Renewable Generation | Storage | Transmission
| Billion 2009$ | Billion 2009$ | Billion 2009$ | Billion 2009$
Baseline | 3374.2184 | 541.2289 | 24.2449 | 50.8096
Baseline (Fossil-HTI) | 3370.6104 | 503.8701 | 21.8783 | 52.1475
80% RE-ITI | 2232.4872 | 2360.7116 | 97.9518 | 168.5704
80% RE-ITI (Fossil-HTI) | 2250.7162 | 2359.2929 | 86.2767 | 168.915
Figure A-13. Electric system costs and average retail electricity prices for Fossil-HTI scenarios
(a) Present value of system costs (3% discount rate)
(a) National average retail electricity price
| Baseline | Baseline (Fossil-HTI) | 80% RE-ITI | 80% RE-ITI (Fossil-HTI)
| 2009$/MWh | 2009$/MWh | 2009$/MWh | 2009$/MWh
2010 | 98.9281 | 99.2291 | 98.9472 | 99.2512
2012 | 100.8605 | 101.0351 | 100.9447 | 101.2059
2014 | 101.9077 | 101.983 | 103.2701 | 103.4778
2016 | 102.3131 | 102.4419 | 104.5982 | 104.9979
2018 | 102.5688 | 102.7016 | 106.0586 | 106.6347
2020 | 102.9913 | 102.979 | 108.0951 | 108.7493
2022 | 104.5033 | 104.8682 | 115.2533 | 118.3712
2024 | 104.3173 | 104.257 | 116.8852 | 117.7745
2026 | 104.4574 | 104.491 | 121.3142 | 119.6203
2028 | 104.9226 | 104.9903 | 125.1673 | 124.2629
2030 | 105.9701 | 105.8263 | 125.9078 | 125.6875
2032 | 107.4155 | 107.2525 | 128.591 | 127.9057
2034 | 109.0251 | 107.8525 | 130.4765 | 130.3679
2036 | 110.1914 | 108.5778 | 134.0839 | 133.3364
2038 | 111.0767 | 108.8218 | 136.888 | 135.911
2040 | 111.0273 | 109.1887 | 142.2748 | 141.5757 | (b) National average retail electricity price
2042 | 110.5751 | 108.8646 | 144.4896 | 143.8317
2044 | 110.2582 | 108.3392 | 146.7889 | 145.7195
2046 | 110.3935 | 108.2302 | 148.7298 | 148.4964
2048 | 110.6202 | 108.3152 | 151.3843 | 150.8487
2050 | 111.008 | 108.4866 | 154.1279 | 153.7721

## Fig. A-14
(a) Difference in 2050 Electricity Price of Varied 80% RE Scenarios Relative to 80% RE-ITI Scenario |  |  |  | (b) Difference in 2050 Electricity Price of Varied Baseline Scenarios Relative to Baseline (low-demand, ITI) Scenario
| 2050 Electricity Price | Difference tin 2050 Electricity Price |  |  | 2050 Electricity Price | Difference tin 2050 Electricity Price
| 2009$/MWh |  |  |  | 2009$/MWh
80% RE-ITI | 154.1279 |  |  | Baseline | 111.008
Fossil-HTI | 153.7721 | -0.35581 | -0.2309% | Fossil-HTI | 108.4866 | -2.5214 | -2.271%
Higher Fuel Price | 155.3422 | 1.2143 | 0.7879% | Higher Fossil Fuel | 114.4904 | 3.4823 | 3.137%
Lower Fuel Price | 153.718 | -0.40988 | -0.2659% | Lower Fossil Fuel | 107.3166 | -3.6914 | -3.325%
High Demand | 162.8631 | 8.7352 | 5.667% | High Demand | 123.2823 | 12.2743 | 11.06%
Constr. Res. | 157.2502 | 3.1223 | 2.026%
Constr. Flex. | 157.3597 | 3.2318 | 2.097%
Constr. Trans. | 159.192 | 5.0641 | 3.286%
80% RE-NTI | 160.5414 | 6.4135 | 4.161%
80% RE-ETI | 134.6044 | -19.5235 | -12.67%
Figure A-14. Impact on 2050 national average electricity price from various model drivers to the (a) 80% RE-ITI scenario and the (b) Low-Demand Baseline scenario
(a) Difference in 2050 Electricity Price of Varied 80% RE Scenarios Relative to 80% RE-ITI Scenario
(b) Difference in 2050 Electricity Price of Varied Baseline Scenarios Relative to Baseline (low-demand, ITI) Scenario

## Fig. A-16
| (a) Direct, combustion-only CO 2 emissions |  | (b) Life cycle GHG emissions
| Baseline | 80% RE-ITI | Baseline | 80% RE-ITI
Year | MMT CO2 | MMT CO2 | MMT CO2e | MMT CO2e
2010-01-01 | 2159.0804 | 2153.599 | 2342.3616 | 2337.2162
2012-01-01 | 2255.8626 | 2208.3533 | 2443.3562 | 2397.0401
2014-01-01 | 2263.3594 | 2141.1762 | 2449.9688 | 2328.7828
2016-01-01 | 2262.3313 | 2060.3293 | 2449.0015 | 2244.2247
2018-01-01 | 2268.2878 | 1973.8034 | 2455.0896 | 2148.1346
2020-01-01 | 2276.4035 | 1889.7999 | 2465.7731 | 2059.5987
2022-01-01 | 2259.132 | 1746.4062 | 2449.7751 | 1921.5703
2024-01-01 | 2268.2702 | 1646.8936 | 2457.0581 | 1804.9158
2026-01-01 | 2263.079 | 1539.1365 | 2451.522 | 1690.3558
2028-01-01 | 2254.3843 | 1417.6104 | 2441.075 | 1567.0764
2030-01-01 | 2265.7605 | 1323.7737 | 2453.389 | 1469.1385
2032-01-01 | 2298.6691 | 1251.0593 | 2488.9506 | 1383.8487
2034-01-01 | 2341.4395 | 1207.0361 | 2538.0302 | 1339.1086
2036-01-01 | 2364.5248 | 1147.8782 | 2564.3796 | 1277.3041 | Figure A-16. Greenhouse gas emissions in Low-Demand Baseline and 80% RE-ITI scenarios
2038-01-01 | 2384.2657 | 1083.4871 | 2586.8215 | 1210.1037 | (a) Direct, combustion-only CO 2 emissions (b) Life cycle GHG emissions
2040-01-01 | 2382.1759 | 965.0642 | 2582.6265 | 1085.9787
2042-01-01 | 2378.9574 | 841.5991 | 2579.0625 | 963.4387
2044-01-01 | 2377.0901 | 714.2025 | 2576.8015 | 830.9643
2046-01-01 | 2376.3141 | 594.8818 | 2575.7292 | 710.2424
2048-01-01 | 2375.2163 | 477.867 | 2574.3392 | 593.6868
2050-01-01 | 2373.1835 | 378.2383 | 2572.0618 | 493.8565

## Fig. A-17
Life Cycle Greenhouse Gas Emissions
| Photovoltaics | Concentrating Solar Power | Geothermal | Wind-Onshore | Wind-Offshore | Biopower | Nuclear | Natural Gas- CC | Natural Gas- CT | Coal-IGCC | Coal-Pulverized Supercritical | Coal-Pulverized Subcritical
| g CO2e/ kWh | g CO2e/ kWh | g CO2e/ kWh | g CO2e/ kWh | g CO2e/ kWh | g CO2e/ kWh | g CO2e/ kWh | g CO2e/ kWh | g CO2e/ kWh | g CO2e/ kWh | g CO2e/ kWh | g CO2e/ kWh
q1 | 29.31 | 14 | 20 | 7.35 | 9.355 | 22 | 7.7 | 406.048 | 542 | 750.9 | 842.3326 | 973.095
q3-med | 34.86 | 8 | 11.9 | 8.1 | 1.3 | 35 | 18 | 37.8 | 153.4325 | 34.007 | 87.3333 | 120.8106
Figure A-17. Full life cycle greenhouse gas emission factors by technology based on life cycle assessment literature survey

## Fig. A-19
Water Withrawl Rates
Cooling System | Once-Through
Once-Through | Fuel | High (Max) | Low (Min) | Difference
|  | gal/MWh | gal/MWh | gal/MWh
| Nuclear | 60000 | 25000 | 35000
| Pulverized Coal | 50000 | 20000 | 30000
Re-Circulation | Natural Gas CC | 20000 | 7500 | 12500
| Biopower | 50000 | 20000 | 30000
Nuclear
Pulverized Coal
Dry | Natural Gas CC
Biopower
Non-Thermal | Geothermal
CSP
PV
Wind
Once-Through
Recirculating, Dry, Non-Thermal
| Fuel | High (Max) | Low (Min) | Difference
|  | gal/MWh | gal/MWh | gal/MWh
Recirculating | Nuclear
| Pulverized Coal |  |  |  | Figure A-19. Overview of water withdrawal factors by technology based on Macknick et al. (2011)
Natural Gas CC
Biopower
Dry | Nuclear | 2600 | 800 | 1800
| Pulverized Coal | 1200 | 500 | 700
Non-Thermal | Natural Gas CC | 283 | 150 | 133
| Biopower | 1460 | 500 | 960
| Geothermal | 270 | 0 | 270
| CSP | 78.6637 | 25.9323 | 52.7314
| PV | 33.2368 | 26.417 | 6.8198
| Wind | 1 | 0.26417 | 0.73583

## Fig. A-20
Water Consumption Rates
Cooling System | Fuel | High (Max) | Low (Min) | Difference
|  | gal/MWh | gal/MWh | gal/MWh
Once-Through | Nuclear | 400 | 100 | 300
| Pulverized Coal | 317.004 | 64 | 253.004
| Natural Gas CC | 100 | 20 | 80
| Biopower | 317.004 | 64 | 253.004
Recirculating | Nuclear | 845.344 | 581.174 | 264.17
| Pulverized Coal | 1100 | 394 | 706
| Natural Gas CC | 300 | 130 | 170
| Biopower | 965 | 480 | 485
Dry | Geothermal | 270 | 0 | 270
| CSP | 78.6637 | 25.9323 | 52.7314
Non-Thermal | PV | 33.2368 | 26.417 | 6.8198
| Wind | 1 | 0.26417 | 0.73583
Figure A-20. Overview of water consumption factors by technology based on Macknick et al. (2011)

## Fig. A-21
(a) Water withdrawals
| OTF | OTS | CCF | CCS | NonThm/Dry
| Million Gal/Day | Million Gal/Day | Million Gal/Day | Million Gal/Day | Million Gal/Day
2006 | 140218.0646 | 51597.3571 | 14171.8138 | 483.5769 | 4.314
Low-Demand Baseline | 125425.8684 | 46365.2846 | 14534.8709 | 354.0249 | 28.3604
Low-Demand 80% RE-ITI | 61161.4082 | 19488.7471 | 6433.5507 | 219.2026 | 129.8827
High-Demand Baseline | 158213.1519 | 74077.4367 | 17431.2432 | 440.5375 | 44.7479
High-Demand 80% RE | 68699.0923 | 23691.0869 | 7469.8552 | 238.5198 | 185.9749
(b) Water consumption
| OTF | OTS | CCF | CCS | NonThm/Dry
| Million Gal/Day | Million Gal/Day | Million Gal/Day | Million Gal/Day | Million Gal/Day
2006 | 2528.9541 | 902.6485 | 4006.1672 | 174.3448 | 0
Low-Demand Baseline | 2260.6568 | 829.3607 | 3987.7591 | 134.7492 | 28.3604
Low-Demand 80% RE-ITI | 1089.0045 | 353.6294 | 1780.1079 | 79.0223 | 129.8827
High-Demand Baseline | 2877.5239 | 1375.4461 | 4841.7022 | 178.7321 | 44.7479
High-Demand 80% RE | 1222.6708 | 421.2195 | 2104.9112 | 86.8406 | 185.9749
Figure A-21. Contiguous U.S. water use under Low-Demand 80% RE-ITI and High-Demand 80% RE, and corresponding baseline scenarios in 2050 in comparison to use in 2006
(a) Water withdrawals (b) Water consumption
Water Consumption

## Transmission & Storage (hidden)
0.88035 | [13 empty] | 000s km2 |  | 1.1 | 0.5 | 0.14 | km2/GW
| MW-mi | MW-mi | million MW-mi | MW | billion 2004$ | billion 2009$ | billion 2009$ |  | GW |  | miles | miles |  | land use |  | GW
| 2011-2050 Intra-PCA | 2011-2050 Inter-PCA | 2011-2050 total new transmission | Intertie | 2011-2050 Transmission & Interconnection Investments | 2011-2050 Transmission & Interconnection Investments | Average Annual Investment |  | 2050 Storage |  | assuming 1000 MW lines | assuming 4000 MW lines |  | 50 meter ROW for 1000 MW lines |  | 2050 PSH | Batteries | CAES
BV | [13 empty] | 1.6093 | existing | 20.3547 | 0 | 0.11 | 20.4647
Baseline | 1147157.4359 | 4372425.7206 | 5.5196 | 6205.0935 | 62.734 | 71.2607 | 1.7815 | 12910.5163 | #REF! |  | 5519.5832 | 1379.8958 | 12910.5163 | 0.44415
30% RE | 7125439.5216 | 6866228.0043 | 13.9917 | 6575.0802 | 70.641 | 80.2423 | 2.0061 | 5735.008 | #REF! |  | 13991.6675 | 3497.9169 | 5735.008 | 1.1259
40% RE | 17260809.1287 | 13573024.0908 | 30.8338 | 8166.495 | 92.9249 | 105.555 | 2.6389 | 3423.3488 | #REF! |  | 30833.8332 | 7708.4583 | 3423.3488 | 2.4811
50% RE | 30940185.8838 | 17708508.1744 | 48.6487 | 9363.0586 | 122.7671 | 139.4533 | 3.4863 | 2866.5376 | #REF! |  | 48648.6941 | 12162.1735 | 2866.5376 | 3.9146
60% RE | 41477087.1822 | 19138890.1575 | 60.616 | 10551.819 | 149.6428 | 169.9818 | 4.2495 | 2804.2412 | #REF! |  | 60615.9773 | 15153.9943 | 2804.2412 | 4.8776
70% RE | 53626064.177 | 35569090.3504 | 89.1952 | 22443.8591 | 182.4811 | 207.2834 | 5.1821 | 2323.9315 | #REF! |  | 89195.1545 | 22298.7886 | 2323.9315 | 7.1773
80% RE | 75838728.9941 | 71267463.695 | 147.1062 | 50333.0321 | 227.2512 | 258.1386 | 6.4535 | 1754.777 | #REF! |  | 147106.1927 | 36776.5482 | 1754.777 | 11.8372 |  | 25.0405 | 5.8796 | 91.3263 | 20.8645
90% RE | 105966811.4934 | 130935270.181 | 236.9021 | 85044.8293 | 293.4168 | 333.2972 | 8.3324 | 1406.8984 | #REF! |  | 236902.0817 | 59225.5204 | 1406.8984 | 19.0628
Constr. Trans. | 30861392.4652 | 8245288.1015 | 39.1067 | 0 | 200.6506 | 227.9224 | 5.6981 | 5828.2226 | #REF! |  | 39106.6806 | 9776.6701 | 5828.2226 | 3.1468 |  | 25.9408 | 8.9684 | 93.9121 | 23.7612
Constr. Flex. | 75217652.085 | 84861273.5302 | 160.0789 | 75003.6086 | 231.1109 | 262.5228 | 6.5631 | 1639.9588 | #REF! | #REF! | 160078.9256 | 40019.7314 | 1639.9588 | 12.8811 |  | 26.2164 | 16.2202 | 109.3947 | 29.8578
Constr. Res. | 113934648.356 | 116961453.0494 | 230.8961 | 80053.6893 | 296.655 | 336.9755 | 8.4244 | 1459.4246 | #REF! |  | 230896.1014 | 57724.0254 | 1459.4246 | 18.5796 |  | 25.3843 | 6.799 | 99.104 | 22.7912
HD Baseline | 6390051.8125 | 6052989.3497 | 12.443 | 6938.5216 | 110.3455 | 125.3434 | 3.1336 | 10073.3696 | #REF! |  | 12443.0412 | 3110.7603 | 10073.3696 | 1.0013
HD 80% RE | 116330357.7595 | 109035046.7259 | 225.3654 | 66558.3339 | 316.4452 | 359.4556 | 8.9864 | 1594.99 | #REF! |  | 225365.4045 | 56341.3511 | 1594.99 | 18.1345 |  | 25.9168 | 10.8857 | 99.4485 | 25.4685
Lower Fossil Fuel Baseline | 1101666.6048 | 3028737.8321 | 4.1304 | 4824.2712 | 60.8843 | 69.1595 | 1.729 | 16743.9946 | #REF! |  | 4130.4044 | 1032.6011 | 16743.9946 | 0.33236
Lower Fossil Fuel 80% RE | 75636343.0874 | 70770628.9377 | 146.407 | 48421.8734 | 227.3182 | 258.2146 | 6.4554 | 1763.6769 | #REF! |  | 146406.972 | 36601.743 | 1763.6769 | 11.781
Higher Fossil Fuel Baseline | 2294126.4988 | 5597235.3172 | 7.8914 | 7115.0124 | 67.3121 | 76.461 | 1.9115 | 9689.1966 | #REF! |  | 7891.3618 | 1972.8405 | 9689.1966 | 0.635
Higher Fossil Fuel 80% RE | 75780116.682 | 72918739.603 | 148.6989 | 50633.6974 | 225.9658 | 256.6784 | 6.417 | 1726.1627 | #REF! |  | 148698.8563 | 37174.7141 | 1726.1627 | 11.9654
Lower Fossil Tech Baseline | 1138057.4441 | 3617295.3706 | 4.7554 | 6730.0105 | 64.7491 | 73.5497 | 1.8387 | 15466.7082 | #REF! |  | 4755.3528 | 1188.8382 | 15466.7082 | 0.38265
Lower Fossil Tech 80% RE | 77673125.0528 | 69768252.5643 | 147.4414 | 49663.6676 | 228.4495 | 259.4997 | 6.4875 | 1760.0192 | #REF! |  | 147441.3776 | 36860.3444 | 1760.0192 | 11.8642
HD Lower Fossil Tech Baseline | 2054248.9407 | 5105685.1476 | 7.1599 | 6930.7591 | 105.4224 | 119.7511 | 2.9938 | 16725.1663 | #REF! |  | 7159.9341 | 1789.9835 |  | 0.57614
HD Lower Fossil Tech 80% RE | 120985863.8461 | 115389168.9605 | 236.375 | 71284.0248 | 327.2455 | 371.7238 | 9.2931 | 1572.6018 | #REF! |  | 236375.0328 | 59093.7582 |  | 19.0204
Tech Team | [13 empty] | 0
Baseline | 4528715.4818 | 4878290.9858 | 9.407 | 6862.5184 | 71.6402 | 81.3773 | 2.0344 |  | #REF! |  | 9407.0065 | 2351.7516 |  | 0.75696
30% RE | 8765411.1359 | 7435191.217 | 16.2006 | 6888.856 | 75.0597 | 85.2616 | 2.1315 |  | #REF! |  | 16200.6024 | 4050.1506 |  | 1.3036
40% RE | 17328362.5295 | 10476652.545 | 27.805 | 8392.4087 | 95.118 | 108.0462 | 2.7012 |  | #REF! |  | 27805.0151 | 6951.2538 |  | 2.2374
50% RE | 27709005.5153 | 13609998.8476 | 41.319 | 14853.9406 | 117.4452 | 133.408 | 3.3352 |  | #REF! |  | 41319.0044 | 10329.7511 |  | 3.3248
60% RE | 39294993.3297 | 21592434.7674 | 60.8874 | 25974.6578 | 144.0562 | 163.6359 | 4.0909 |  | #REF! |  | 60887.4281 | 15221.857 |  | 4.8994
70% RE | 53111099.1908 | 37308484.9983 | 90.4196 | 37486.5197 | 180.6576 | 205.2121 | 5.1303 |  | #REF! |  | 90419.5842 | 22604.896 |  | 7.2758
80% RE | 67996543.1135 | 63308673.4784 | 131.3052 | 53254.6417 | 224.995 | 255.5757 | 6.3894 |  | #REF! | #REF! | 131305.2166 | 32826.3041 |  | 10.5658 |  | 24.825 | 4.1684 | 71.0962 | 16.9396
90% RE | 90786627.7417 | 110738017.8398 | 201.5246 | 79974.0509 | 278.8771 | 316.7812 | 7.9195 |  | #REF! | #REF! | 201524.6456 | 50381.1614 |  | 16.2161
Constr. Trans. | 25074815.3861 | 8016520.0421 | 33.0913 | 0 | 192.184 | 218.3051 | 5.4576 |  | #REF! |  | 33091.3354 | 8272.8339 |  | 2.6628
Constr. Flex. | 78922093.9871 | 94167961.6664 | 173.0901 | 75748.1821 | 251.7325 | 285.9473 | 7.1487 |  | #REF! |  | 173090.0557 | 43272.5139 |  | 13.9281
Constr. Res. | 94819129.9014 | 105741798.848 | 200.5609 | 87330.0621 | 265.3186 | 301.38 | 7.5345 |  | #REF! |  | 200560.9287 | 50140.2322 |  | 16.1386
Cur. RE Costs | 107558317.1782 | 117743217.3909 | 225.3015 | 47499.9741 | 286.3863 | 325.3111 | 8.1328 |  | #REF! |  | 225301.5346 | 56325.3836 |  | 18.1294 |  | 28.9262 | 10.4128 | 102.7597 | 29.006
Baseline | 1147157.4359 | 4372425.7206 | 5.5196 | 6205.0935 | 62.734 | 71.2607 | 1.7815 | 12910.5163 | #REF!
80% RE Cost-H | 75838728.9941 | 71267463.695 | 147.1062 | 50333.0321 | 227.2512 | 258.1386 | 6.4535 | 1754.777 | #REF!
80% RE Cost-L | 67996543.1135 | 63308673.4784 | 131.3052 | 53254.6417 | 224.995 | 255.5757 | 6.3894 | 0 | #REF!
Cur. RE Costs | 107558317.1782 | 117743217.3909 | 225.3015 | 47499.9741 | 286.3863 | 325.3111 | 8.1328 | 0 | #REF!
Constr. Trans. | 30861392.4652 | 8245288.1015 | 39.1067 | 0 | 200.6506 | 227.9224 | 5.6981 |  | #REF!
Constr. Flex. | 75217652.085 | 84861273.5302 | 160.0789 | 75003.6086 | 231.1109 | 262.5228 | 6.5631 |  | #REF!
Constr. Res. | 113934648.356 | 116961453.0494 | 230.8961 | 80053.6893 | 296.655 | 336.9755 | 8.4244 |  | #REF!