## Disclaimer
Disclaimer
The National Renewable Energy Laboratory (NREL) is operated for the U.S. Department of Energy (DOE) by Alliance for Sustainable Energy, LLC ("Alliance").
Access to or use of any data or software made available on this server ("Data") shall impose the following obligations on the user, and use of the Data constitutes user's agreement to these terms. The user is granted the right, without any fee or cost, to use or copy the Data, provided that this entire notice appears in all copies of the Data. Further, the user agrees to credit DOE/NREL/ALLIANCE in any publication that results from the use of the Data. The names DOE/NREL/ALLIANCE, however, may not be used in any advertising or publicity to endorse or promote any products or commercial entities unless specific written permission is obtained from DOE/NREL/ ALLIANCE. The user also understands that DOE/NREL/ALLIANCE are not obligated to provide the user with any support, consulting, training or assistance of any kind with regard to the use of the Data or to provide the user with any updates, revisions or new versions thereof. DOE, NREL, and ALLIANCE do not guarantee or endorse any results generated by use of the Data, and user is entirely responsible for the results and any reliance on the results or the Data in general.
USER AGREES TO INDEMNIFY DOE/NREL/ALLIANCE AND ITS SUBSIDIARIES, AFFILIATES, OFFICERS, AGENTS, AND EMPLOYEES AGAINST ANY CLAIM OR DEMAND, INCLUDING REASONABLE ATTORNEYS' FEES, RELATED TO USER'S USE OF THE DATA. THE DATA ARE PROVIDED BY DOE/NREL/ALLIANCE "AS IS," AND ANY EXPRESS OR IMPLIED WARRANTIES, INCLUDING BUT NOT LIMITED TO THE IMPLIED WARRANTIES OF MERCHANTABILITY AND FITNESS FOR A PARTICULAR PURPOSE ARE DISCLAIMED. DOE/NREL/ALLIANCE ASSUME NO LEGAL LIABILITY OR RESPONSIBILITY FOR THE ACCURACY, COMPLETENESS, OR USEFULNESS OF THE DATA, OR REPRESENT THAT ITS USE WOULD NOT INFRINGE PRIVATELY OWNED RIGHTS. IN NO EVENT SHALL DOE/NREL/ALLIANCE BE LIABLE FOR ANY SPECIAL, INDIRECT OR CONSEQUENTIAL DAMAGES OR ANY DAMAGES WHATSOEVER, INCLUDING BUT NOT LIMITED TO CLAIMS ASSOCIATED WITH THE LOSS OF DATA OR PROFITS, THAT MAY RESULT FROM AN ACTION IN CONTRACT, NEGLIGENCE OR OTHER TORTIOUS CLAIM THAT ARISES OUT OF OR IN CONNECTION WITH THE ACCESS, USE OR PERFORMANCE OF THE DATA.

## ALL - Component Cost Breakdown
Current Component Cost Breakdown by System ($2019)
Utility Scale |  |  | Commercial Scale |  |  | Residential Scale (AC Coupled)
Model Component | $/kWh | $/kW | Model Component | $/kWh | $/kW |  | 3kW/6KWh ($/kWh) | 3kW/6KWh ($/kW) | 5 kW/20 kWh ($/kWh) | 5 kW/20 kWh ($/kW)
Lithium-ion Battery | 192.049 | 768.1958 | Lithium-ion Battery | 192.049 | 768.1958 | Battery Pack | 250.5 | 501 | 250.45 | 1001.8
Battery Central Inverter | 14.8491 | 59.3966 | Battery Central Inverter | 14.8491 | 59.3966 | Inverter | 172.2721 | 344.5441 | 172.25 | 689
Structural BOS | 13.0891 | 52.3565 | Structural BOS | 25.5784 | 102.3137 | BOS (Total) | 243.5 | 487 | 73.05 | 292.2
Electrical BOS | 35.471 | 141.8839 | Electrical BOS | 47.6899 | 190.7595
Install Labor & Equip | 19.3631 | 77.4523 | Install Labor & Equip | 67.9479 | 271.7914 | Install Labor & Equip | 199 | 398 | 69.2 | 276.8
EPC Overhead | 9.712 | 38.848 | EPC Overhead | 37.0087 | 148.0348 | Sales & Marketing | 416.6667 | 833.3333 | 185.4 | 741.6
Sale Tax | 15.7046 | 62.8185 | Sale Tax | 17.5022 | 70.009 | Sales Tax | 44 | 88 | 30.95 | 123.8
∑ EPC Cost | 300.2379 | 1200.9515 | ∑ EPC Cost | 402.6252 | 1610.5008
Land acquisition | 0 | 0 | Land acquisition | 0 | 0
Permitting fee | 1.218 | 4.872 | Permitting fee | 3.0964 | 12.3856 | PII | 196 | 392 | 58.8 | 235.2
Interconnection fee | 7.6286 | 30.5146 | Interconnection fee | 11.4857 | 45.9426
Contingency | 9.3462 | 37.3848 | Contingency | 16.2499 | 64.9998 | Supply Chain Costs | 33.3333 | 66.6667 | 24.8 | 99.2
Developer overhead | 6.6126 | 26.4506 | Developer overhead | 24.3749 | 97.4996 | Engineering Fee | 16.5 | 33 | 4.95 | 19.8
EPC/developer net profit | 16.2522 | 65.0087 | EPC/developer net profit | 22.3294 | 89.3176 | Overhead & Profit | 476.3333 | 952.6667 | 185.4 | 741.6
∑ Developer cost | 41.0577 | 164.2307 | ∑ Developer cost | 77.5363 | 310.1452
∑ Total system cost | 341.2955 | 1365.1822 | ∑ Total system cost | 480.1615 | 1920.646 | ∑ Total system cost | 2047.8333 | 4095.6667 | 1102.05 | 4408.2

## README-utilityscale
2020-10-27
Storage Futures Study
ReEDS inputs for Utility-scale BESS - Assume 2019 AC-Coupled Systems with 60 MW battery power capacity, and storage durations of 2-10 hours
|  |  |  | Costs are presented in 2019 USD, converted from 2018 USD using CPI multiplier of: | 1.0178
Current costs (2019 in 2019 USD) were developed using the NREL bottom up BESS and PV+BESS costing tool (Excel-based). |  |  |  |  | f
BESS storage durations of 2/4/6/8/10 hours were modeld and then a linear cost curve fit to the data
| Total BESS cost | = | batt_capex_per_kWh | x | BESS storage capacity (kWh) | + | batt_capex_per_kW | x | BESS power capacity (kW)
There are each three scenarios: ADVANCED, MODERATE, CONSERVATIVE (cost)
BESS- Cost Projection Assumptions
ADVANCED - applied the NREL 2020 ATB Utility-Scale BESS Advanced scenario, normalized to 2019, to both the BESS Energy (kWh) and Power (kW) cost terms in the linear cost curve fit to the data
MODERATE - applied BNEF 2019 utility-scale BESS cost projections, by component, to the component cost breakdown of the modeled PV+BESS systems
CONSERVATIVE - applied the NREL 2020 ATB commercial & industrial (CI) Scale PV Conservative scenario, normalized to 2019, to both the BESS Energy (kWh) and Power (kW) cost terms in the linear cost curve fit to the data

## Utility BESS - MODERATE
Generated 2020/10/27
Utility- BESS Stand-Alone cost estimates - MODERATE BESS Assume 2019 60-MWe AC-Coupled Systems 2-10 hours of storage duration
| year | batt_capex_per_kWh | batt_capex_per_kW | batt_om_per_kw | batt_om_per_kwh
| 2019 | 325.9013 | 250.41 | 2.5% of total capital costs | 0
| 2020 | 299.0624 | 267.7943 | 2.5% of total capital costs | 0
| 2021 | 272.2235 | 284.4584 | 2.5% of total capital costs | 0
| 2022 | 245.3846 | 301.1224 | 2.5% of total capital costs | 0
| 2023 | 218.5457 | 317.7865 | 2.5% of total capital costs | 0
| 2024 | 191.7069 | 334.4505 | 2.5% of total capital costs | 0
| 2025 | 164.868 | 351.1145 | 2.5% of total capital costs | 0
| 2026 | 153.3658 | 359.5128 | 2.5% of total capital costs | 0
| 2027 | 143.0053 | 363.3442 | 2.5% of total capital costs | 0
| 2028 | 133.6874 | 363.0052 | 2.5% of total capital costs | 0
| 2029 | 125.2762 | 359.0397 | 2.5% of total capital costs | 0
| 2030 | 117.7471 | 351.5453 | 2.5% of total capital costs | 0
| 2031 | 113.7882 | 357.0993 | 2.5% of total capital costs | 0
| 2032 | 107.9139 | 370.3151 | 2.5% of total capital costs | 0
| 2033 | 102.9234 | 379.995 | 2.5% of total capital costs | 0
| 2034 | 98.5464 | 387.2216 | 2.5% of total capital costs | 0
| 2035 | 94.7079 | 392.2938 | 2.5% of total capital costs | 0
| 2036 | 91.3387 | 395.4889 | 2.5% of total capital costs | 0
| 2037 | 88.3215 | 397.2761 | 2.5% of total capital costs | 0
| 2038 | 85.5979 | 397.8887 | 2.5% of total capital costs | 0
| 2039 | 83.1142 | 397.5419 | 2.5% of total capital costs | 0
| 2040 | 80.8238 | 396.4218 | 2.5% of total capital costs | 0
| 2041 | 78.6963 | 394.6503 | 2.5% of total capital costs | 0
| 2042 | 76.712 | 392.3057 | 2.5% of total capital costs | 0
| 2043 | 74.8863 | 389.327 | 2.5% of total capital costs | 0
| 2044 | 73.1496 | 385.9922 | 2.5% of total capital costs | 0
| 2045 | 71.5762 | 382.0038 | 2.5% of total capital costs | 0
| 2046 | 70.1209 | 377.5435 | 2.5% of total capital costs | 0
| 2047 | 68.753 | 372.7333 | 2.5% of total capital costs | 0
| 2048 | 67.4884 | 367.5099 | 2.5% of total capital costs | 0
| 2049 | 66.3168 | 361.9147 | 2.5% of total capital costs | 0
| 2050 | 65.2321 | 355.9722 | 2.5% of total capital costs | 0

## Utility BESS - ADVANCED
Generated 2020/10/27
Utility- BESS Stand-Alone cost estimates - ADVANCED BESS Assume 2019 60-MWe AC-Coupled Systems 2-10 hours of storage duration
| year | batt_capex_per_kWh | batt_capex_per_kW | batt_om_per_kw | batt_om_per_kwh
| 2019 | 325.9013 | 250.41 | 2.5% of total capital costs | 0
| 2020 | 253.8323 | 195.035 | 2.5% of total capital costs | 0
| 2021 | 235.9663 | 181.3074 | 2.5% of total capital costs | 0
| 2022 | 218.1003 | 167.5798 | 2.5% of total capital costs | 0
| 2023 | 200.2342 | 153.8523 | 2.5% of total capital costs | 0
| 2024 | 182.3682 | 140.1247 | 2.5% of total capital costs | 0
| 2025 | 164.5022 | 126.3971 | 2.5% of total capital costs | 0
| 2026 | 155.5549 | 119.5224 | 2.5% of total capital costs | 0
| 2027 | 146.6076 | 112.6476 | 2.5% of total capital costs | 0
| 2028 | 137.6603 | 105.7729 | 2.5% of total capital costs | 0
| 2029 | 128.713 | 98.8981 | 2.5% of total capital costs | 0
| 2030 | 119.7657 | 92.0234 | 2.5% of total capital costs | 0
| 2031 | 117.4225 | 90.2229 | 2.5% of total capital costs | 0
| 2032 | 115.0792 | 88.4224 | 2.5% of total capital costs | 0
| 2033 | 112.736 | 86.622 | 2.5% of total capital costs | 0
| 2034 | 110.3927 | 84.8215 | 2.5% of total capital costs | 0
| 2035 | 108.0495 | 83.0211 | 2.5% of total capital costs | 0
| 2036 | 105.7063 | 81.2206 | 2.5% of total capital costs | 0
| 2037 | 103.363 | 79.4202 | 2.5% of total capital costs | 0
| 2038 | 101.0198 | 77.6197 | 2.5% of total capital costs | 0
| 2039 | 98.6765 | 75.8192 | 2.5% of total capital costs | 0
| 2040 | 96.3333 | 74.0188 | 2.5% of total capital costs | 0
| 2041 | 93.99 | 72.2183 | 2.5% of total capital costs | 0
| 2042 | 91.6468 | 70.4179 | 2.5% of total capital costs | 0
| 2043 | 89.3036 | 68.6174 | 2.5% of total capital costs | 0
| 2044 | 86.9603 | 66.817 | 2.5% of total capital costs | 0
| 2045 | 84.6171 | 65.0165 | 2.5% of total capital costs | 0
| 2046 | 82.2738 | 63.216 | 2.5% of total capital costs | 0
| 2047 | 79.9306 | 61.4156 | 2.5% of total capital costs | 0
| 2048 | 77.5874 | 59.6151 | 2.5% of total capital costs | 0
| 2049 | 75.2441 | 57.8147 | 2.5% of total capital costs | 0
| 2050 | 72.9009 | 56.0142 | 2.5% of total capital costs | 0

## Utility BESS - CONSERVATIVE
Generated 2020/10/27
Utility- BESS Stand-Alone cost estimates - CONSERVATIVE BESS Assume 2019 60-MWe AC-Coupled Systems 2-10 hours of storage duration
| year | batt_capex_per_kWh | batt_capex_per_kW | batt_om_per_kw | batt_om_per_kwh
| 2019 | 325.9013 | 250.41 | 2.5% of total capital costs | 0
| 2020 | 317.3616 | 243.8484 | 2.5% of total capital costs | 0
| 2021 | 308.8219 | 237.2869 | 2.5% of total capital costs | 0
| 2022 | 300.2823 | 230.7253 | 2.5% of total capital costs | 0
| 2023 | 291.7426 | 224.1638 | 2.5% of total capital costs | 0
| 2024 | 283.203 | 217.6023 | 2.5% of total capital costs | 0
| 2025 | 274.6633 | 211.0407 | 2.5% of total capital costs | 0
| 2026 | 268.2499 | 206.1129 | 2.5% of total capital costs | 0
| 2027 | 261.8364 | 201.185 | 2.5% of total capital costs | 0
| 2028 | 255.4229 | 196.2571 | 2.5% of total capital costs | 0
| 2029 | 249.0095 | 191.3293 | 2.5% of total capital costs | 0
| 2030 | 242.596 | 186.4014 | 2.5% of total capital costs | 0
| 2031 | 239.5636 | 184.0714 | 2.5% of total capital costs | 0
| 2032 | 236.5311 | 181.7414 | 2.5% of total capital costs | 0
| 2033 | 233.4987 | 179.4114 | 2.5% of total capital costs | 0
| 2034 | 230.4662 | 177.0814 | 2.5% of total capital costs | 0
| 2035 | 227.4338 | 174.7513 | 2.5% of total capital costs | 0
| 2036 | 224.4013 | 172.4213 | 2.5% of total capital costs | 0
| 2037 | 221.3689 | 170.0913 | 2.5% of total capital costs | 0
| 2038 | 218.3364 | 167.7613 | 2.5% of total capital costs | 0
| 2039 | 215.304 | 165.4313 | 2.5% of total capital costs | 0
| 2040 | 212.2715 | 163.1013 | 2.5% of total capital costs | 0
| 2041 | 209.2391 | 160.7712 | 2.5% of total capital costs | 0
| 2042 | 206.2066 | 158.4412 | 2.5% of total capital costs | 0
| 2043 | 203.1742 | 156.1112 | 2.5% of total capital costs | 0
| 2044 | 200.1417 | 153.7812 | 2.5% of total capital costs | 0
| 2045 | 197.1093 | 151.4512 | 2.5% of total capital costs | 0
| 2046 | 194.0768 | 149.1212 | 2.5% of total capital costs | 0
| 2047 | 191.0444 | 146.7911 | 2.5% of total capital costs | 0
| 2048 | 188.0119 | 144.4611 | 2.5% of total capital costs | 0
| 2049 | 184.9795 | 142.1311 | 2.5% of total capital costs | 0
| 2050 | 181.947 | 139.8011 | 2.5% of total capital costs | 0

## Utility BESS - Calculated Costs
2020-10-27
Future Costs - Storage Futures Study Utilty-Scale BESS
Results from the NREL Utility-Scale BESS model (current costs) with projections from NREL ATB 2020 Utility-Scale BESS Projections + BNEF battery cost projections 2019 System Costs in 2019 USD. Costs are presented in both $/kW and $/kWh.
| Future 60-MW BESS Costs ($/kW) - MID |  |  |  |  | Future 60-MW BESS Costs ($/kWh) - MID | [5 empty] | Future 60-MW BESS Costs ($/kW) - LOW |  |  |  |  | Future 60-MW BESS Costs ($/kWh) - LOW | [5 empty] | Future 60-MW BESS Costs ($/kW) - HIGH |  |  |  |  | Future 60-MW BESS Costs ($/kWh) - HIGH
| 2-hour | 4-hour | 6-hour | 8-hour | 10-hour | 2-hour | 4-hour | 6-hour | 8-hour | 10-hour |  | 2-hour | 4-hour | 6-hour | 8-hour | 10-hour | 2-hour | 4-hour | 6-hour | 8-hour | 10-hour |  | 2-hour | 4-hour | 6-hour | 8-hour | 10-hour | 2-hour | 4-hour | 6-hour | 8-hour | 10-hour
2018
2019 | 902.2125 | 1554.015 | 2205.8175 | 2857.6201 | 3509.4226 | 451.1063 | 388.5038 | 367.6363 | 357.2025 | 350.9423 | 0 | 902.2125 | 1554.015 | 2205.8175 | 2857.6201 | 3509.4226 | 451.1063 | 388.5038 | 367.6363 | 357.2025 | 350.9423 | 0 | 902.2125 | 1554.015 | 2205.8175 | 2857.6201 | 3509.4226 | 451.1063 | 388.5038 | 367.6363 | 357.2025 | 350.9423
2020 | 865.9191 | 1464.0439 | 2062.1686 | 2660.2934 | 3258.4181 | 432.9595 | 366.011 | 343.6948 | 332.5367 | 325.8418 | 0 | 702.6996 | 1210.3643 | 1718.029 | 2225.6936 | 2733.3583 | 351.3498 | 302.5911 | 286.3382 | 278.2117 | 273.3358 | 0 | 878.5716 | 1513.2948 | 2148.018 | 2782.7413 | 3417.4645 | 439.2858 | 378.3237 | 358.003 | 347.8427 | 341.7464
2021 | 828.9054 | 1373.3524 | 1917.7994 | 2462.2464 | 3006.6934 | 414.4527 | 343.3381 | 319.6332 | 307.7808 | 300.6693 | 0 | 653.24 | 1125.1726 | 1597.1052 | 2069.0378 | 2540.9704 | 326.62 | 281.2931 | 266.1842 | 258.6297 | 254.097 | 0 | 854.9308 | 1472.5747 | 2090.2186 | 2707.8624 | 3325.5063 | 427.4654 | 368.1437 | 348.3698 | 338.4828 | 332.5506
2022 | 791.8917 | 1282.6609 | 1773.4301 | 2264.1994 | 2754.9686 | 395.9458 | 320.6652 | 295.5717 | 283.0249 | 275.4969 | 0 | 603.7804 | 1039.9809 | 1476.1814 | 1912.3819 | 2348.5824 | 301.8902 | 259.9952 | 246.0302 | 239.0477 | 234.8582 | 0 | 831.2899 | 1431.8545 | 2032.4191 | 2632.9836 | 3233.5482 | 415.645 | 357.9636 | 338.7365 | 329.123 | 323.3548
2023 | 754.8779 | 1191.9694 | 1629.0609 | 2066.1524 | 2503.2439 | 377.439 | 297.9924 | 271.5101 | 258.269 | 250.3244 | 0 | 554.3207 | 954.7892 | 1355.2576 | 1755.7261 | 2156.1945 | 277.1604 | 238.6973 | 225.8763 | 219.4658 | 215.6195 | 0 | 807.6491 | 1391.1343 | 1974.6196 | 2558.1048 | 3141.5901 | 403.8245 | 347.7836 | 329.1033 | 319.7631 | 314.159
2024 | 717.8642 | 1101.2779 | 1484.6917 | 1868.1054 | 2251.5191 | 358.9321 | 275.3195 | 247.4486 | 233.5132 | 225.1519 | 0 | 504.8611 | 869.5975 | 1234.3338 | 1599.0702 | 1963.8066 | 252.4305 | 217.3994 | 205.7223 | 199.8838 | 196.3807 | 0 | 784.0082 | 1350.4141 | 1916.8201 | 2483.226 | 3049.6319 | 392.0041 | 337.6035 | 319.47 | 310.4032 | 304.9632
2025 | 680.8505 | 1010.5865 | 1340.3224 | 1670.0584 | 1999.7943 | 340.4252 | 252.6466 | 223.3871 | 208.7573 | 199.9794 | 0 | 455.4014 | 784.4057 | 1113.41 | 1442.4144 | 1771.4187 | 227.7007 | 196.1014 | 185.5683 | 180.3018 | 177.1419 | 0 | 760.3673 | 1309.6939 | 1859.0206 | 2408.3472 | 2957.6738 | 380.1837 | 327.4235 | 309.8368 | 301.0434 | 295.7674
2026 | 666.2444 | 972.9759 | 1279.7075 | 1586.4391 | 1893.1706 | 333.1222 | 243.244 | 213.2846 | 198.3049 | 189.3171 | 0 | 430.6321 | 741.7418 | 1052.8516 | 1363.9613 | 1675.071 | 215.316 | 185.4355 | 175.4753 | 170.4952 | 167.5071 | 0 | 742.6126 | 1279.1123 | 1815.612 | 2352.1117 | 2888.6114 | 371.3063 | 319.7781 | 302.602 | 294.014 | 288.8611
2027 | 649.3548 | 935.3654 | 1221.376 | 1507.3867 | 1793.3973 | 324.6774 | 233.8414 | 203.5627 | 188.4233 | 179.3397 | 0 | 405.8628 | 699.0779 | 992.2931 | 1285.5082 | 1578.7234 | 202.9314 | 174.7695 | 165.3822 | 160.6885 | 157.8723 | 0 | 724.8578 | 1248.5306 | 1772.2034 | 2295.8761 | 2819.5489 | 362.4289 | 312.1326 | 295.3672 | 286.9845 | 281.9549
2028 | 630.38 | 897.7549 | 1165.1298 | 1432.5046 | 1699.8795 | 315.19 | 224.4387 | 194.1883 | 179.0631 | 169.9879 | 0 | 381.0934 | 656.414 | 931.7346 | 1207.0552 | 1482.3757 | 190.5467 | 164.1035 | 155.2891 | 150.8819 | 148.2376 | 0 | 707.103 | 1217.9489 | 1728.7948 | 2239.6406 | 2750.4865 | 353.5515 | 304.4872 | 288.1325 | 279.9551 | 275.0486
2029 | 609.592 | 860.1444 | 1110.6967 | 1361.249 | 1611.8013 | 304.796 | 215.0361 | 185.1161 | 170.1561 | 161.1801 | 0 | 356.3241 | 613.7501 | 871.1761 | 1128.6021 | 1386.0281 | 178.1621 | 153.4375 | 145.196 | 141.0753 | 138.6028 | 0 | 689.3482 | 1187.3672 | 1685.3862 | 2183.4051 | 2681.4241 | 344.6741 | 296.8418 | 280.8977 | 272.9256 | 268.1424
2030 | 587.0396 | 822.5338 | 1058.0281 | 1293.5224 | 1529.0167 | 293.5198 | 205.6335 | 176.338 | 161.6903 | 152.9017 | 0 | 331.5548 | 571.0862 | 810.6176 | 1050.149 | 1289.6804 | 165.7774 | 142.7715 | 135.1029 | 131.2686 | 128.968 | 0 | 671.5935 | 1156.7855 | 1641.9776 | 2127.1696 | 2612.3616 | 335.7967 | 289.1964 | 273.6629 | 265.8962 | 261.2362
2031 | 584.6757 | 812.2522 | 1039.8286 | 1267.405 | 1494.9815 | 292.3379 | 203.063 | 173.3048 | 158.4256 | 149.4981 | 0 | 325.0678 | 559.9128 | 794.7577 | 1029.6026 | 1264.4476 | 162.5339 | 139.9782 | 132.4596 | 128.7003 | 126.4448 | 0 | 663.1986 | 1142.3257 | 1621.4528 | 2100.58 | 2579.7071 | 331.5993 | 285.5814 | 270.2421 | 262.5725 | 257.9707
2032 | 586.1428 | 801.9705 | 1017.7982 | 1233.6259 | 1449.4536 | 293.0714 | 200.4926 | 169.633 | 154.2032 | 144.9454 | 0 | 318.5809 | 548.7393 | 778.8978 | 1009.0562 | 1239.2147 | 159.2904 | 137.1848 | 129.8163 | 126.132 | 123.9215 | 0 | 654.8036 | 1127.8659 | 1600.9281 | 2073.9904 | 2547.0526 | 327.4018 | 281.9665 | 266.8214 | 259.2488 | 254.7053
2033 | 585.8419 | 791.6888 | 997.5357 | 1203.3826 | 1409.2295 | 292.921 | 197.9222 | 166.256 | 150.4228 | 140.923 | 0 | 312.094 | 537.5659 | 763.0379 | 988.5098 | 1213.9818 | 156.047 | 134.3915 | 127.173 | 123.5637 | 121.3982 | 0 | 646.4087 | 1113.4061 | 1580.4034 | 2047.4007 | 2514.3981 | 323.2044 | 278.3515 | 263.4006 | 255.9251 | 251.4398
2034 | 584.3144 | 781.4072 | 978.5 | 1175.5928 | 1372.6856 | 292.1572 | 195.3518 | 163.0833 | 146.9491 | 137.2686 | 0 | 305.607 | 526.3925 | 747.178 | 967.9635 | 1188.7489 | 152.8035 | 131.5981 | 124.5297 | 120.9954 | 118.8749 | 0 | 638.0138 | 1098.9462 | 1559.8787 | 2020.8111 | 2481.7435 | 319.0069 | 274.7366 | 259.9798 | 252.6014 | 248.1744
2035 | 581.7096 | 771.1255 | 960.5413 | 1149.9572 | 1339.373 | 290.8548 | 192.7814 | 160.0902 | 143.7446 | 133.9373 | 0 | 299.1201 | 515.2191 | 731.3181 | 947.4171 | 1163.5161 | 149.56 | 128.8048 | 121.8863 | 118.4271 | 116.3516 | 0 | 629.6189 | 1084.4864 | 1539.354 | 1994.2215 | 2449.089 | 314.8094 | 271.1216 | 256.559 | 249.2777 | 244.9089
2036 | 578.1663 | 760.8438 | 943.5213 | 1126.1987 | 1308.8762 | 289.0832 | 190.211 | 157.2535 | 140.7748 | 130.8876 | 0 | 292.6331 | 504.0456 | 715.4582 | 926.8707 | 1138.2832 | 146.3166 | 126.0114 | 119.243 | 115.8588 | 113.8283 | 0 | 621.224 | 1070.0266 | 1518.8292 | 1967.6319 | 2416.4345 | 310.612 | 267.5067 | 253.1382 | 245.954 | 241.6435
2037 | 573.9191 | 750.5621 | 927.2051 | 1103.8481 | 1280.4912 | 286.9596 | 187.6405 | 154.5342 | 137.981 | 128.0491 | 0 | 286.1462 | 492.8722 | 699.5982 | 906.3243 | 1113.0503 | 143.0731 | 123.2181 | 116.5997 | 113.2905 | 111.305 | 0 | 612.829 | 1055.5668 | 1498.3045 | 1941.0423 | 2383.78 | 306.4145 | 263.8917 | 249.7174 | 242.6303 | 238.378
2038 | 569.0846 | 740.2805 | 911.4764 | 1082.6722 | 1253.8681 | 284.5423 | 185.0701 | 151.9127 | 135.334 | 125.3868 | 0 | 279.6592 | 481.6988 | 683.7383 | 885.7779 | 1087.8174 | 139.8296 | 120.4247 | 113.9564 | 110.7222 | 108.7817 | 0 | 604.4341 | 1041.107 | 1477.7798 | 1914.4526 | 2351.1255 | 302.2171 | 260.2767 | 246.2966 | 239.3066 | 235.1125
2039 | 563.7703 | 729.9988 | 896.2273 | 1062.4557 | 1228.6842 | 281.8852 | 182.4997 | 149.3712 | 132.807 | 122.8684 | 0 | 273.1723 | 470.5254 | 667.8784 | 865.2315 | 1062.5845 | 136.5862 | 117.6313 | 111.3131 | 108.1539 | 106.2585 | 0 | 596.0392 | 1026.6471 | 1457.2551 | 1887.863 | 2318.4709 | 298.0196 | 256.6618 | 242.8758 | 235.9829 | 231.8471
2040 | 558.0694 | 719.7171 | 881.3648 | 1043.0125 | 1204.6602 | 279.0347 | 179.9293 | 146.8941 | 130.3766 | 120.466 | 0 | 266.6854 | 459.3519 | 652.0185 | 844.6851 | 1037.3517 | 133.3427 | 114.838 | 108.6698 | 105.5856 | 103.7352 | 0 | 587.6443 | 1012.1873 | 1436.7304 | 1861.2734 | 2285.8164 | 293.8221 | 253.0468 | 239.4551 | 232.6592 | 228.5816
2041 | 552.0428 | 709.4354 | 866.828 | 1024.2206 | 1181.6132 | 276.0214 | 177.3589 | 144.4713 | 128.0276 | 118.1613 | 0 | 260.1984 | 448.1785 | 636.1586 | 824.1387 | 1012.1188 | 130.0992 | 112.0446 | 106.0264 | 103.0173 | 101.2119 | 0 | 579.2494 | 997.7275 | 1416.2056 | 1834.6838 | 2253.1619 | 289.6247 | 249.4319 | 236.0343 | 229.3355 | 225.3162
2042 | 545.7297 | 699.1538 | 852.5778 | 1006.0018 | 1159.4258 | 272.8649 | 174.7884 | 142.0963 | 125.7502 | 115.9426 | 0 | 253.7115 | 437.0051 | 620.2987 | 803.5923 | 986.8859 | 126.8557 | 109.2513 | 103.3831 | 100.449 | 98.6886 | 0 | 570.8545 | 983.2677 | 1395.6809 | 1808.0942 | 2220.5074 | 285.4272 | 245.8169 | 232.6135 | 226.0118 | 222.0507
2043 | 539.0995 | 688.8721 | 838.6447 | 988.4172 | 1138.1898 | 269.5498 | 172.218 | 139.7741 | 123.5522 | 113.819 | 0 | 247.2245 | 425.8317 | 604.4388 | 783.0459 | 961.653 | 123.6123 | 106.4579 | 100.7398 | 97.8807 | 96.1653 | 0 | 562.4595 | 968.8079 | 1375.1562 | 1781.5045 | 2187.8529 | 281.2298 | 242.202 | 229.1927 | 222.6881 | 218.7853
2044 | 532.2913 | 678.5904 | 824.8896 | 971.1887 | 1117.4878 | 266.1456 | 169.6476 | 137.4816 | 121.3986 | 111.7488 | 0 | 240.7376 | 414.6582 | 588.5789 | 762.4995 | 936.4202 | 120.3688 | 103.6646 | 98.0965 | 95.3124 | 93.642 | 0 | 554.0646 | 954.348 | 1354.6315 | 1754.9149 | 2155.1983 | 277.0323 | 238.587 | 225.7719 | 219.3644 | 215.5198
2045 | 525.1563 | 668.3087 | 811.4612 | 954.6137 | 1097.7662 | 262.5781 | 167.0772 | 135.2435 | 119.3267 | 109.7766 | 0 | 234.2507 | 403.4848 | 572.719 | 741.9531 | 911.1873 | 117.1253 | 100.8712 | 95.4532 | 92.7441 | 91.1187 | 0 | 545.6697 | 939.8882 | 1334.1068 | 1728.3253 | 2122.5438 | 272.8349 | 234.9721 | 222.3511 | 216.0407 | 212.2544
2046 | 517.7853 | 658.0271 | 798.2689 | 938.5107 | 1078.7525 | 258.8926 | 164.5068 | 133.0448 | 117.3138 | 107.8752 | 0 | 227.7637 | 392.3114 | 556.8591 | 721.4067 | 885.9544 | 113.8819 | 98.0778 | 92.8098 | 90.1758 | 88.5954 | 0 | 537.2748 | 925.4284 | 1313.582 | 1701.7357 | 2089.8893 | 268.6374 | 231.3571 | 218.9303 | 212.717 | 208.9889
2047 | 510.2393 | 647.7454 | 785.2515 | 922.7575 | 1060.2636 | 255.1197 | 161.9364 | 130.8752 | 115.3447 | 106.0264 | 0 | 221.2768 | 381.138 | 540.9991 | 700.8603 | 860.7215 | 110.6384 | 95.2845 | 90.1665 | 87.6075 | 86.0722 | 0 | 528.8799 | 910.9686 | 1293.0573 | 1675.1461 | 2057.2348 | 264.4399 | 227.7421 | 215.5096 | 209.3933 | 205.7235
2048 | 502.4868 | 637.4637 | 772.4406 | 907.4175 | 1042.3944 | 251.2434 | 159.3659 | 128.7401 | 113.4272 | 104.2394 | 0 | 214.7898 | 369.9645 | 525.1392 | 680.3139 | 835.4886 | 107.3949 | 92.4911 | 87.5232 | 85.0392 | 83.5489 | 0 | 520.4849 | 896.5088 | 1272.5326 | 1648.5564 | 2024.5803 | 260.2425 | 224.1272 | 212.0888 | 206.0696 | 202.458
2049 | 494.5484 | 627.1821 | 759.8157 | 892.4494 | 1025.083 | 247.2742 | 156.7955 | 126.636 | 111.5562 | 102.5083 | 0 | 208.3029 | 358.7911 | 509.2793 | 659.7675 | 810.2558 | 104.1514 | 89.6978 | 84.8799 | 82.4709 | 81.0256 | 0 | 512.09 | 882.049 | 1252.0079 | 1621.9668 | 1991.9257 | 256.045 | 220.5122 | 208.668 | 202.7459 | 199.1926
2050 | 486.4363 | 616.9004 | 747.3645 | 877.8286 | 1008.2927 | 243.2181 | 154.2251 | 124.5607 | 109.7286 | 100.8293 | 0 | 201.816 | 347.6177 | 493.4194 | 639.2211 | 785.0229 | 100.908 | 86.9044 | 82.2366 | 79.9026 | 78.5023 | 0 | 503.6951 | 867.5891 | 1231.4832 | 1595.3772 | 1959.2712 | 251.8476 | 216.8973 | 205.2472 | 199.4221 | 195.9271

## README Commercial (CI)
2020-10-27
Storage Futures Study
dGen inputs for CI BESS and PV+BESS systems - Assume 2019 AC-Coupled Systems with 60 kW-1,200 kW battery power capacity, and battery Energy/Power (E/P) ratios of 0.5-4
Costs are presented in 2019 USD
Current costs (2019 in 2019 USD) were developed using the NREL bottom up BESS and PV+BESS costing tool (Excel-based).
A large number of PV/BESS power/BESS storage durations system combinations were run and then a linear cost curve fit to the data
| Total PV+BESS cost | = | PV_capex_per_kw_CI | x | PV power capacity (kW) | + | batt_capex_per_kwh_CI | x | BESS storage capacity (kWh) | + | batt_capex_per_kw_CI | x | BESS power capacity (kW) | + | PV_batt_capex_constant_CI
| Total BESS cost | = | batt_capex_per_kwh_CI | x | BESS storage capacity (kWh) | + | batt_capex_per_kw_CI | x | BESS power capacity (kW) | + | PV_batt_capex_constant_CI | x
Cost Projections for PV+BESS systems depend on the scenario (case) being tested.
For PV and BESS there are each three scenarios: ADVANCED, MODERATE, CONSERVATIVE (cost)
For PV and BESS, the Inverter-Load ration (ILR) is fixed at 0.6, meaning the battery power capacity is always 60% of PV power capacity - not an independent variable
We developed cost projections for the 3 BESS scenarios all 9 possible PV+BESS cost scenarios.
PV - Cost Projection Assumptions
ADVANCED - applied the NREL 2020 ATB commercial & industrial (CI) Scale PV Advanced scenario, normalized to 2019, to the PV cost term in the linear cost curve fit to the data
MODERATE - applied the NREL 2020 ATB commercial & industrial (CI) Scale PV Moderate scenario, normalized to 2019, to the PV cost term in the linear cost curve fit to the data
CONSERVATIVE - applied the NREL 2020 ATB commercial & industrial (CI) Scale PV Conservative scenario, normalized to 2019, to the PV cost term in the linear cost curve fit to the data
BESS- Cost Projection Assumptions
ADVANCED - applied the NREL 2020 ATB Utility-Scale BESS Advanced scenario, normalized to 2019, to both the BESS Energy (kWh) and Power (kW) cost terms in the linear cost curve fit to the data
MODERATE - applied BNEF 2019 commercial & industrial (CI) BESS cost projections, by component, to the component cost breakdown of the modeled PV+BESS systems
CONSERVATIVE - applied the NREL 2020 ATB commercial & industrial (CI) Scale PV Conservative scenario, normalized to 2019, to both the BESS Energy (kWh) and Power (kW) cost terms in the linear cost curve fit to the data
Note on M10: SFS Data Master: note - This factor is zero, or not needed Since we fixed the ILR at 0.6, battery power is always 60% of PV power - not an independent variable

## CI PV+BESS SFS - MOD-ADV
Generated 2020/10/27
| Commercial & industrial (CI) PV+BESS cost estimates - MODERATE PV/ADVANCED BESS Assume 2019 AC-Coupled Systems with 60 kW-1,200 kW battery power capacity, battery Energy/Power (E/P) ratios of 0.5-4 | [6 empty] | Example Calculation
| year | PV_capex_per_kw_comm | batt_capex_per_kwh_comm | batt_capex_per_kw_comm | PV_batt_capex_constant_comm | batt_om_per_kw_comm | batt_om_per_kwh_comm |  |  |  | year | PV+BESS Capital Costs ($)
| 2019 | 1814.2141 | 224.746 | 0 | 199275.7887 | 0 | 0 |  | PV power capacity (kW) | 1000 | 2019 | 2552880.1733
| 2020 | 1730.8942 | 175.0462 | 0 | 154415.8349 | 0 | 0 |  | BESS storage capacity (kWh) | 2400 | 2020 | 2305421.0105
| 2021 | 1659.2416 | 162.7256 | 0 | 143422.1278 | 0 | 0 |  | BESS power capacity (kW) | 600 | 2021 | 2193205.067
| 2022 | 1587.5889 | 150.4049 | 0 | 132428.4207 | 0 | 0 |  |  |  | 2022 | 2080989.1235
| 2023 | 1515.9363 | 138.0843 | 0 | 121434.7136 | 0 | 0 |  |  |  | 2023 | 1968773.18
| 2024 | 1444.2836 | 125.7636 | 0 | 110441.0065 | 0 | 0 |  |  |  | 2024 | 1856557.2364
| 2025 | 1372.631 | 113.4429 | 0 | 99447.2993 | 0 | 0 |  |  |  | 2025 | 1744341.2929
| 2026 | 1302.8981 | 107.2728 | 0 | 94026.0704 | 0 | 0 |  |  |  | 2026 | 1654378.7718
| 2027 | 1233.1652 | 101.1026 | 0 | 88604.8415 | 0 | 0 |  |  |  | 2027 | 1564416.2506
| 2028 | 1163.4323 | 94.9324 | 0 | 83183.6125 | 0 | 0 |  |  |  | 2028 | 1474453.7294
| 2029 | 1093.6994 | 88.7622 | 0 | 77762.3836 | 0 | 0 |  |  |  | 2029 | 1384491.2082
| 2030 | 1023.9666 | 82.5921 | 0 | 72341.1547 | 0 | 0 |  |  |  | 2030 | 1294528.687
| 2031 | 1011.842 | 80.9761 | 0 | 70906.061 | 0 | 0 |  |  |  | 2031 | 1277090.7876
| 2032 | 999.7174 | 79.3602 | 0 | 69470.9674 | 0 | 0 |  |  |  | 2032 | 1259652.8882
| 2033 | 987.5929 | 77.7443 | 0 | 68035.8737 | 0 | 0 |  |  |  | 2033 | 1242214.9888
| 2034 | 975.4683 | 76.1283 | 0 | 66600.7801 | 0 | 0 |  |  |  | 2034 | 1224777.0894
| 2035 | 963.3437 | 74.5124 | 0 | 65165.6864 | 0 | 0 |  |  |  | 2035 | 1207339.19
| 2036 | 951.2192 | 72.8965 | 0 | 63730.5928 | 0 | 0 |  |  |  | 2036 | 1189901.2905
| 2037 | 939.0946 | 71.2805 | 0 | 62295.4991 | 0 | 0 |  |  |  | 2037 | 1172463.3911
| 2038 | 926.97 | 69.6646 | 0 | 60860.4055 | 0 | 0 |  |  |  | 2038 | 1155025.4917
| 2039 | 914.8454 | 68.0487 | 0 | 59425.3118 | 0 | 0 |  |  |  | 2039 | 1137587.5923
| 2040 | 902.7209 | 66.4327 | 0 | 57990.2182 | 0 | 0 |  |  |  | 2040 | 1120149.6929
| 2041 | 890.5963 | 64.8168 | 0 | 56555.1245 | 0 | 0 |  |  |  | 2041 | 1102711.7935
| 2042 | 878.4717 | 63.2009 | 0 | 55120.0309 | 0 | 0 |  |  |  | 2042 | 1085273.8941
| 2043 | 866.3472 | 61.585 | 0 | 53684.9372 | 0 | 0 |  |  |  | 2043 | 1067835.9947
| 2044 | 854.2226 | 59.969 | 0 | 52249.8436 | 0 | 0 |  |  |  | 2044 | 1050398.0953
| 2045 | 842.098 | 58.3531 | 0 | 50814.7499 | 0 | 0 |  |  |  | 2045 | 1032960.1959
| 2046 | 829.9735 | 56.7372 | 0 | 49379.6563 | 0 | 0 |  |  |  | 2046 | 1015522.2964
| 2047 | 817.8489 | 55.1212 | 0 | 47944.5627 | 0 | 0 |  |  |  | 2047 | 998084.397
| 2048 | 805.7243 | 53.5053 | 0 | 46509.469 | 0 | 0 |  |  |  | 2048 | 980646.4976
| 2049 | 793.5997 | 51.8894 | 0 | 45074.3754 | 0 | 0 |  |  |  | 2049 | 963208.5982
| 2050 | 781.4752 | 50.2734 | 0 | 43639.2817 | 0 | 0 |  |  |  | 2050 | 945770.6988
Note on F3: SFS Data Master: Zero because the fixed ILR (0.6) means the battery power capacity is set by the PV power copacity - it's not an independent variable. Battery power capacity (kW) is set to 60% of PV capacity (kW)

## CI PV+BESS SFS - MOD-MOD
Generated 2020/10/27
|  | Commercial & industrial (CI) PV+BESS cost estimates - MODERATE PV/MODERATE BESS Assume 2019 AC-Coupled Systems with 60 kW-1,200 kW battery power capacity, battery Energy/Power (E/P) ratios of 0.5-4 | [6 empty] | Example Calculation
|  | year | PV_capex_per_kw_comm | batt_capex_per_kwh_comm | batt_capex_per_kw_comm | PV_batt_capex_constant_comm | batt_om_per_kw_comm | batt_om_per_kwh_comm |  |  |  | year | PV+BESS Capital Costs ($)
|  | 2019 | 1814.2141 | 224.746 | 0 | 199275.7887 | 0 | 0 |  | PV power capacity (kW) | 1000 | 2019 | 2552880.1733
|  | 2020 | 1741.7762 | 205.9427 | 0 | 191042.1621 | 0 | 0 |  | BESS storage capacity (kWh) | 2400 | 2020 | 2427080.9338
|  | 2021 | 1669.8372 | 187.396 | 0 | 184094.659 | 0 | 0 |  | BESS power capacity (kW) | 600 | 2021 | 2303682.1382
|  | 2022 | 1597.9188 | 168.8384 | 0 | 177092.9541 | 0 | 0 |  |  |  | 2022 | 2180223.8716
|  | 2023 | 1526.4343 | 150.5149 | 0 | 171265.6717 | 0 | 0 |  |  |  | 2023 | 2058935.7747
|  | 2024 | 1455.2866 | 132.3777 | 0 | 166372.3915 | 0 | 0 |  |  |  | 2024 | 1939365.5775
|  | 2025 | 1384.4009 | 114.3881 | 0 | 162219.068 | 0 | 0 |  |  |  | 2025 | 1821151.3004
|  | 2026 | 1314.8272 | 106.9615 | 0 | 158947.5703 | 0 | 0 |  |  |  | 2026 | 1730482.3659
|  | 2027 | 1245.4453 | 100.4566 | 0 | 155983.7295 | 0 | 0 |  |  |  | 2027 | 1642524.8508
|  | 2028 | 1176.2646 | 95.0899 | 0 | 153295.7287 | 0 | 0 |  |  |  | 2028 | 1557776.1369
|  | 2029 | 1107.12 | 90.1885 | 0 | 150553.3132 | 0 | 0 |  |  |  | 2029 | 1474125.801
|  | 2030 | 1038.1021 | 85.7713 | 0 | 148058.1371 | 0 | 0 |  |  |  | 2030 | 1392011.272
| linear interpolation for battery costs, assuming 25% total cost reduction between 2030 and 2050. PV cost reductions from ATB mid-case | 2031 | 1025.9829 | 84.6991 | 0 | 146205.273 | 0 | 0 |  |  |  | 2031 | 1375466.1455
|  | 2032 | 1013.8638 | 83.627 | 0 | 144352.4089 | 0 | 0 |  |  |  | 2032 | 1358921.0191
|  | 2033 | 1001.7447 | 82.5549 | 0 | 142499.5448 | 0 | 0 |  |  |  | 2033 | 1342375.8926
|  | 2034 | 989.6256 | 81.4827 | 0 | 140646.6807 | 0 | 0 |  |  |  | 2034 | 1325830.7661
|  | 2035 | 977.5064 | 80.4106 | 0 | 138793.8166 | 0 | 0 |  |  |  | 2035 | 1309285.6397
|  | 2036 | 965.3873 | 79.3384 | 0 | 136940.9525 | 0 | 0 |  |  |  | 2036 | 1292740.5132
|  | 2037 | 953.2682 | 78.2663 | 0 | 135088.0884 | 0 | 0 |  |  |  | 2037 | 1276195.3867
|  | 2038 | 941.1491 | 77.1942 | 0 | 133235.2243 | 0 | 0 |  |  |  | 2038 | 1259650.2602
|  | 2039 | 929.0299 | 76.122 | 0 | 131382.3602 | 0 | 0 |  |  |  | 2039 | 1243105.1338
|  | 2040 | 916.9108 | 75.0499 | 0 | 129529.4961 | 0 | 0 |  |  |  | 2040 | 1226560.0073
|  | 2041 | 904.7917 | 73.9777 | 0 | 127676.6319 | 0 | 0 |  |  |  | 2041 | 1210014.8808
|  | 2042 | 892.6726 | 72.9056 | 0 | 125823.7678 | 0 | 0 |  |  |  | 2042 | 1193469.7544
|  | 2043 | 880.5534 | 71.8334 | 0 | 123970.9037 | 0 | 0 |  |  |  | 2043 | 1176924.6279
|  | 2044 | 868.4343 | 70.7613 | 0 | 122118.0396 | 0 | 0 |  |  |  | 2044 | 1160379.5014
|  | 2045 | 856.3152 | 69.6892 | 0 | 120265.1755 | 0 | 0 |  |  |  | 2045 | 1143834.375
|  | 2046 | 844.1961 | 68.617 | 0 | 118412.3114 | 0 | 0 |  |  |  | 2046 | 1127289.2485
|  | 2047 | 832.077 | 67.5449 | 0 | 116559.4473 | 0 | 0 |  |  |  | 2047 | 1110744.122
|  | 2048 | 819.9578 | 66.4727 | 0 | 114706.5832 | 0 | 0 |  |  |  | 2048 | 1094198.9955
|  | 2049 | 807.8387 | 65.4006 | 0 | 112853.7191 | 0 | 0 |  |  |  | 2049 | 1077653.8691
|  | 2050 | 795.7196 | 64.3285 | 0 | 111000.855 | 0 | 0 |  |  |  | 2050 | 1061108.7426
Note on F3: SFS Data Master: Zero because the fixed ILR (0.6) means the battery power capacity is set by the PV power copacity - it's not an independent variable. Battery power capacity (kW) is set to 60% of PV capacity (kW)

## CI PV+BESS SFS - MOD-CNSRTV
Generated 2020/10/27
| Commercial & industrial (CI) PV+BESS cost estimates - MODERATE PV/CONSERVATIVE BESS Assume 2019 AC-Coupled Systems with 60 kW-1,200 kW battery power capacity, battery Energy/Power (E/P) ratios of 0.5-4 | [6 empty] | Example Calculation
| year | PV_capex_per_kw_comm | batt_capex_per_kwh_comm | batt_capex_per_kw_comm | PV_batt_capex_constant_comm | batt_om_per_kw_comm | batt_om_per_kwh_comm |  |  |  | year | PV+BESS Capital Costs ($)
| 2019 | 1814.2141 | 224.746 | 0 | 199275.7887 | 0 | 0 |  | PV power capacity (kW) | 1000 | 2019 | 2552880.1733
| 2020 | 1744.569 | 218.8569 | 0 | 194109.2493 | 0 | 0 |  | BESS storage capacity (kWh) | 2400 | 2020 | 2463934.7425
| 2021 | 1674.9238 | 212.9678 | 0 | 188942.7099 | 0 | 0 |  | BESS power capacity (kW) | 600 | 2021 | 2374989.3116
| 2022 | 1605.2787 | 207.0788 | 0 | 183776.1705 | 0 | 0 |  |  |  | 2022 | 2286043.8808
| 2023 | 1535.6335 | 201.1897 | 0 | 178609.6311 | 0 | 0 |  |  |  | 2023 | 2197098.4499
| 2024 | 1465.9884 | 195.3006 | 0 | 173443.0917 | 0 | 0 |  |  |  | 2024 | 2108153.0191
| 2025 | 1396.3433 | 189.4116 | 0 | 168276.5523 | 0 | 0 |  |  |  | 2025 | 2019207.5883
| 2026 | 1327.1558 | 184.9888 | 0 | 164438.474 | 0 | 0 |  |  |  | 2026 | 1935567.3026
| 2027 | 1257.9683 | 180.5659 | 0 | 160600.3957 | 0 | 0 |  |  |  | 2027 | 1851927.017
| 2028 | 1188.7809 | 176.1431 | 0 | 156762.3174 | 0 | 0 |  |  |  | 2028 | 1768286.7313
| 2029 | 1119.5934 | 171.7203 | 0 | 152924.2391 | 0 | 0 |  |  |  | 2029 | 1684646.4457
| 2030 | 1050.4059 | 167.2975 | 0 | 149086.1608 | 0 | 0 |  |  |  | 2030 | 1601006.16
| 2031 | 1038.133 | 165.2063 | 0 | 147220.4464 | 0 | 0 |  |  |  | 2031 | 1581848.5975
| 2032 | 1025.8601 | 163.1151 | 0 | 145354.732 | 0 | 0 |  |  |  | 2032 | 1562691.0349
| 2033 | 1013.5872 | 161.0239 | 0 | 143489.0176 | 0 | 0 |  |  |  | 2033 | 1543533.4723
| 2034 | 1001.3142 | 158.9326 | 0 | 141623.3032 | 0 | 0 |  |  |  | 2034 | 1524375.9098
| 2035 | 989.0413 | 156.8414 | 0 | 139757.5888 | 0 | 0 |  |  |  | 2035 | 1505218.3472
| 2036 | 976.7684 | 154.7502 | 0 | 137891.8744 | 0 | 0 |  |  |  | 2036 | 1486060.7846
| 2037 | 964.4955 | 152.659 | 0 | 136026.16 | 0 | 0 |  |  |  | 2037 | 1466903.222
| 2038 | 952.2226 | 150.5678 | 0 | 134160.4456 | 0 | 0 |  |  |  | 2038 | 1447745.6595
| 2039 | 939.9496 | 148.4766 | 0 | 132294.7312 | 0 | 0 |  |  |  | 2039 | 1428588.0969
| 2040 | 927.6767 | 146.3853 | 0 | 130429.0168 | 0 | 0 |  |  |  | 2040 | 1409430.5343
| 2041 | 915.4038 | 144.2941 | 0 | 128563.3024 | 0 | 0 |  |  |  | 2041 | 1390272.9718
| 2042 | 903.1309 | 142.2029 | 0 | 126697.588 | 0 | 0 |  |  |  | 2042 | 1371115.4092
| 2043 | 890.8579 | 140.1117 | 0 | 124831.8736 | 0 | 0 |  |  |  | 2043 | 1351957.8466
| 2044 | 878.585 | 138.0205 | 0 | 122966.1592 | 0 | 0 |  |  |  | 2044 | 1332800.2841
| 2045 | 866.3121 | 135.9292 | 0 | 121100.4448 | 0 | 0 |  |  |  | 2045 | 1313642.7215
| 2046 | 854.0392 | 133.838 | 0 | 119234.7304 | 0 | 0 |  |  |  | 2046 | 1294485.1589
| 2047 | 841.7663 | 131.7468 | 0 | 117369.016 | 0 | 0 |  |  |  | 2047 | 1275327.5963
| 2048 | 829.4933 | 129.6556 | 0 | 115503.3016 | 0 | 0 |  |  |  | 2048 | 1256170.0338
| 2049 | 817.2204 | 127.5644 | 0 | 113637.5872 | 0 | 0 |  |  |  | 2049 | 1237012.4712
| 2050 | 804.9475 | 125.4731 | 0 | 111771.8728 | 0 | 0 |  |  |  | 2050 | 1217854.9086
Note on F3: SFS Data Master: Zero because the fixed ILR (0.6) means the battery power capacity is set by the PV power copacity - it's not an independent variable. Battery power capacity (kW) is set to 60% of PV capacity (kW)

## CI PV+BESS SFS - ADV-ADV
Generated 2020/10/27
| Commercial & industrial (CI) PV+BESS cost estimates - ADVANCED PV/ADVANCED BESS Assume 2019 AC-Coupled Systems with 60 kW-1,200 kW battery power capacity, battery Energy/Power (E/P) ratios of 0.5-4 | [6 empty] | Example Calculation
| year | PV_capex_per_kw_comm | batt_capex_per_kwh_comm | batt_capex_per_kw_comm | PV_batt_capex_constant_comm | batt_om_per_kw_comm | batt_om_per_kwh_comm |  |  |  | year | PV+BESS Capital Costs ($)
| 2019 | 1814.2141 | 224.746 | 0 | 199275.7887 | 0 | 0 |  | PV power capacity (kW) | 1000 | 2019 | 2552880.1733
| 2020 | 1709.7666 | 175.0462 | 0 | 154468.5186 | 0 | 0 |  | BESS storage capacity (kWh) | 2400 | 2020 | 2284346.0869
| 2021 | 1616.9863 | 162.7256 | 0 | 143527.4952 | 0 | 0 |  | BESS power capacity (kW) | 600 | 2021 | 2151055.2199
| 2022 | 1524.2061 | 150.4049 | 0 | 132586.4717 | 0 | 0 |  |  |  | 2022 | 2017764.3529
| 2023 | 1431.4258 | 138.0843 | 0 | 121645.4483 | 0 | 0 |  |  |  | 2023 | 1884473.4858
| 2024 | 1338.6456 | 125.7636 | 0 | 110704.4248 | 0 | 0 |  |  |  | 2024 | 1751182.6188
| 2025 | 1245.8653 | 113.4429 | 0 | 99763.4014 | 0 | 0 |  |  |  | 2025 | 1617891.7518
| 2026 | 1155.0048 | 107.2728 | 0 | 94394.8561 | 0 | 0 |  |  |  | 2026 | 1506854.3071
| 2027 | 1064.1443 | 101.1026 | 0 | 89026.3109 | 0 | 0 |  |  |  | 2027 | 1395816.8623
| 2028 | 973.2839 | 94.9324 | 0 | 83657.7656 | 0 | 0 |  |  |  | 2028 | 1284779.4176
| 2029 | 882.4234 | 88.7622 | 0 | 78289.2204 | 0 | 0 |  |  |  | 2029 | 1173741.9729
| 2030 | 791.5629 | 82.5921 | 0 | 72920.6751 | 0 | 0 |  |  |  | 2030 | 1062704.5282
| 2031 | 780.9803 | 80.9761 | 0 | 71481.7364 | 0 | 0 |  |  |  | 2031 | 1046804.7626
| 2032 | 770.3977 | 79.3602 | 0 | 70042.7977 | 0 | 0 |  |  |  | 2032 | 1030904.997
| 2033 | 759.8151 | 77.7443 | 0 | 68603.859 | 0 | 0 |  |  |  | 2033 | 1015005.2313
| 2034 | 749.2325 | 76.1283 | 0 | 67164.9202 | 0 | 0 |  |  |  | 2034 | 999105.4657
| 2035 | 738.6499 | 74.5124 | 0 | 65725.9815 | 0 | 0 |  |  |  | 2035 | 983205.7001
| 2036 | 728.0673 | 72.8965 | 0 | 64287.0428 | 0 | 0 |  |  |  | 2036 | 967305.9345
| 2037 | 717.4848 | 71.2805 | 0 | 62848.1041 | 0 | 0 |  |  |  | 2037 | 951406.1689
| 2038 | 706.9022 | 69.6646 | 0 | 61409.1654 | 0 | 0 |  |  |  | 2038 | 935506.4033
| 2039 | 696.3196 | 68.0487 | 0 | 59970.2267 | 0 | 0 |  |  |  | 2039 | 919606.6377
| 2040 | 685.737 | 66.4327 | 0 | 58531.2879 | 0 | 0 |  |  |  | 2040 | 903706.872
| 2041 | 675.1544 | 64.8168 | 0 | 57092.3492 | 0 | 0 |  |  |  | 2041 | 887807.1064
| 2042 | 664.5718 | 63.2009 | 0 | 55653.4105 | 0 | 0 |  |  |  | 2042 | 871907.3408
| 2043 | 653.9892 | 61.585 | 0 | 54214.4718 | 0 | 0 |  |  |  | 2043 | 856007.5752
| 2044 | 643.4066 | 59.969 | 0 | 52775.5331 | 0 | 0 |  |  |  | 2044 | 840107.8096
| 2045 | 632.824 | 58.3531 | 0 | 51336.5944 | 0 | 0 |  |  |  | 2045 | 824208.044
| 2046 | 622.2414 | 56.7372 | 0 | 49897.6556 | 0 | 0 |  |  |  | 2046 | 808308.2783
| 2047 | 611.6589 | 55.1212 | 0 | 48458.7169 | 0 | 0 |  |  |  | 2047 | 792408.5127
| 2048 | 601.0763 | 53.5053 | 0 | 47019.7782 | 0 | 0 |  |  |  | 2048 | 776508.7471
| 2049 | 590.4937 | 51.8894 | 0 | 45580.8395 | 0 | 0 |  |  |  | 2049 | 760608.9815
| 2050 | 579.9111 | 50.2734 | 0 | 44141.9008 | 0 | 0 |  |  |  | 2050 | 744709.2159
Note on F3: SFS Data Master: Zero because the fixed ILR (0.6) means the battery power capacity is set by the PV power copacity - it's not an independent variable. Battery power capacity (kW) is set to 60% of PV capacity (kW)

## CI PV+BESS SFS - ADV-MOD
Generated 2020/10/27
|  | Commercial & industrial (CI) PV+BESS cost estimates - ADVANCED PV/MODERATE BESS Assume 2019 AC-Coupled Systems with 60 kW-1,200 kW battery power capacity, battery Energy/Power (E/P) ratios of 0.5-4 | [6 empty] | Example Calculation
|  | year | PV_capex_per_kw_comm | batt_capex_per_kwh_comm | batt_capex_per_kw_comm | PV_batt_capex_constant_comm | batt_om_per_kw_comm | batt_om_per_kwh_comm |  |  |  | year | PV+BESS Capital Costs ($)
|  | 2019 | 1814.2141 | 224.746 | 0 | 199275.7887 | 0 | 0 |  | PV power capacity (kW) | 1000 | 2019 | 2552880.1733
|  | 2020 | 1720.6486 | 205.9427 | 0 | 191094.8458 | 0 | 0 |  | BESS storage capacity (kWh) | 2400 | 2020 | 2406006.0103
|  | 2021 | 1627.582 | 187.396 | 0 | 184200.0264 | 0 | 0 |  | BESS power capacity (kW) | 600 | 2021 | 2261532.2911
|  | 2022 | 1534.536 | 168.8384 | 0 | 177251.0051 | 0 | 0 |  |  |  | 2022 | 2116999.101
|  | 2023 | 1441.9238 | 150.5149 | 0 | 171476.4064 | 0 | 0 |  |  |  | 2023 | 1974636.0806
|  | 2024 | 1349.6486 | 132.3777 | 0 | 166635.8098 | 0 | 0 |  |  |  | 2024 | 1833990.9599
|  | 2025 | 1257.6352 | 114.3881 | 0 | 162535.17 | 0 | 0 |  |  |  | 2025 | 1694701.7592
|  | 2026 | 1166.9339 | 106.9615 | 0 | 159316.3561 | 0 | 0 |  |  |  | 2026 | 1582957.9012
|  | 2027 | 1076.4245 | 100.4566 | 0 | 156405.1989 | 0 | 0 |  |  |  | 2027 | 1473925.4625
|  | 2028 | 986.1162 | 95.0899 | 0 | 153769.8818 | 0 | 0 |  |  |  | 2028 | 1368101.8251
|  | 2029 | 895.8439 | 90.1885 | 0 | 151080.15 | 0 | 0 |  |  |  | 2029 | 1263376.5657
|  | 2030 | 805.6984 | 85.7713 | 0 | 148637.6575 | 0 | 0 |  |  |  | 2030 | 1160187.1132
| linear interpolation for battery costs, assuming 25% total cost reduction between 2030 and 2050. PV cost reductions from ATB mid-case | 2031 | 795.1212 | 84.6991 | 0 | 146780.9484 | 0 | 0 |  |  |  | 2031 | 1145180.1205
|  | 2032 | 784.5441 | 83.627 | 0 | 144924.2392 | 0 | 0 |  |  |  | 2032 | 1130173.1278
|  | 2033 | 773.9669 | 82.5549 | 0 | 143067.53 | 0 | 0 |  |  |  | 2033 | 1115166.1352
|  | 2034 | 763.3898 | 81.4827 | 0 | 141210.8208 | 0 | 0 |  |  |  | 2034 | 1100159.1425
|  | 2035 | 752.8127 | 80.4106 | 0 | 139354.1117 | 0 | 0 |  |  |  | 2035 | 1085152.1498
|  | 2036 | 742.2355 | 79.3384 | 0 | 137497.4025 | 0 | 0 |  |  |  | 2036 | 1070145.1571
|  | 2037 | 731.6584 | 78.2663 | 0 | 135640.6933 | 0 | 0 |  |  |  | 2037 | 1055138.1645
|  | 2038 | 721.0812 | 77.1942 | 0 | 133783.9842 | 0 | 0 |  |  |  | 2038 | 1040131.1718
|  | 2039 | 710.5041 | 76.122 | 0 | 131927.275 | 0 | 0 |  |  |  | 2039 | 1025124.1791
|  | 2040 | 699.9269 | 75.0499 | 0 | 130070.5658 | 0 | 0 |  |  |  | 2040 | 1010117.1864
|  | 2041 | 689.3498 | 73.9777 | 0 | 128213.8566 | 0 | 0 |  |  |  | 2041 | 995110.1938
|  | 2042 | 678.7726 | 72.9056 | 0 | 126357.1475 | 0 | 0 |  |  |  | 2042 | 980103.2011
|  | 2043 | 668.1955 | 71.8334 | 0 | 124500.4383 | 0 | 0 |  |  |  | 2043 | 965096.2084
|  | 2044 | 657.6184 | 70.7613 | 0 | 122643.7291 | 0 | 0 |  |  |  | 2044 | 950089.2157
|  | 2045 | 647.0412 | 69.6892 | 0 | 120787.02 | 0 | 0 |  |  |  | 2045 | 935082.2231
|  | 2046 | 636.4641 | 68.617 | 0 | 118930.3108 | 0 | 0 |  |  |  | 2046 | 920075.2304
|  | 2047 | 625.8869 | 67.5449 | 0 | 117073.6016 | 0 | 0 |  |  |  | 2047 | 905068.2377
|  | 2048 | 615.3098 | 66.4727 | 0 | 115216.8924 | 0 | 0 |  |  |  | 2048 | 890061.245
|  | 2049 | 604.7326 | 65.4006 | 0 | 113360.1833 | 0 | 0 |  |  |  | 2049 | 875054.2524
|  | 2050 | 594.1555 | 64.3285 | 0 | 111503.4741 | 0 | 0 |  |  |  | 2050 | 860047.2597
Note on F3: SFS Data Master: Zero because the fixed ILR (0.6) means the battery power capacity is set by the PV power copacity - it's not an independent variable. Battery power capacity (kW) is set to 60% of PV capacity (kW)

## CI PV+BESS SFS - ADV-CNSRTV
Generated 2020/10/27
| Commercial & industrial (CI) PV+BESS cost estimates - ADVANCED PV/CONSERVATIVE BESS Assume 2019 AC-Coupled Systems with 60 kW-1,200 kW battery power capacity, battery Energy/Power (E/P) ratios of 0.5-4 | [6 empty] | Example Calculation
| year | PV_capex_per_kw_comm | batt_capex_per_kwh_comm | batt_capex_per_kw_comm | PV_batt_capex_constant_comm | batt_om_per_kw_comm | batt_om_per_kwh_comm |  |  |  | year | PV+BESS Capital Costs ($)
| 2019 | 1814.2141 | 224.746 | 0 | 199275.7887 | 0 | 0 |  | PV power capacity (kW) | 1000 | 2019 | 2552880.1733
| 2020 | 1723.4413 | 218.8569 | 0 | 194161.933 | 0 | 0 |  | BESS storage capacity (kWh) | 2400 | 2020 | 2442859.819
| 2021 | 1632.6686 | 212.9678 | 0 | 189048.0773 | 0 | 0 |  | BESS power capacity (kW) | 600 | 2021 | 2332839.4646
| 2022 | 1541.8959 | 207.0788 | 0 | 183934.2216 | 0 | 0 |  |  |  | 2022 | 2222819.1102
| 2023 | 1451.1231 | 201.1897 | 0 | 178820.3658 | 0 | 0 |  |  |  | 2023 | 2112798.7558
| 2024 | 1360.3504 | 195.3006 | 0 | 173706.5101 | 0 | 0 |  |  |  | 2024 | 2002778.4015
| 2025 | 1269.5776 | 189.4116 | 0 | 168592.6544 | 0 | 0 |  |  |  | 2025 | 1892758.0471
| 2026 | 1179.2626 | 184.9888 | 0 | 164807.2598 | 0 | 0 |  |  |  | 2026 | 1788042.8379
| 2027 | 1088.9475 | 180.5659 | 0 | 161021.8651 | 0 | 0 |  |  |  | 2027 | 1683327.6287
| 2028 | 998.6324 | 176.1431 | 0 | 157236.4705 | 0 | 0 |  |  |  | 2028 | 1578612.4196
| 2029 | 908.3173 | 171.7203 | 0 | 153451.0759 | 0 | 0 |  |  |  | 2029 | 1473897.2104
| 2030 | 818.0023 | 167.2975 | 0 | 149665.6812 | 0 | 0 |  |  |  | 2030 | 1369182.0012
| 2031 | 807.2713 | 165.2063 | 0 | 147796.1218 | 0 | 0 |  |  |  | 2031 | 1351562.5724
| 2032 | 796.5404 | 163.1151 | 0 | 145926.5623 | 0 | 0 |  |  |  | 2032 | 1333943.1437
| 2033 | 785.8094 | 161.0239 | 0 | 144057.0028 | 0 | 0 |  |  |  | 2033 | 1316323.7149
| 2034 | 775.0785 | 158.9326 | 0 | 142187.4434 | 0 | 0 |  |  |  | 2034 | 1298704.2861
| 2035 | 764.3475 | 156.8414 | 0 | 140317.8839 | 0 | 0 |  |  |  | 2035 | 1281084.8573
| 2036 | 753.6166 | 154.7502 | 0 | 138448.3244 | 0 | 0 |  |  |  | 2036 | 1263465.4286
| 2037 | 742.8857 | 152.659 | 0 | 136578.765 | 0 | 0 |  |  |  | 2037 | 1245845.9998
| 2038 | 732.1547 | 150.5678 | 0 | 134709.2055 | 0 | 0 |  |  |  | 2038 | 1228226.571
| 2039 | 721.4238 | 148.4766 | 0 | 132839.646 | 0 | 0 |  |  |  | 2039 | 1210607.1422
| 2040 | 710.6928 | 146.3853 | 0 | 130970.0866 | 0 | 0 |  |  |  | 2040 | 1192987.7135
| 2041 | 699.9619 | 144.2941 | 0 | 129100.5271 | 0 | 0 |  |  |  | 2041 | 1175368.2847
| 2042 | 689.2309 | 142.2029 | 0 | 127230.9676 | 0 | 0 |  |  |  | 2042 | 1157748.8559
| 2043 | 678.5 | 140.1117 | 0 | 125361.4082 | 0 | 0 |  |  |  | 2043 | 1140129.4271
| 2044 | 667.7691 | 138.0205 | 0 | 123491.8487 | 0 | 0 |  |  |  | 2044 | 1122509.9984
| 2045 | 657.0381 | 135.9292 | 0 | 121622.2892 | 0 | 0 |  |  |  | 2045 | 1104890.5696
| 2046 | 646.3072 | 133.838 | 0 | 119752.7298 | 0 | 0 |  |  |  | 2046 | 1087271.1408
| 2047 | 635.5762 | 131.7468 | 0 | 117883.1703 | 0 | 0 |  |  |  | 2047 | 1069651.712
| 2048 | 624.8453 | 129.6556 | 0 | 116013.6108 | 0 | 0 |  |  |  | 2048 | 1052032.2833
| 2049 | 614.1143 | 127.5644 | 0 | 114144.0514 | 0 | 0 |  |  |  | 2049 | 1034412.8545
| 2050 | 603.3834 | 125.4731 | 0 | 112274.4919 | 0 | 0 |  |  |  | 2050 | 1016793.4257
Note on F3: SFS Data Master: Zero because the fixed ILR (0.6) means the battery power capacity is set by the PV power copacity - it's not an independent variable. Battery power capacity (kW) is set to 60% of PV capacity (kW)

## CI PV+BESS SFS - CNSRTV-ADV
Generated 2020/10/27
| Commercial & industrial (CI) PV+BESS cost estimates - CONSERVATIVE PVADVANCED BESS Assume 2019 AC-Coupled Systems with 60 kW-1,200 kW battery power capacity, battery Energy/Power (E/P) ratios of 0.5-4 | [6 empty] | Example Calculation
| year | PV_capex_per_kw_comm | batt_capex_per_kwh_comm | batt_capex_per_kw_comm | PV_batt_capex_constant_comm | batt_om_per_kw_comm | batt_om_per_kwh_comm |  |  |  | year | PV+BESS Capital Costs ($)
| 2019 | 1814.2141 | 224.746 | 0 | 199275.7887 | 0 | 0 |  | PV power capacity (kW) | 1000 | 2019 | 2552880.1733
| 2020 | 1781.0815 | 175.0462 | 0 | 154290.6882 | 0 | 0 |  | BESS storage capacity (kWh) | 2400 | 2020 | 2355483.1498
| 2021 | 1759.6161 | 162.7256 | 0 | 143171.8344 | 0 | 0 |  | BESS power capacity (kW) | 600 | 2021 | 2293329.3456
| 2022 | 1738.1508 | 150.4049 | 0 | 132052.9805 | 0 | 0 |  |  |  | 2022 | 2231175.5414
| 2023 | 1716.6854 | 138.0843 | 0 | 120934.1267 | 0 | 0 |  |  |  | 2023 | 2169021.7372
| 2024 | 1695.22 | 125.7636 | 0 | 109815.2728 | 0 | 0 |  |  |  | 2024 | 2106867.933
| 2025 | 1673.7547 | 113.4429 | 0 | 98696.419 | 0 | 0 |  |  |  | 2025 | 2044714.1288
| 2026 | 1654.2091 | 107.2728 | 0 | 93150.0433 | 0 | 0 |  |  |  | 2026 | 2004813.7469
| 2027 | 1634.6635 | 101.1026 | 0 | 87603.6677 | 0 | 0 |  |  |  | 2027 | 1964913.365
| 2028 | 1615.1179 | 94.9324 | 0 | 82057.292 | 0 | 0 |  |  |  | 2028 | 1925012.9831
| 2029 | 1595.5723 | 88.7622 | 0 | 76510.9164 | 0 | 0 |  |  |  | 2029 | 1885112.6012
| 2030 | 1576.0267 | 82.5921 | 0 | 70964.5407 | 0 | 0 |  |  |  | 2030 | 1845212.2193
| 2031 | 1547.9193 | 80.9761 | 0 | 69569.3017 | 0 | 0 |  |  |  | 2031 | 1811831.3513
| 2032 | 1519.8119 | 79.3602 | 0 | 68174.0628 | 0 | 0 |  |  |  | 2032 | 1778450.4832
| 2033 | 1491.7045 | 77.7443 | 0 | 66778.8238 | 0 | 0 |  |  |  | 2033 | 1745069.6151
| 2034 | 1463.5971 | 76.1283 | 0 | 65383.5848 | 0 | 0 |  |  |  | 2034 | 1711688.747
| 2035 | 1435.4898 | 74.5124 | 0 | 63988.3458 | 0 | 0 |  |  |  | 2035 | 1678307.8789
| 2036 | 1407.3824 | 72.8965 | 0 | 62593.1069 | 0 | 0 |  |  |  | 2036 | 1644927.0108
| 2037 | 1379.275 | 71.2805 | 0 | 61197.8679 | 0 | 0 |  |  |  | 2037 | 1611546.1427
| 2038 | 1351.1676 | 69.6646 | 0 | 59802.6289 | 0 | 0 |  |  |  | 2038 | 1578165.2747
| 2039 | 1323.0602 | 68.0487 | 0 | 58407.39 | 0 | 0 |  |  |  | 2039 | 1544784.4066
| 2040 | 1294.9528 | 66.4327 | 0 | 57012.151 | 0 | 0 |  |  |  | 2040 | 1511403.5385
| 2041 | 1266.8454 | 64.8168 | 0 | 55616.912 | 0 | 0 |  |  |  | 2041 | 1478022.6704
| 2042 | 1238.738 | 63.2009 | 0 | 54221.673 | 0 | 0 |  |  |  | 2042 | 1444641.8023
| 2043 | 1210.6306 | 61.585 | 0 | 52826.4341 | 0 | 0 |  |  |  | 2043 | 1411260.9342
| 2044 | 1182.5232 | 59.969 | 0 | 51431.1951 | 0 | 0 |  |  |  | 2044 | 1377880.0661
| 2045 | 1154.4158 | 58.3531 | 0 | 50035.9561 | 0 | 0 |  |  |  | 2045 | 1344499.198
| 2046 | 1126.3084 | 56.7372 | 0 | 48640.7171 | 0 | 0 |  |  |  | 2046 | 1311118.33
| 2047 | 1098.201 | 55.1212 | 0 | 47245.4782 | 0 | 0 |  |  |  | 2047 | 1277737.4619
| 2048 | 1070.0936 | 53.5053 | 0 | 45850.2392 | 0 | 0 |  |  |  | 2048 | 1244356.5938
| 2049 | 1041.9863 | 51.8894 | 0 | 44455.0002 | 0 | 0 |  |  |  | 2049 | 1210975.7257
| 2050 | 1013.8789 | 50.2734 | 0 | 43059.7613 | 0 | 0 |  |  |  | 2050 | 1177594.8576
Note on F3: SFS Data Master: Zero because the fixed ILR (0.6) means the battery power capacity is set by the PV power copacity - it's not an independent variable. Battery power capacity (kW) is set to 60% of PV capacity (kW)

## CI PV+BESS SFS - CNSRTV-MOD
Generated 2020/10/27
|  | Commercial & industrial (CI) PV+BESS cost estimates - CONSERVATIVE PV/MODERATE BESS Assume 2019 AC-Coupled Systems with 60 kW-1,200 kW battery power capacity, battery Energy/Power (E/P) ratios of 0.5-4 | [6 empty] | Example Calculation
|  | year | PV_capex_per_kw_comm | batt_capex_per_kwh_comm | batt_capex_per_kw_comm | PV_batt_capex_constant_comm | batt_om_per_kw_comm | batt_om_per_kwh_comm |  |  |  | year | PV+BESS Capital Costs ($)
|  | 2019 | 1814.2141 | 224.746 | 0 | 199275.7887 | 0 | 0 |  | PV power capacity (kW) | 1000 | 2019 | 2552880.1733
|  | 2020 | 1791.9635 | 205.9427 | 0 | 190917.0154 | 0 | 0 |  | BESS storage capacity (kWh) | 2400 | 2020 | 2477143.0731
|  | 2021 | 1770.2118 | 187.396 | 0 | 183844.3656 | 0 | 0 |  | BESS power capacity (kW) | 600 | 2021 | 2403806.4168
|  | 2022 | 1748.4807 | 168.8384 | 0 | 176717.5139 | 0 | 0 |  |  |  | 2022 | 2330410.2895
|  | 2023 | 1727.1834 | 150.5149 | 0 | 170765.0848 | 0 | 0 |  |  |  | 2023 | 2259184.332
|  | 2024 | 1706.2231 | 132.3777 | 0 | 165746.6578 | 0 | 0 |  |  |  | 2024 | 2189676.2741
|  | 2025 | 1685.5246 | 114.3881 | 0 | 161468.1876 | 0 | 0 |  |  |  | 2025 | 2121524.1362
|  | 2026 | 1666.1382 | 106.9615 | 0 | 158071.5433 | 0 | 0 |  |  |  | 2026 | 2080917.3411
|  | 2027 | 1646.9436 | 100.4566 | 0 | 154982.5557 | 0 | 0 |  |  |  | 2027 | 2043021.9652
|  | 2028 | 1627.9502 | 95.0899 | 0 | 152169.4082 | 0 | 0 |  |  |  | 2028 | 2008335.3906
|  | 2029 | 1608.9929 | 90.1885 | 0 | 149301.846 | 0 | 0 |  |  |  | 2029 | 1974747.194
|  | 2030 | 1590.1622 | 85.7713 | 0 | 146681.5231 | 0 | 0 |  |  |  | 2030 | 1942694.8043
| linear interpolation for battery costs, assuming 25% total cost reduction between 2030 and 2050. PV cost reductions from ATB mid-case | 2031 | 1562.0603 | 84.6991 | 0 | 144868.5137 | 0 | 0 |  |  |  | 2031 | 1910206.7092
|  | 2032 | 1533.9583 | 83.627 | 0 | 143055.5043 | 0 | 0 |  |  |  | 2032 | 1877718.614
|  | 2033 | 1505.8564 | 82.5549 | 0 | 141242.4948 | 0 | 0 |  |  |  | 2033 | 1845230.5189
|  | 2034 | 1477.7544 | 81.4827 | 0 | 139429.4854 | 0 | 0 |  |  |  | 2034 | 1812742.4238
|  | 2035 | 1449.6525 | 80.4106 | 0 | 137616.476 | 0 | 0 |  |  |  | 2035 | 1780254.3286
|  | 2036 | 1421.5505 | 79.3384 | 0 | 135803.4666 | 0 | 0 |  |  |  | 2036 | 1747766.2335
|  | 2037 | 1393.4486 | 78.2663 | 0 | 133990.4571 | 0 | 0 |  |  |  | 2037 | 1715278.1383
|  | 2038 | 1365.3466 | 77.1942 | 0 | 132177.4477 | 0 | 0 |  |  |  | 2038 | 1682790.0432
|  | 2039 | 1337.2447 | 76.122 | 0 | 130364.4383 | 0 | 0 |  |  |  | 2039 | 1650301.948
|  | 2040 | 1309.1427 | 75.0499 | 0 | 128551.4288 | 0 | 0 |  |  |  | 2040 | 1617813.8529
|  | 2041 | 1281.0408 | 73.9777 | 0 | 126738.4194 | 0 | 0 |  |  |  | 2041 | 1585325.7577
|  | 2042 | 1252.9388 | 72.9056 | 0 | 124925.41 | 0 | 0 |  |  |  | 2042 | 1552837.6626
|  | 2043 | 1224.8369 | 71.8334 | 0 | 123112.4006 | 0 | 0 |  |  |  | 2043 | 1520349.5674
|  | 2044 | 1196.7349 | 70.7613 | 0 | 121299.3911 | 0 | 0 |  |  |  | 2044 | 1487861.4723
|  | 2045 | 1168.633 | 69.6892 | 0 | 119486.3817 | 0 | 0 |  |  |  | 2045 | 1455373.3772
|  | 2046 | 1140.5311 | 68.617 | 0 | 117673.3723 | 0 | 0 |  |  |  | 2046 | 1422885.282
|  | 2047 | 1112.4291 | 67.5449 | 0 | 115860.3629 | 0 | 0 |  |  |  | 2047 | 1390397.1869
|  | 2048 | 1084.3272 | 66.4727 | 0 | 114047.3534 | 0 | 0 |  |  |  | 2048 | 1357909.0917
|  | 2049 | 1056.2252 | 65.4006 | 0 | 112234.344 | 0 | 0 |  |  |  | 2049 | 1325420.9966
|  | 2050 | 1028.1233 | 64.3285 | 0 | 110421.3346 | 0 | 0 |  |  |  | 2050 | 1292932.9014
Note on F3: SFS Data Master: Zero because the fixed ILR (0.6) means the battery power capacity is set by the PV power copacity - it's not an independent variable. Battery power capacity (kW) is set to 60% of PV capacity (kW)

## CI PV+BESS SFS - CNSRTV-CNSRTV
Generated 2020/10/27
| Commercial & industrial (CI) PV+BESS cost estimates - CONSERVATIVE PV/CONSERVATIVE BESS Assume 2019 AC-Coupled Systems with 60 kW-1,200 kW battery power capacity, battery Energy/Power (E/P) ratios of 0.5-4 | [6 empty] | Example Calculation
| year | PV_capex_per_kw_comm | batt_capex_per_kwh_comm | batt_capex_per_kw_comm | PV_batt_capex_constant_comm | batt_om_per_kw_comm | batt_om_per_kwh_comm |  |  |  | year | PV+BESS Capital Costs ($)
| 2019 | 1814.2141 | 224.746 | 0 | 199275.7887 | 0 | 0 |  | PV power capacity (kW) | 1000 | 2019 | 2552880.1733
| 2020 | 1794.7562 | 218.8569 | 0 | 193984.1026 | 0 | 0 |  | BESS storage capacity (kWh) | 2400 | 2020 | 2513996.8818
| 2021 | 1775.2984 | 212.9678 | 0 | 188692.4165 | 0 | 0 |  | BESS power capacity (kW) | 600 | 2021 | 2475113.5902
| 2022 | 1755.8405 | 207.0788 | 0 | 183400.7304 | 0 | 0 |  |  |  | 2022 | 2436230.2987
| 2023 | 1736.3827 | 201.1897 | 0 | 178109.0442 | 0 | 0 |  |  |  | 2023 | 2397347.0072
| 2024 | 1716.9248 | 195.3006 | 0 | 172817.3581 | 0 | 0 |  |  |  | 2024 | 2358463.7156
| 2025 | 1697.467 | 189.4116 | 0 | 167525.672 | 0 | 0 |  |  |  | 2025 | 2319580.4241
| 2026 | 1678.4668 | 184.9888 | 0 | 163562.447 | 0 | 0 |  |  |  | 2026 | 2286002.2777
| 2027 | 1659.4666 | 180.5659 | 0 | 159599.2219 | 0 | 0 |  |  |  | 2027 | 2252424.1314
| 2028 | 1640.4664 | 176.1431 | 0 | 155635.9969 | 0 | 0 |  |  |  | 2028 | 2218845.9851
| 2029 | 1621.4663 | 171.7203 | 0 | 151672.7719 | 0 | 0 |  |  |  | 2029 | 2185267.8387
| 2030 | 1602.4661 | 167.2975 | 0 | 147709.5468 | 0 | 0 |  |  |  | 2030 | 2151689.6924
| 2031 | 1574.2103 | 165.2063 | 0 | 145883.6871 | 0 | 0 |  |  |  | 2031 | 2116589.1611
| 2032 | 1545.9546 | 163.1151 | 0 | 144057.8274 | 0 | 0 |  |  |  | 2032 | 2081488.6299
| 2033 | 1517.6988 | 161.0239 | 0 | 142231.9677 | 0 | 0 |  |  |  | 2033 | 2046388.0986
| 2034 | 1489.4431 | 158.9326 | 0 | 140406.108 | 0 | 0 |  |  |  | 2034 | 2011287.5674
| 2035 | 1461.1874 | 156.8414 | 0 | 138580.2482 | 0 | 0 |  |  |  | 2035 | 1976187.0361
| 2036 | 1432.9316 | 154.7502 | 0 | 136754.3885 | 0 | 0 |  |  |  | 2036 | 1941086.5049
| 2037 | 1404.6759 | 152.659 | 0 | 134928.5288 | 0 | 0 |  |  |  | 2037 | 1905985.9736
| 2038 | 1376.4201 | 150.5678 | 0 | 133102.6691 | 0 | 0 |  |  |  | 2038 | 1870885.4424
| 2039 | 1348.1644 | 148.4766 | 0 | 131276.8093 | 0 | 0 |  |  |  | 2039 | 1835784.9112
| 2040 | 1319.9086 | 146.3853 | 0 | 129450.9496 | 0 | 0 |  |  |  | 2040 | 1800684.3799
| 2041 | 1291.6529 | 144.2941 | 0 | 127625.0899 | 0 | 0 |  |  |  | 2041 | 1765583.8487
| 2042 | 1263.3971 | 142.2029 | 0 | 125799.2302 | 0 | 0 |  |  |  | 2042 | 1730483.3174
| 2043 | 1235.1414 | 140.1117 | 0 | 123973.3704 | 0 | 0 |  |  |  | 2043 | 1695382.7862
| 2044 | 1206.8856 | 138.0205 | 0 | 122147.5107 | 0 | 0 |  |  |  | 2044 | 1660282.2549
| 2045 | 1178.6299 | 135.9292 | 0 | 120321.651 | 0 | 0 |  |  |  | 2045 | 1625181.7237
| 2046 | 1150.3742 | 133.838 | 0 | 118495.7913 | 0 | 0 |  |  |  | 2046 | 1590081.1924
| 2047 | 1122.1184 | 131.7468 | 0 | 116669.9315 | 0 | 0 |  |  |  | 2047 | 1554980.6612
| 2048 | 1093.8627 | 129.6556 | 0 | 114844.0718 | 0 | 0 |  |  |  | 2048 | 1519880.1299
| 2049 | 1065.6069 | 127.5644 | 0 | 113018.2121 | 0 | 0 |  |  |  | 2049 | 1484779.5987
| 2050 | 1037.3512 | 125.4731 | 0 | 111192.3524 | 0 | 0 |  |  |  | 2050 | 1449679.0674
Note on F3: SFS Data Master: Zero because the fixed ILR (0.6) means the battery power capacity is set by the PV power copacity - it's not an independent variable. Battery power capacity (kW) is set to 60% of PV capacity (kW)

## CI BESS SFS - MOD
Generated 2020/10/27
| Commercial & industrial (CI) BESS Stand-Alone cost estimates - MODERATE BESS Assume 2019 AC-Coupled Systems with 60 kW-1,200 kW battery power capacity, battery Energy/Power (E/P) ratios of 0.5-4 | [5 empty] | Example Calculation
| year | batt_capex_per_kwh_comm | batt_capex_per_kw_comm | PV_batt_capex_constant_comm | batt_om_per_kw_comm | batt_om_per_kwh_comm |  |  |  | year | BESS Capital Costs ($)
| 2019 | 252.223 | 457.7814 | 283622.9147 | 0 | 0 |  | BESS storage capacity (kWh) | 2400 | 2019 | 1163627.0464
| 2020 | 232.286 | 435.9972 | 271919.0294 | 0 | 0 |  | BESS power capacity (kW) | 600 | 2020 | 1091003.6703
| 2021 | 212.7789 | 417.1975 | 262006.5475 | 0 | 0 |  |  |  | 2021 | 1022994.3028
| 2022 | 193.2536 | 398.3414 | 252018.5694 | 0 | 0 |  |  |  | 2022 | 954832.1767
| 2023 | 174.1211 | 382.1743 | 243666.4097 | 0 | 0 |  |  |  | 2023 | 890861.5348
| 2024 | 155.3007 | 368.1322 | 236615.1939 | 0 | 0 |  |  |  | 2024 | 830216.3163
| 2025 | 136.7278 | 355.7653 | 230594.642 | 0 | 0 |  |  |  | 2025 | 772200.5674
| 2026 | 128.837 | 347.0612 | 225802.3591 | 0 | 0 |  |  |  | 2026 | 743247.8836
| 2027 | 121.9093 | 339.192 | 221438.6022 | 0 | 0 |  |  |  | 2027 | 717536.1313
| 2028 | 116.1571 | 332.1197 | 217459.0548 | 0 | 0 |  |  |  | 2028 | 695507.9323
| 2029 | 110.8629 | 325.0165 | 213403.7148 | 0 | 0 |  |  |  | 2029 | 674484.4574
| 2030 | 106.0861 | 318.5383 | 209692.7471 | 0 | 0 |  |  |  | 2030 | 655422.3165
| 2031 | 104.76 | 314.5566 | 207071.5878 | 0 | 0 |  |  |  | 2031 | 647229.5376
| 2032 | 103.4339 | 310.5748 | 204450.4285 | 0 | 0 |  |  |  | 2032 | 639036.7586
| 2033 | 102.1079 | 306.5931 | 201829.2691 | 0 | 0 |  |  |  | 2033 | 630843.9796
| 2034 | 100.7818 | 302.6114 | 199208.1098 | 0 | 0 |  |  |  | 2034 | 622651.2007
| 2035 | 99.4557 | 298.6296 | 196586.9505 | 0 | 0 |  |  |  | 2035 | 614458.4217
| 2036 | 98.1296 | 294.6479 | 193965.7911 | 0 | 0 |  |  |  | 2036 | 606265.6428
| 2037 | 96.8035 | 290.6662 | 191344.6318 | 0 | 0 |  |  |  | 2037 | 598072.8638
| 2038 | 95.4775 | 286.6845 | 188723.4724 | 0 | 0 |  |  |  | 2038 | 589880.0849
| 2039 | 94.1514 | 282.7027 | 186102.3131 | 0 | 0 |  |  |  | 2039 | 581687.3059
| 2040 | 92.8253 | 278.721 | 183481.1538 | 0 | 0 |  |  |  | 2040 | 573494.5269
| 2041 | 91.4992 | 274.7393 | 180859.9944 | 0 | 0 |  |  |  | 2041 | 565301.748
| 2042 | 90.1732 | 270.7575 | 178238.8351 | 0 | 0 |  |  |  | 2042 | 557108.969
| 2043 | 88.8471 | 266.7758 | 175617.6757 | 0 | 0 |  |  |  | 2043 | 548916.1901
| 2044 | 87.521 | 262.7941 | 172996.5164 | 0 | 0 |  |  |  | 2044 | 540723.4111
| 2045 | 86.1949 | 258.8124 | 170375.3571 | 0 | 0 |  |  |  | 2045 | 532530.6322
| 2046 | 84.8689 | 254.8306 | 167754.1977 | 0 | 0 |  |  |  | 2046 | 524337.8532
| 2047 | 83.5428 | 250.8489 | 165133.0384 | 0 | 0 |  |  |  | 2047 | 516145.0742
| 2048 | 82.2167 | 246.8672 | 162511.879 | 0 | 0 |  |  |  | 2048 | 507952.2953
| 2049 | 80.8906 | 242.8854 | 159890.7197 | 0 | 0 |  |  |  | 2049 | 499759.5163
| 2050 | 79.5646 | 238.9037 | 157269.5604 | 0 | 0 |  |  |  | 2050 | 491566.7374

## CI BESS SFS - ADV
Generated 2020/10/27
| Commercial & industrial (CI) BESS Stand-Alone cost estimates - ADVANCED BESS Assume 2019 AC-Coupled Systems with 60 kW-1,200 kW battery power capacity, battery Energy/Power (E/P) ratios of 0.5-4 | [5 empty] | Example Calculation
| year | batt_capex_per_kwh_comm | batt_capex_per_kw_comm | PV_batt_capex_constant_comm | batt_om_per_kw_comm | batt_om_per_kwh_comm |  |  |  | year | BESS Capital Costs ($)
| 2019 | 252.223 | 457.7814 | 283622.9147 | 0 | 0 |  | BESS storage capacity (kWh) | 2400 | 2019 | 1163627.0464
| 2020 | 196.4471 | 356.5489 | 220903.3038 | 0 | 0 |  | BESS power capacity (kW) | 600 | 2020 | 906305.6812
| 2021 | 182.6201 | 331.4531 | 205354.9842 | 0 | 0 |  |  |  | 2021 | 842515.1894
| 2022 | 168.7932 | 306.3574 | 189806.6645 | 0 | 0 |  |  |  | 2022 | 778724.6976
| 2023 | 154.9662 | 281.2616 | 174258.3449 | 0 | 0 |  |  |  | 2023 | 714934.2057
| 2024 | 141.1392 | 256.1658 | 158710.0253 | 0 | 0 |  |  |  | 2024 | 651143.7139
| 2025 | 127.3123 | 231.0701 | 143161.7057 | 0 | 0 |  |  |  | 2025 | 587353.2221
| 2026 | 120.3877 | 218.5022 | 135375.1259 | 0 | 0 |  |  |  | 2026 | 555407.02
| 2027 | 113.4632 | 205.9342 | 127588.546 | 0 | 0 |  |  |  | 2027 | 523460.8179
| 2028 | 106.5387 | 193.3663 | 119801.9661 | 0 | 0 |  |  |  | 2028 | 491514.6158
| 2029 | 99.6142 | 180.7984 | 112015.3862 | 0 | 0 |  |  |  | 2029 | 459568.4137
| 2030 | 92.6896 | 168.2305 | 104228.8063 | 0 | 0 |  |  |  | 2030 | 427622.2116
| 2031 | 90.8761 | 164.939 | 102189.547 | 0 | 0 |  |  |  | 2031 | 419255.69
| 2032 | 89.0627 | 161.6475 | 100150.2878 | 0 | 0 |  |  |  | 2032 | 410889.1685
| 2033 | 87.2492 | 158.3561 | 98111.0285 | 0 | 0 |  |  |  | 2033 | 402522.647
| 2034 | 85.4357 | 155.0646 | 96071.7693 | 0 | 0 |  |  |  | 2034 | 394156.1254
| 2035 | 83.6222 | 151.7731 | 94032.51 | 0 | 0 |  |  |  | 2035 | 385789.6039
| 2036 | 81.8087 | 148.4817 | 91993.2508 | 0 | 0 |  |  |  | 2036 | 377423.0824
| 2037 | 79.9952 | 145.1902 | 89953.9915 | 0 | 0 |  |  |  | 2037 | 369056.5608
| 2038 | 78.1817 | 141.8987 | 87914.7323 | 0 | 0 |  |  |  | 2038 | 360690.0393
| 2039 | 76.3682 | 138.6073 | 85875.473 | 0 | 0 |  |  |  | 2039 | 352323.5178
| 2040 | 74.5547 | 135.3158 | 83836.2138 | 0 | 0 |  |  |  | 2040 | 343956.9963
| 2041 | 72.7412 | 132.0243 | 81796.9545 | 0 | 0 |  |  |  | 2041 | 335590.4747
| 2042 | 70.9277 | 128.7329 | 79757.6953 | 0 | 0 |  |  |  | 2042 | 327223.9532
| 2043 | 69.1142 | 125.4414 | 77718.436 | 0 | 0 |  |  |  | 2043 | 318857.4317
| 2044 | 67.3007 | 122.1499 | 75679.1767 | 0 | 0 |  |  |  | 2044 | 310490.9101
| 2045 | 65.4872 | 118.8585 | 73639.9175 | 0 | 0 |  |  |  | 2045 | 302124.3886
| 2046 | 63.6738 | 115.567 | 71600.6582 | 0 | 0 |  |  |  | 2046 | 293757.8671
| 2047 | 61.8603 | 112.2755 | 69561.399 | 0 | 0 |  |  |  | 2047 | 285391.3455
| 2048 | 60.0468 | 108.9841 | 67522.1397 | 0 | 0 |  |  |  | 2048 | 277024.824
| 2049 | 58.2333 | 105.6926 | 65482.8805 | 0 | 0 |  |  |  | 2049 | 268658.3025
| 2050 | 56.4198 | 102.4011 | 63443.6212 | 0 | 0 |  |  |  | 2050 | 260291.7809

## CI BESS SFS - CNSRTV
Generated 2020/10/27
| Commercial & industrial (CI) BESS Stand-Alone cost estimates - CONSERVATIVE BESS Assume 2019 AC-Coupled Systems with 60 kW-1,200 kW battery power capacity, 0.5-4 hours of storage duration | [5 empty] | Example Calculation
| year | batt_capex_per_kwh_comm | batt_capex_per_kw_comm | PV_batt_capex_constant_comm | batt_om_per_kw_comm | batt_om_per_kwh_comm |  |  |  | year | BESS Capital Costs ($)
| 2019 | 252.223 | 457.7814 | 283622.9147 | 0 | 0 |  | BESS storage capacity (kWh) | 2400 | 2019 | 1163627.0464
| 2020 | 245.614 | 445.7861 | 276191.0843 | 0 | 0 |  | BESS power capacity (kW) | 600 | 2020 | 1133136.2842
| 2021 | 239.0049 | 433.7908 | 268759.2539 | 0 | 0 |  |  |  | 2021 | 1102645.522
| 2022 | 232.3959 | 421.7954 | 261327.4235 | 0 | 0 |  |  |  | 2022 | 1072154.7599
| 2023 | 225.7868 | 409.8001 | 253895.5931 | 0 | 0 |  |  |  | 2023 | 1041663.9977
| 2024 | 219.1778 | 397.8047 | 246463.7628 | 0 | 0 |  |  |  | 2024 | 1011173.2355
| 2025 | 212.5687 | 385.8094 | 239031.9324 | 0 | 0 |  |  |  | 2025 | 980682.4733
| 2026 | 207.6052 | 376.8006 | 233450.4761 | 0 | 0 |  |  |  | 2026 | 957783.2887
| 2027 | 202.6416 | 367.7919 | 227869.0198 | 0 | 0 |  |  |  | 2027 | 934884.104
| 2028 | 197.6781 | 358.7831 | 222287.5635 | 0 | 0 |  |  |  | 2028 | 911984.9193
| 2029 | 192.7146 | 349.7744 | 216706.1072 | 0 | 0 |  |  |  | 2029 | 889085.7347
| 2030 | 187.751 | 340.7656 | 211124.6509 | 0 | 0 |  |  |  | 2030 | 866186.55
| 2031 | 185.4042 | 336.5061 | 208485.5928 | 0 | 0 |  |  |  | 2031 | 855359.2182
| 2032 | 183.0573 | 332.2465 | 205846.5347 | 0 | 0 |  |  |  | 2032 | 844531.8863
| 2033 | 180.7104 | 327.9869 | 203207.4765 | 0 | 0 |  |  |  | 2033 | 833704.5544
| 2034 | 178.3635 | 323.7274 | 200568.4184 | 0 | 0 |  |  |  | 2034 | 822877.2225
| 2035 | 176.0166 | 319.4678 | 197929.3602 | 0 | 0 |  |  |  | 2035 | 812049.8907
| 2036 | 173.6697 | 315.2082 | 195290.3021 | 0 | 0 |  |  |  | 2036 | 801222.5588
| 2037 | 171.3228 | 310.9487 | 192651.244 | 0 | 0 |  |  |  | 2037 | 790395.2269
| 2038 | 168.9759 | 306.6891 | 190012.1858 | 0 | 0 |  |  |  | 2038 | 779567.895
| 2039 | 166.6291 | 302.4295 | 187373.1277 | 0 | 0 |  |  |  | 2039 | 768740.5632
| 2040 | 164.2822 | 298.1699 | 184734.0696 | 0 | 0 |  |  |  | 2040 | 757913.2313
| 2041 | 161.9353 | 293.9104 | 182095.0114 | 0 | 0 |  |  |  | 2041 | 747085.8994
| 2042 | 159.5884 | 289.6508 | 179455.9533 | 0 | 0 |  |  |  | 2042 | 736258.5675
| 2043 | 157.2415 | 285.3912 | 176816.8952 | 0 | 0 |  |  |  | 2043 | 725431.2357
| 2044 | 154.8946 | 281.1317 | 174177.837 | 0 | 0 |  |  |  | 2044 | 714603.9038
| 2045 | 152.5477 | 276.8721 | 171538.7789 | 0 | 0 |  |  |  | 2045 | 703776.5719
| 2046 | 150.2008 | 272.6125 | 168899.7207 | 0 | 0 |  |  |  | 2046 | 692949.24
| 2047 | 147.8539 | 268.3529 | 166260.6626 | 0 | 0 |  |  |  | 2047 | 682121.9082
| 2048 | 145.5071 | 264.0934 | 163621.6045 | 0 | 0 |  |  |  | 2048 | 671294.5763
| 2049 | 143.1602 | 259.8338 | 160982.5463 | 0 | 0 |  |  |  | 2049 | 660467.2444
| 2050 | 140.8133 | 255.5742 | 158343.4882 | 0 | 0 |  |  |  | 2050 | 649639.9125

## README Residential (Res)
2020-10-27
Storage Futures Study
dGen inputs for Residential PV+BESS systems - Assume 2019 DC-Coupled Systems with 3.5-15 kW PV, 3-10 kW battery power, and battery Energy/Power (E/P) ratios of 2-5
|  |  |  | Costs are presented in 2019 USD, converted from 2018 USD using CPI multiplier of: | 1.0178
Current costs (2020 in 2019 USD) were developed using the NREL bottom up PV+BESS costing tool (Excel-based).
A large number of PV/BESS power/BESS storage durations system combinations were run and then a linear cost curve fit to the data
| Total PV+BESS cost | = | PV_capex_per_kw_res | x PV power capacity (kW) | + | batt_capex_per_kwh_res | x | x BESS storage capacity (kWh) | + | batt_capex_per_kw_res | x BESS power capacity (kW) | + | PV_batt_capex_constant_res
| Total BESS (stand-alone) cost | = | batt_capex_per_kwh_res
Cost Projections for stand-alone BESS and PV+BESS systems depend on the scenario (case) being tested.
For PV and BESS there are each three scenarios: ADVANCED, MODERATE, CONSERVATIVE (cost)
We developed cost projections for the 3 BESS stand-alone scenarios and all 9 possible PV+BESS cost scenarios.
PV - Cost Projection Assumptions
ADVANCED - applied the NREL 2020 ATB Residential Scale PV Advanced scenario, normalized to 2019, to the PV cost term in the linear cost curve fit to the data
MODERATE - applied the NREL 2020 ATB Residential Scale PV Moderate scenario, normalized to 2019, to the PV cost term in the linear cost curve fit to the data
CONSERVATIVE - applied the NREL 2020 ATB Residential Scale PV Conservative scenario, normalized to 2019, to the PV cost term in the linear cost curve fit to the data
BESS- Cost Projection Assumptions
ADVANCED - applied the NREL 2020 ATB Utility-Scale BESS Advanced scenario, normalized to 2019, to both the BESS Energy (kWh) and Power (kW) cost terms in the linear cost curve fit to the data
MODERATE - applied BNEF 2019 residential BESS cost projections, by component, to the component cost breakdown of the modeled PV+BESS systems
CONSERVATIVE - applied the NREL 2020 ATB Residential Scale PV Conservative scenario, normalized to 2019, to both the BESS Energy (kWh) and Power (kW) cost terms in the linear cost curve fit to the data

## Res PV+BESS SFS - MOD-MOD
Generated 2020/10/27
|  | Residential PV+BESS cost estimates - MODERATE PV/MODERATE BESS Assume 2019 DC-Coupled Systems with 3.5-15 kW PV, 3-10 kW battery power, and battery E/P ratios of 2-5 | [6 empty] | Example Calculation
|  | year | PV_capex_per_kw_res | batt_capex_per_kwh_res | batt_capex_per_kw_res | PV_batt_capex_constant_res | batt_om_per_kw_res | batt_om_per_kwh_res |  |  |  | year | PV+BESS Capital Costs ($)
|  | 2019 | 2649.3545 | 365.1503 | 719.7035 | 4847.1286 | 0 | 0 |  | PV power capacity (kW) | 7 | 2019 | 39612.4307
|  | 2020 | 2483.7437 | 335.5684 | 685.8669 | 4641.6474 | 0 | 0 |  | BESS storage capacity (kWh) | 5 | 2020 | 37423.0337
|  | 2021 | 2342.6949 | 306.5494 | 657.443 | 4467.9256 | 0 | 0 |  | BESS power capacity (kW) | 20 | 2021 | 35548.3977
|  | 2022 | 2201.7965 | 277.511 | 629.0047 | 4293.1474 | 0 | 0 |  |  |  | 2022 | 33673.372
|  | 2023 | 2063.6065 | 248.9842 | 605.3973 | 4147.2229 | 0 | 0 |  |  |  | 2023 | 31945.3358
|  | 2024 | 1927.5165 | 220.8635 | 585.5908 | 4024.1912 | 0 | 0 |  |  |  | 2024 | 30332.94
|  | 2025 | 1793.0557 | 193.064 | 568.7695 | 3919.2618 | 0 | 0 |  |  |  | 2025 | 28811.3621
|  | 2026 | 1660.4521 | 181.3749 | 555.4418 | 3835.821 | 0 | 0 |  |  |  | 2026 | 27474.6973
|  | 2027 | 1528.5202 | 171.1221 | 543.3511 | 3759.9011 | 0 | 0 |  |  |  | 2027 | 26182.1738
|  | 2028 | 1397.1817 | 162.629 | 532.3626 | 3690.7154 | 0 | 0 |  |  |  | 2028 | 24931.3839
|  | 2029 | 1265.7837 | 154.8343 | 521.2002 | 3620.2586 | 0 | 0 |  |  |  | 2029 | 23678.919
|  | 2030 | 1134.9085 | 147.805 | 511.0189 | 3555.8289 | 0 | 0 |  |  |  | 2030 | 22459.5908
| linear interpolation for battery costs, assuming 25% total cost reduction between 2030 and 2050. PV cost reductions from ATB mid-case | 2031 | 1121.3095 | 145.9574 | 504.6311 | 3511.381 | 0 | 0 |  |  |  | 2031 | 22182.9577
|  | 2032 | 1107.7105 | 144.1099 | 498.2434 | 3466.9331 | 0 | 0 |  |  |  | 2032 | 21906.3246
|  | 2033 | 1094.1116 | 142.2623 | 491.8557 | 3422.4853 | 0 | 0 |  |  |  | 2033 | 21629.6914
|  | 2034 | 1080.5126 | 140.4148 | 485.4679 | 3378.0374 | 0 | 0 |  |  |  | 2034 | 21353.0583
|  | 2035 | 1066.9137 | 138.5672 | 479.0802 | 3333.5896 | 0 | 0 |  |  |  | 2035 | 21076.4252
|  | 2036 | 1053.3147 | 136.7196 | 472.6925 | 3289.1417 | 0 | 0 |  |  |  | 2036 | 20799.792
|  | 2037 | 1039.7157 | 134.8721 | 466.3047 | 3244.6938 | 0 | 0 |  |  |  | 2037 | 20523.1589
|  | 2038 | 1026.1168 | 133.0245 | 459.917 | 3200.246 | 0 | 0 |  |  |  | 2038 | 20246.5258
|  | 2039 | 1012.5178 | 131.1769 | 453.5293 | 3155.7981 | 0 | 0 |  |  |  | 2039 | 19969.8926
|  | 2040 | 998.9188 | 129.3294 | 447.1415 | 3111.3503 | 0 | 0 |  |  |  | 2040 | 19693.2595
|  | 2041 | 985.3199 | 127.4818 | 440.7538 | 3066.9024 | 0 | 0 |  |  |  | 2041 | 19416.6264
|  | 2042 | 971.7209 | 125.6343 | 434.3661 | 3022.4545 | 0 | 0 |  |  |  | 2042 | 19139.9932
|  | 2043 | 958.1219 | 123.7867 | 427.9783 | 2978.0067 | 0 | 0 |  |  |  | 2043 | 18863.3601
|  | 2044 | 944.523 | 121.9391 | 421.5906 | 2933.5588 | 0 | 0 |  |  |  | 2044 | 18586.727
|  | 2045 | 930.924 | 120.0916 | 415.2028 | 2889.1109 | 0 | 0 |  |  |  | 2045 | 18310.0938
|  | 2046 | 917.3251 | 118.244 | 408.8151 | 2844.6631 | 0 | 0 |  |  |  | 2046 | 18033.4607
|  | 2047 | 903.7261 | 116.3964 | 402.4274 | 2800.2152 | 0 | 0 |  |  |  | 2047 | 17756.8276
|  | 2048 | 890.1271 | 114.5489 | 396.0396 | 2755.7674 | 0 | 0 |  |  |  | 2048 | 17480.1944
|  | 2049 | 876.5282 | 112.7013 | 389.6519 | 2711.3195 | 0 | 0 |  |  |  | 2049 | 17203.5613
|  | 2050 | 862.9292 | 110.8538 | 383.2642 | 2666.8716 | 0 | 0 |  |  |  | 2050 | 16926.9282

## Res PV+BESS SFS - MOD-ADV
Generated 2020/10/27
|  | Residential PV+BESS cost estimates - MODERATE PV/ADVANCED BESS Assume 2019 DC-Coupled Systems with 3.5-15 kW PV, 3-10 kW battery power, and battery E/P ratios of 2-5 | [6 empty] | Example Calculation
|  | year | PV_capex_per_kw_res | batt_capex_per_kwh_res | batt_capex_per_kw_res | PV_batt_capex_constant_res | batt_om_per_kw_res | batt_om_per_kwh_res |  |  |  | year | PV+BESS Capital Costs ($)
|  | 2019 | 2649.3545 | 365.1503 | 719.7035 | 4847.1286 | 0 | 0 |  | PV power capacity (kW) | 7 | 2019 | 39612.4307
|  | 2020 | 2483.7437 | 335.5684 | 685.8669 | 4641.6474 | 0 | 0 |  | BESS storage capacity (kWh) | 5 | 2020 | 37423.0337
|  | 2021 | 2337.1868 | 311.9494 | 637.592 | 4314.9441 | 0 | 0 |  | BESS power capacity (kW) | 20 | 2021 | 34986.8392
|  | 2022 | 2190.6298 | 288.3303 | 589.3172 | 3988.2409 | 0 | 0 |  |  |  | 2022 | 32550.6448
|  | 2023 | 2044.0729 | 264.7113 | 541.0423 | 3661.5377 | 0 | 0 |  |  |  | 2023 | 30114.4503
|  | 2024 | 1897.5159 | 241.0923 | 492.7674 | 3334.8345 | 0 | 0 |  |  |  | 2024 | 27678.2558
|  | 2025 | 1750.9589 | 217.4732 | 444.4926 | 3008.1313 | 0 | 0 |  |  |  | 2025 | 25242.0614
|  | 2026 | 1614.7848 | 205.6448 | 420.3166 | 2844.5188 | 0 | 0 |  |  |  | 2026 | 23582.5679
|  | 2027 | 1478.6106 | 193.8164 | 396.1406 | 2680.9062 | 0 | 0 |  |  |  | 2027 | 21923.0744
|  | 2028 | 1342.4365 | 181.988 | 371.9646 | 2517.2936 | 0 | 0 |  |  |  | 2028 | 20263.5809
|  | 2029 | 1206.2623 | 170.1596 | 347.7886 | 2353.6811 | 0 | 0 |  |  |  | 2029 | 18604.0874
|  | 2030 | 1070.0882 | 158.3313 | 323.6126 | 2190.0685 | 0 | 0 |  |  |  | 2030 | 16944.5939
| linear interpolation for battery costs, assuming 25% total cost reduction between 2030 and 2050. PV cost reductions from ATB mid-case | 2031 | 1056.3144 | 155.2335 | 317.281 | 2147.2193 | 0 | 0 |  |  |  | 2031 | 16663.2083
|  | 2032 | 1042.5406 | 152.1357 | 310.9495 | 2104.3701 | 0 | 0 |  |  |  | 2032 | 16381.8227
|  | 2033 | 1028.7668 | 149.0379 | 304.6179 | 2061.521 | 0 | 0 |  |  |  | 2033 | 16100.4371
|  | 2034 | 1014.9931 | 145.9401 | 298.2864 | 2018.6718 | 0 | 0 |  |  |  | 2034 | 15819.0515
|  | 2035 | 1001.2193 | 142.8423 | 291.9548 | 1975.8227 | 0 | 0 |  |  |  | 2035 | 15537.6659
|  | 2036 | 987.4455 | 139.7445 | 285.6233 | 1932.9735 | 0 | 0 |  |  |  | 2036 | 15256.2803
|  | 2037 | 973.6717 | 136.6468 | 279.2917 | 1890.1243 | 0 | 0 |  |  |  | 2037 | 14974.8947
|  | 2038 | 959.8979 | 133.549 | 272.9602 | 1847.2752 | 0 | 0 |  |  |  | 2038 | 14693.5092
|  | 2039 | 946.1241 | 130.4512 | 266.6286 | 1804.426 | 0 | 0 |  |  |  | 2039 | 14412.1236
|  | 2040 | 932.3504 | 127.3534 | 260.2971 | 1761.5768 | 0 | 0 |  |  |  | 2040 | 14130.738
|  | 2041 | 918.5766 | 124.2556 | 253.9655 | 1718.7277 | 0 | 0 |  |  |  | 2041 | 13849.3524
|  | 2042 | 904.8028 | 121.1578 | 247.634 | 1675.8785 | 0 | 0 |  |  |  | 2042 | 13567.9668
|  | 2043 | 891.029 | 118.06 | 241.3024 | 1633.0293 | 0 | 0 |  |  |  | 2043 | 13286.5812
|  | 2044 | 877.2552 | 114.9623 | 234.9709 | 1590.1802 | 0 | 0 |  |  |  | 2044 | 13005.1956
|  | 2045 | 863.4814 | 111.8645 | 228.6393 | 1547.331 | 0 | 0 |  |  |  | 2045 | 12723.81
|  | 2046 | 849.7077 | 108.7667 | 222.3078 | 1504.4818 | 0 | 0 |  |  |  | 2046 | 12442.4245
|  | 2047 | 835.9339 | 105.6689 | 215.9762 | 1461.6327 | 0 | 0 |  |  |  | 2047 | 12161.0389
|  | 2048 | 822.1601 | 102.5711 | 209.6447 | 1418.7835 | 0 | 0 |  |  |  | 2048 | 11879.6533
|  | 2049 | 808.3863 | 99.4733 | 203.3131 | 1375.9343 | 0 | 0 |  |  |  | 2049 | 11598.2677
|  | 2050 | 794.6125 | 96.3755 | 196.9816 | 1333.0852 | 0 | 0 |  |  |  | 2050 | 11316.8821

## Res PV+BESS SFS - MOD-CNSRTV
Generated 2020/10/27
|  | Residential PV+BESS cost estimates - MODERATE PV/CONSERVATIVE BESS Assume 2019 DC-Coupled Systems with 3.5-15 kW PV, 3-10 kW battery power, and battery E/P ratios of 2-5 | [6 empty] | Example Calculation
|  | year | PV_capex_per_kw_res | batt_capex_per_kwh_res | batt_capex_per_kw_res | PV_batt_capex_constant_res | batt_om_per_kw_res | batt_om_per_kwh_res |  |  |  | year | PV+BESS Capital Costs ($)
|  | 2019 | 2649.3545 | 365.1503 | 719.7035 | 4847.1286 | 0 | 0 |  | PV power capacity (kW) | 7 | 2019 | 39612.4307
|  | 2020 | 2483.7437 | 335.5684 | 685.8669 | 4641.6474 | 0 | 0 |  | BESS storage capacity (kWh) | 5 | 2020 | 37423.0337
|  | 2021 | 2350.0342 | 326.5389 | 667.4114 | 4516.7485 | 0 | 0 |  | BESS power capacity (kW) | 20 | 2021 | 35947.9102
|  | 2022 | 2216.3247 | 317.5093 | 648.9559 | 4391.8497 | 0 | 0 |  |  |  | 2022 | 34472.7868
|  | 2023 | 2082.6151 | 308.4797 | 630.5004 | 4266.9509 | 0 | 0 |  |  |  | 2023 | 32997.6633
|  | 2024 | 1948.9056 | 299.4501 | 612.0449 | 4142.0521 | 0 | 0 |  |  |  | 2024 | 31522.5398
|  | 2025 | 1815.1961 | 290.4206 | 593.5894 | 4017.1533 | 0 | 0 |  |  |  | 2025 | 30047.4163
|  | 2026 | 1683.4663 | 283.6392 | 579.7289 | 3923.3518 | 0 | 0 |  |  |  | 2026 | 28720.39
|  | 2027 | 1551.7365 | 276.8578 | 565.8684 | 3829.5502 | 0 | 0 |  |  |  | 2027 | 27393.3638
|  | 2028 | 1420.0067 | 270.0764 | 552.008 | 3735.7487 | 0 | 0 |  |  |  | 2028 | 26066.3375
|  | 2029 | 1288.2769 | 263.295 | 538.1475 | 3641.9471 | 0 | 0 |  |  |  | 2029 | 24739.3112
|  | 2030 | 1156.5472 | 256.5136 | 524.2871 | 3548.1456 | 0 | 0 |  |  |  | 2030 | 23412.285
| linear interpolation for battery costs, assuming 25% total cost reduction between 2030 and 2050. PV cost reductions from ATB mid-case | 2031 | 1142.6777 | 253.3072 | 517.7335 | 3503.7938 | 0 | 0 |  |  |  | 2031 | 23123.7431
|  | 2032 | 1128.8083 | 250.1008 | 511.1799 | 3459.4419 | 0 | 0 |  |  |  | 2032 | 22835.2013
|  | 2033 | 1114.9388 | 246.8943 | 504.6263 | 3415.0901 | 0 | 0 |  |  |  | 2033 | 22546.6595
|  | 2034 | 1101.0694 | 243.6879 | 498.0727 | 3370.7383 | 0 | 0 |  |  |  | 2034 | 22258.1177
|  | 2035 | 1087.1999 | 240.4815 | 491.5191 | 3326.3865 | 0 | 0 |  |  |  | 2035 | 21969.5759
|  | 2036 | 1073.3305 | 237.2751 | 484.9655 | 3282.0347 | 0 | 0 |  |  |  | 2036 | 21681.0341
|  | 2037 | 1059.461 | 234.0687 | 478.4119 | 3237.6828 | 0 | 0 |  |  |  | 2037 | 21392.4923
|  | 2038 | 1045.5916 | 230.8622 | 471.8584 | 3193.331 | 0 | 0 |  |  |  | 2038 | 21103.9505
|  | 2039 | 1031.7221 | 227.6558 | 465.3048 | 3148.9792 | 0 | 0 |  |  |  | 2039 | 20815.4087
|  | 2040 | 1017.8527 | 224.4494 | 458.7512 | 3104.6274 | 0 | 0 |  |  |  | 2040 | 20526.8669
|  | 2041 | 1003.9833 | 221.243 | 452.1976 | 3060.2756 | 0 | 0 |  |  |  | 2041 | 20238.325
|  | 2042 | 990.1138 | 218.0366 | 445.644 | 3015.9237 | 0 | 0 |  |  |  | 2042 | 19949.7832
|  | 2043 | 976.2444 | 214.8301 | 439.0904 | 2971.5719 | 0 | 0 |  |  |  | 2043 | 19661.2414
|  | 2044 | 962.3749 | 211.6237 | 432.5368 | 2927.2201 | 0 | 0 |  |  |  | 2044 | 19372.6996
|  | 2045 | 948.5055 | 208.4173 | 425.9832 | 2882.8683 | 0 | 0 |  |  |  | 2045 | 19084.1578
|  | 2046 | 934.636 | 205.2109 | 419.4296 | 2838.5165 | 0 | 0 |  |  |  | 2046 | 18795.616
|  | 2047 | 920.7666 | 202.0045 | 412.8761 | 2794.1646 | 0 | 0 |  |  |  | 2047 | 18507.0742
|  | 2048 | 906.8971 | 198.798 | 406.3225 | 2749.8128 | 0 | 0 |  |  |  | 2048 | 18218.5324
|  | 2049 | 893.0277 | 195.5916 | 399.7689 | 2705.461 | 0 | 0 |  |  |  | 2049 | 17929.9906
|  | 2050 | 879.1582 | 192.3852 | 393.2153 | 2661.1092 | 0 | 0 |  |  |  | 2050 | 17641.4488

## Res PV+BESS SFS - ADV-ADV
Generated 2020/10/27
|  | Residential PV+BESS cost estimates - ADVANCED PV/ADVANCED BESS Assume 2019 DC-Coupled Systems with 3.5-15 kW PV, 3-10 kW battery power, and battery E/P ratios of 2-5 | [6 empty] | Example Calculation
|  | year | PV_capex_per_kw_res | batt_capex_per_kwh_res | batt_capex_per_kw_res | PV_batt_capex_constant_res | batt_om_per_kw_res | batt_om_per_kwh_res |  |  |  | year | PV+BESS Capital Costs ($)
|  | 2019 | 2649.3545 | 365.1503 | 719.7035 | 4847.1286 | 0 | 0 |  | PV power capacity (kW) | 7 | 2019 | 39612.4307
|  | 2020 | 2483.7437 | 335.5684 | 685.8669 | 4641.6474 | 0 | 0 |  | BESS storage capacity (kWh) | 5 | 2020 | 37423.0337
|  | 2021 | 2315.7524 | 311.9494 | 637.592 | 4314.9441 | 0 | 0 |  | BESS power capacity (kW) | 20 | 2021 | 34836.7988
|  | 2022 | 2147.7611 | 288.3303 | 589.3172 | 3988.2409 | 0 | 0 |  |  |  | 2022 | 32250.564
|  | 2023 | 1979.7698 | 264.7113 | 541.0423 | 3661.5377 | 0 | 0 |  |  |  | 2023 | 29664.3291
|  | 2024 | 1811.7785 | 241.0923 | 492.7674 | 3334.8345 | 0 | 0 |  |  |  | 2024 | 27078.0942
|  | 2025 | 1643.7872 | 217.4732 | 444.4926 | 3008.1313 | 0 | 0 |  |  |  | 2025 | 24491.8593
|  | 2026 | 1486.1787 | 205.6448 | 420.3166 | 2844.5188 | 0 | 0 |  |  |  | 2026 | 22682.3254
|  | 2027 | 1328.5702 | 193.8164 | 396.1406 | 2680.9062 | 0 | 0 |  |  |  | 2027 | 20872.7915
|  | 2028 | 1170.9617 | 181.988 | 371.9646 | 2517.2936 | 0 | 0 |  |  |  | 2028 | 19063.2576
|  | 2029 | 1013.3533 | 170.1596 | 347.7886 | 2353.6811 | 0 | 0 |  |  |  | 2029 | 17253.7237
|  | 2030 | 855.7448 | 158.3313 | 323.6126 | 2190.0685 | 0 | 0 |  |  |  | 2030 | 15444.1898
| linear interpolation for battery costs, assuming 25% total cost reduction between 2030 and 2050. PV cost reductions from ATB mid-case | 2031 | 842.3581 | 155.2335 | 317.281 | 2147.2193 | 0 | 0 |  |  |  | 2031 | 15165.5144
|  | 2032 | 828.9715 | 152.1357 | 310.9495 | 2104.3701 | 0 | 0 |  |  |  | 2032 | 14886.839
|  | 2033 | 815.5849 | 149.0379 | 304.6179 | 2061.521 | 0 | 0 |  |  |  | 2033 | 14608.1636
|  | 2034 | 802.1983 | 145.9401 | 298.2864 | 2018.6718 | 0 | 0 |  |  |  | 2034 | 14329.4882
|  | 2035 | 788.8117 | 142.8423 | 291.9548 | 1975.8227 | 0 | 0 |  |  |  | 2035 | 14050.8128
|  | 2036 | 775.4251 | 139.7445 | 285.6233 | 1932.9735 | 0 | 0 |  |  |  | 2036 | 13772.1374
|  | 2037 | 762.0385 | 136.6468 | 279.2917 | 1890.1243 | 0 | 0 |  |  |  | 2037 | 13493.462
|  | 2038 | 748.6518 | 133.549 | 272.9602 | 1847.2752 | 0 | 0 |  |  |  | 2038 | 13214.7866
|  | 2039 | 735.2652 | 130.4512 | 266.6286 | 1804.426 | 0 | 0 |  |  |  | 2039 | 12936.1111
|  | 2040 | 721.8786 | 127.3534 | 260.2971 | 1761.5768 | 0 | 0 |  |  |  | 2040 | 12657.4357
|  | 2041 | 708.492 | 124.2556 | 253.9655 | 1718.7277 | 0 | 0 |  |  |  | 2041 | 12378.7603
|  | 2042 | 695.1054 | 121.1578 | 247.634 | 1675.8785 | 0 | 0 |  |  |  | 2042 | 12100.0849
|  | 2043 | 681.7188 | 118.06 | 241.3024 | 1633.0293 | 0 | 0 |  |  |  | 2043 | 11821.4095
|  | 2044 | 668.3322 | 114.9623 | 234.9709 | 1590.1802 | 0 | 0 |  |  |  | 2044 | 11542.7341
|  | 2045 | 654.9455 | 111.8645 | 228.6393 | 1547.331 | 0 | 0 |  |  |  | 2045 | 11264.0587
|  | 2046 | 641.5589 | 108.7667 | 222.3078 | 1504.4818 | 0 | 0 |  |  |  | 2046 | 10985.3833
|  | 2047 | 628.1723 | 105.6689 | 215.9762 | 1461.6327 | 0 | 0 |  |  |  | 2047 | 10706.7079
|  | 2048 | 614.7857 | 102.5711 | 209.6447 | 1418.7835 | 0 | 0 |  |  |  | 2048 | 10428.0325
|  | 2049 | 601.3991 | 99.4733 | 203.3131 | 1375.9343 | 0 | 0 |  |  |  | 2049 | 10149.3571
|  | 2050 | 588.0125 | 96.3755 | 196.9816 | 1333.0852 | 0 | 0 |  |  |  | 2050 | 9870.6817

## Res PV+BESS SFS - ADV-MOD
Generated 2020/10/27
|  | Residential PV+BESS cost estimates - ADVANCED PV/MODERATE BESS Assume 2019 DC-Coupled Systems with 3.5-15 kW PV, 3-10 kW battery power, and battery E/P ratios of 2-5 | [6 empty] | Example Calculation
|  | year | PV_capex_per_kw_res | batt_capex_per_kwh_res | batt_capex_per_kw_res | PV_batt_capex_constant_res | batt_om_per_kw_res | batt_om_per_kwh_res |  |  |  | year | PV+BESS Capital Costs ($)
|  | 2019 | 2649.3545 | 365.1503 | 719.7035 | 4847.1286 | 0 | 0 |  | PV power capacity (kW) | 7 | 2019 | 39612.4307
|  | 2020 | 2483.7437 | 335.5684 | 685.8669 | 4641.6474 | 0 | 0 |  | BESS storage capacity (kWh) | 5 | 2020 | 37423.0337
|  | 2021 | 2321.2606 | 306.5494 | 657.443 | 4467.9256 | 0 | 0 |  | BESS power capacity (kW) | 20 | 2021 | 35398.3573
|  | 2022 | 2158.9278 | 277.511 | 629.0047 | 4293.1474 | 0 | 0 |  |  |  | 2022 | 33373.2912
|  | 2023 | 1999.3035 | 248.9842 | 605.3973 | 4147.2229 | 0 | 0 |  |  |  | 2023 | 31495.2146
|  | 2024 | 1841.7791 | 220.8635 | 585.5908 | 4024.1912 | 0 | 0 |  |  |  | 2024 | 29732.7784
|  | 2025 | 1685.884 | 193.064 | 568.7695 | 3919.2618 | 0 | 0 |  |  |  | 2025 | 28061.16
|  | 2026 | 1531.8461 | 181.3749 | 555.4418 | 3835.821 | 0 | 0 |  |  |  | 2026 | 26574.4549
|  | 2027 | 1378.4798 | 171.1221 | 543.3511 | 3759.9011 | 0 | 0 |  |  |  | 2027 | 25131.8909
|  | 2028 | 1225.707 | 162.629 | 532.3626 | 3690.7154 | 0 | 0 |  |  |  | 2028 | 23731.0607
|  | 2029 | 1072.8746 | 154.8343 | 521.2002 | 3620.2586 | 0 | 0 |  |  |  | 2029 | 22328.5553
|  | 2030 | 920.565 | 147.805 | 511.0189 | 3555.8289 | 0 | 0 |  |  |  | 2030 | 20959.1868
| linear interpolation for battery costs, assuming 25% total cost reduction between 2030 and 2050. PV cost reductions from ATB mid-case | 2031 | 907.3532 | 145.9574 | 504.6311 | 3511.381 | 0 | 0 |  |  |  | 2031 | 20685.2638
|  | 2032 | 894.1414 | 144.1099 | 498.2434 | 3466.9331 | 0 | 0 |  |  |  | 2032 | 20411.3409
|  | 2033 | 880.9296 | 142.2623 | 491.8557 | 3422.4853 | 0 | 0 |  |  |  | 2033 | 20137.4179
|  | 2034 | 867.7179 | 140.4148 | 485.4679 | 3378.0374 | 0 | 0 |  |  |  | 2034 | 19863.495
|  | 2035 | 854.5061 | 138.5672 | 479.0802 | 3333.5896 | 0 | 0 |  |  |  | 2035 | 19589.572
|  | 2036 | 841.2943 | 136.7196 | 472.6925 | 3289.1417 | 0 | 0 |  |  |  | 2036 | 19315.6491
|  | 2037 | 828.0825 | 134.8721 | 466.3047 | 3244.6938 | 0 | 0 |  |  |  | 2037 | 19041.7261
|  | 2038 | 814.8707 | 133.0245 | 459.917 | 3200.246 | 0 | 0 |  |  |  | 2038 | 18767.8032
|  | 2039 | 801.6589 | 131.1769 | 453.5293 | 3155.7981 | 0 | 0 |  |  |  | 2039 | 18493.8802
|  | 2040 | 788.4471 | 129.3294 | 447.1415 | 3111.3503 | 0 | 0 |  |  |  | 2040 | 18219.9573
|  | 2041 | 775.2353 | 127.4818 | 440.7538 | 3066.9024 | 0 | 0 |  |  |  | 2041 | 17946.0343
|  | 2042 | 762.0235 | 125.6343 | 434.3661 | 3022.4545 | 0 | 0 |  |  |  | 2042 | 17672.1114
|  | 2043 | 748.8117 | 123.7867 | 427.9783 | 2978.0067 | 0 | 0 |  |  |  | 2043 | 17398.1884
|  | 2044 | 735.5999 | 121.9391 | 421.5906 | 2933.5588 | 0 | 0 |  |  |  | 2044 | 17124.2655
|  | 2045 | 722.3881 | 120.0916 | 415.2028 | 2889.1109 | 0 | 0 |  |  |  | 2045 | 16850.3425
|  | 2046 | 709.1763 | 118.244 | 408.8151 | 2844.6631 | 0 | 0 |  |  |  | 2046 | 16576.4196
|  | 2047 | 695.9645 | 116.3964 | 402.4274 | 2800.2152 | 0 | 0 |  |  |  | 2047 | 16302.4966
|  | 2048 | 682.7527 | 114.5489 | 396.0396 | 2755.7674 | 0 | 0 |  |  |  | 2048 | 16028.5737
|  | 2049 | 669.5409 | 112.7013 | 389.6519 | 2711.3195 | 0 | 0 |  |  |  | 2049 | 15754.6507
|  | 2050 | 656.3292 | 110.8538 | 383.2642 | 2666.8716 | 0 | 0 |  |  |  | 2050 | 15480.7277

## Res PV+BESS SFS - ADV-CNSRTV
Generated 2020/10/27
|  | Residential PV+BESS cost estimates - ADVANCED PV/CONSERVATIVE BESS Assume 2019 DC-Coupled Systems with 3.5-15 kW PV, 3-10 kW battery power, and battery E/P ratios of 2-5 | [6 empty] | Example Calculation
|  | year | PV_capex_per_kw_res | batt_capex_per_kwh_res | batt_capex_per_kw_res | PV_batt_capex_constant_res | batt_om_per_kw_res | batt_om_per_kwh_res |  |  |  | year | PV+BESS Capital Costs ($)
|  | 2019 | 2649.3545 | 365.1503 | 719.7035 | 4847.1286 | 0 | 0 |  | PV power capacity (kW) | 7 | 2019 | 39612.4307
|  | 2020 | 2483.7437 | 335.5684 | 685.8669 | 4641.6474 | 0 | 0 |  | BESS storage capacity (kWh) | 5 | 2020 | 37423.0337
|  | 2021 | 2328.5998 | 326.5389 | 667.4114 | 4516.7485 | 0 | 0 |  | BESS power capacity (kW) | 20 | 2021 | 35797.8698
|  | 2022 | 2173.456 | 317.5093 | 648.9559 | 4391.8497 | 0 | 0 |  |  |  | 2022 | 34172.7059
|  | 2023 | 2018.3121 | 308.4797 | 630.5004 | 4266.9509 | 0 | 0 |  |  |  | 2023 | 32547.5421
|  | 2024 | 1863.1682 | 299.4501 | 612.0449 | 4142.0521 | 0 | 0 |  |  |  | 2024 | 30922.3782
|  | 2025 | 1708.0244 | 290.4206 | 593.5894 | 4017.1533 | 0 | 0 |  |  |  | 2025 | 29297.2143
|  | 2026 | 1554.8602 | 283.6392 | 579.7289 | 3923.3518 | 0 | 0 |  |  |  | 2026 | 27820.1476
|  | 2027 | 1401.6961 | 276.8578 | 565.8684 | 3829.5502 | 0 | 0 |  |  |  | 2027 | 26343.0809
|  | 2028 | 1248.532 | 270.0764 | 552.008 | 3735.7487 | 0 | 0 |  |  |  | 2028 | 24866.0143
|  | 2029 | 1095.3679 | 263.295 | 538.1475 | 3641.9471 | 0 | 0 |  |  |  | 2029 | 23388.9476
|  | 2030 | 942.2037 | 256.5136 | 524.2871 | 3548.1456 | 0 | 0 |  |  |  | 2030 | 21911.8809
| linear interpolation for battery costs, assuming 25% total cost reduction between 2030 and 2050. PV cost reductions from ATB mid-case | 2031 | 928.7215 | 253.3072 | 517.7335 | 3503.7938 | 0 | 0 |  |  |  | 2031 | 21626.0493
|  | 2032 | 915.2392 | 250.1008 | 511.1799 | 3459.4419 | 0 | 0 |  |  |  | 2032 | 21340.2176
|  | 2033 | 901.7569 | 246.8943 | 504.6263 | 3415.0901 | 0 | 0 |  |  |  | 2033 | 21054.386
|  | 2034 | 888.2746 | 243.6879 | 498.0727 | 3370.7383 | 0 | 0 |  |  |  | 2034 | 20768.5544
|  | 2035 | 874.7923 | 240.4815 | 491.5191 | 3326.3865 | 0 | 0 |  |  |  | 2035 | 20482.7228
|  | 2036 | 861.3101 | 237.2751 | 484.9655 | 3282.0347 | 0 | 0 |  |  |  | 2036 | 20196.8911
|  | 2037 | 847.8278 | 234.0687 | 478.4119 | 3237.6828 | 0 | 0 |  |  |  | 2037 | 19911.0595
|  | 2038 | 834.3455 | 230.8622 | 471.8584 | 3193.331 | 0 | 0 |  |  |  | 2038 | 19625.2279
|  | 2039 | 820.8632 | 227.6558 | 465.3048 | 3148.9792 | 0 | 0 |  |  |  | 2039 | 19339.3962
|  | 2040 | 807.381 | 224.4494 | 458.7512 | 3104.6274 | 0 | 0 |  |  |  | 2040 | 19053.5646
|  | 2041 | 793.8987 | 221.243 | 452.1976 | 3060.2756 | 0 | 0 |  |  |  | 2041 | 18767.733
|  | 2042 | 780.4164 | 218.0366 | 445.644 | 3015.9237 | 0 | 0 |  |  |  | 2042 | 18481.9014
|  | 2043 | 766.9341 | 214.8301 | 439.0904 | 2971.5719 | 0 | 0 |  |  |  | 2043 | 18196.0697
|  | 2044 | 753.4518 | 211.6237 | 432.5368 | 2927.2201 | 0 | 0 |  |  |  | 2044 | 17910.2381
|  | 2045 | 739.9696 | 208.4173 | 425.9832 | 2882.8683 | 0 | 0 |  |  |  | 2045 | 17624.4065
|  | 2046 | 726.4873 | 205.2109 | 419.4296 | 2838.5165 | 0 | 0 |  |  |  | 2046 | 17338.5749
|  | 2047 | 713.005 | 202.0045 | 412.8761 | 2794.1646 | 0 | 0 |  |  |  | 2047 | 17052.7432
|  | 2048 | 699.5227 | 198.798 | 406.3225 | 2749.8128 | 0 | 0 |  |  |  | 2048 | 16766.9116
|  | 2049 | 686.0405 | 195.5916 | 399.7689 | 2705.461 | 0 | 0 |  |  |  | 2049 | 16481.08
|  | 2050 | 672.5582 | 192.3852 | 393.2153 | 2661.1092 | 0 | 0 |  |  |  | 2050 | 16195.2483

## Res PV+BESS SFS - CNSRTV-ADV
Generated 2020/10/27
|  | Residential PV+BESS cost estimates - CONSERVATIVE PV/ADVANCED BESS Assume 2019 DC-Coupled Systems with 3.5-15 kW PV, 3-10 kW battery power, and battery E/P ratios of 2-5 | [6 empty] | Example Calculation
|  | year | PV_capex_per_kw_res | batt_capex_per_kwh_res | batt_capex_per_kw_res | PV_batt_capex_constant_res | batt_om_per_kw_res | batt_om_per_kwh_res |  |  |  | year | PV+BESS Capital Costs ($)
|  | 2019 | 2649.3545 | 365.1503 | 719.7035 | 4847.1286 | 0 | 0 |  | PV power capacity (kW) | 7 | 2019 | 39612.4307
|  | 2020 | 2483.7437 | 335.5684 | 685.8669 | 4641.6474 | 0 | 0 |  | BESS storage capacity (kWh) | 5 | 2020 | 37423.0337
|  | 2021 | 2436.5877 | 311.9494 | 637.592 | 4314.9441 | 0 | 0 |  | BESS power capacity (kW) | 20 | 2021 | 35682.6456
|  | 2022 | 2389.4316 | 288.3303 | 589.3172 | 3988.2409 | 0 | 0 |  |  |  | 2022 | 33942.2575
|  | 2023 | 2342.2756 | 264.7113 | 541.0423 | 3661.5377 | 0 | 0 |  |  |  | 2023 | 32201.8694
|  | 2024 | 2295.1195 | 241.0923 | 492.7674 | 3334.8345 | 0 | 0 |  |  |  | 2024 | 30461.4813
|  | 2025 | 2247.9635 | 217.4732 | 444.4926 | 3008.1313 | 0 | 0 |  |  |  | 2025 | 28721.0932
|  | 2026 | 2211.1903 | 205.6448 | 420.3166 | 2844.5188 | 0 | 0 |  |  |  | 2026 | 27757.4061
|  | 2027 | 2174.417 | 193.8164 | 396.1406 | 2680.9062 | 0 | 0 |  |  |  | 2027 | 26793.719
|  | 2028 | 2137.6438 | 181.988 | 371.9646 | 2517.2936 | 0 | 0 |  |  |  | 2028 | 25830.0319
|  | 2029 | 2100.8705 | 170.1596 | 347.7886 | 2353.6811 | 0 | 0 |  |  |  | 2029 | 24866.3447
|  | 2030 | 2064.0973 | 158.3313 | 323.6126 | 2190.0685 | 0 | 0 |  |  |  | 2030 | 23902.6576
| linear interpolation for battery costs, assuming 25% total cost reduction between 2030 and 2050. PV cost reductions from ATB mid-case | 2031 | 2009.6701 | 155.2335 | 317.281 | 2147.2193 | 0 | 0 |  |  |  | 2031 | 23336.6978
|  | 2032 | 1955.2428 | 152.1357 | 310.9495 | 2104.3701 | 0 | 0 |  |  |  | 2032 | 22770.738
|  | 2033 | 1900.8156 | 149.0379 | 304.6179 | 2061.521 | 0 | 0 |  |  |  | 2033 | 22204.7782
|  | 2034 | 1846.3883 | 145.9401 | 298.2864 | 2018.6718 | 0 | 0 |  |  |  | 2034 | 21638.8184
|  | 2035 | 1791.9611 | 142.8423 | 291.9548 | 1975.8227 | 0 | 0 |  |  |  | 2035 | 21072.8586
|  | 2036 | 1737.5339 | 139.7445 | 285.6233 | 1932.9735 | 0 | 0 |  |  |  | 2036 | 20506.8988
|  | 2037 | 1683.1066 | 136.6468 | 279.2917 | 1890.1243 | 0 | 0 |  |  |  | 2037 | 19940.939
|  | 2038 | 1628.6794 | 133.549 | 272.9602 | 1847.2752 | 0 | 0 |  |  |  | 2038 | 19374.9792
|  | 2039 | 1574.2521 | 130.4512 | 266.6286 | 1804.426 | 0 | 0 |  |  |  | 2039 | 18809.0194
|  | 2040 | 1519.8249 | 127.3534 | 260.2971 | 1761.5768 | 0 | 0 |  |  |  | 2040 | 18243.0596
|  | 2041 | 1465.3976 | 124.2556 | 253.9655 | 1718.7277 | 0 | 0 |  |  |  | 2041 | 17677.0998
|  | 2042 | 1410.9704 | 121.1578 | 247.634 | 1675.8785 | 0 | 0 |  |  |  | 2042 | 17111.14
|  | 2043 | 1356.5432 | 118.06 | 241.3024 | 1633.0293 | 0 | 0 |  |  |  | 2043 | 16545.1802
|  | 2044 | 1302.1159 | 114.9623 | 234.9709 | 1590.1802 | 0 | 0 |  |  |  | 2044 | 15979.2204
|  | 2045 | 1247.6887 | 111.8645 | 228.6393 | 1547.331 | 0 | 0 |  |  |  | 2045 | 15413.2606
|  | 2046 | 1193.2614 | 108.7667 | 222.3078 | 1504.4818 | 0 | 0 |  |  |  | 2046 | 14847.3008
|  | 2047 | 1138.8342 | 105.6689 | 215.9762 | 1461.6327 | 0 | 0 |  |  |  | 2047 | 14281.341
|  | 2048 | 1084.4069 | 102.5711 | 209.6447 | 1418.7835 | 0 | 0 |  |  |  | 2048 | 13715.3812
|  | 2049 | 1029.9797 | 99.4733 | 203.3131 | 1375.9343 | 0 | 0 |  |  |  | 2049 | 13149.4214
|  | 2050 | 975.5525 | 96.3755 | 196.9816 | 1333.0852 | 0 | 0 |  |  |  | 2050 | 12583.4616

## Res PV+BESS SFS - CNSRTV-MOD
Generated 2020/10/27
|  | Residential PV+BESS cost estimates - CONSERVATIVE PV/ MODERATE BESS/ Assume 2019 DC-Coupled Systems with 3.5-15 kW PV, 3-10 kW battery power, and battery E/P ratios of 2-5 | [6 empty] | Example Calculation
|  | year | PV_capex_per_kw_res | batt_capex_per_kwh_res | batt_capex_per_kw_res | PV_batt_capex_constant_res | batt_om_per_kw_res | batt_om_per_kwh_res |  |  |  | year | PV+BESS Capital Costs ($)
|  | 2019 | 2649.3545 | 365.1503 | 719.7035 | 4847.1286 | 0 | 0 |  | PV power capacity (kW) | 7 | 2019 | 39612.4307
|  | 2020 | 2483.7437 | 335.5684 | 685.8669 | 4641.6474 | 0 | 0 |  | BESS storage capacity (kWh) | 5 | 2020 | 37423.0337
|  | 2021 | 2442.0958 | 306.5494 | 657.443 | 4467.9256 | 0 | 0 |  | BESS power capacity (kW) | 20 | 2021 | 36244.2041
|  | 2022 | 2400.5983 | 277.511 | 629.0047 | 4293.1474 | 0 | 0 |  |  |  | 2022 | 35064.9848
|  | 2023 | 2361.8093 | 248.9842 | 605.3973 | 4147.2229 | 0 | 0 |  |  |  | 2023 | 34032.7549
|  | 2024 | 2325.1202 | 220.8635 | 585.5908 | 4024.1912 | 0 | 0 |  |  |  | 2024 | 33116.1655
|  | 2025 | 2290.0603 | 193.064 | 568.7695 | 3919.2618 | 0 | 0 |  |  |  | 2025 | 32290.3939
|  | 2026 | 2256.8576 | 181.3749 | 555.4418 | 3835.821 | 0 | 0 |  |  |  | 2026 | 31649.5356
|  | 2027 | 2224.3266 | 171.1221 | 543.3511 | 3759.9011 | 0 | 0 |  |  |  | 2027 | 31052.8184
|  | 2028 | 2192.389 | 162.629 | 532.3626 | 3690.7154 | 0 | 0 |  |  |  | 2028 | 30497.8349
|  | 2029 | 2160.3919 | 154.8343 | 521.2002 | 3620.2586 | 0 | 0 |  |  |  | 2029 | 29941.1763
|  | 2030 | 2128.9176 | 147.805 | 511.0189 | 3555.8289 | 0 | 0 |  |  |  | 2030 | 29417.6546
| linear interpolation for battery costs, assuming 25% total cost reduction between 2030 and 2050. PV cost reductions from ATB mid-case | 2031 | 2074.6651 | 145.9574 | 504.6311 | 3511.381 | 0 | 0 |  |  |  | 2031 | 28856.4472
|  | 2032 | 2020.4127 | 144.1099 | 498.2434 | 3466.9331 | 0 | 0 |  |  |  | 2032 | 28295.2399
|  | 2033 | 1966.1603 | 142.2623 | 491.8557 | 3422.4853 | 0 | 0 |  |  |  | 2033 | 27734.0325
|  | 2034 | 1911.9079 | 140.4148 | 485.4679 | 3378.0374 | 0 | 0 |  |  |  | 2034 | 27172.8252
|  | 2035 | 1857.6555 | 138.5672 | 479.0802 | 3333.5896 | 0 | 0 |  |  |  | 2035 | 26611.6179
|  | 2036 | 1803.403 | 136.7196 | 472.6925 | 3289.1417 | 0 | 0 |  |  |  | 2036 | 26050.4105
|  | 2037 | 1749.1506 | 134.8721 | 466.3047 | 3244.6938 | 0 | 0 |  |  |  | 2037 | 25489.2032
|  | 2038 | 1694.8982 | 133.0245 | 459.917 | 3200.246 | 0 | 0 |  |  |  | 2038 | 24927.9958
|  | 2039 | 1640.6458 | 131.1769 | 453.5293 | 3155.7981 | 0 | 0 |  |  |  | 2039 | 24366.7885
|  | 2040 | 1586.3934 | 129.3294 | 447.1415 | 3111.3503 | 0 | 0 |  |  |  | 2040 | 23805.5811
|  | 2041 | 1532.1409 | 127.4818 | 440.7538 | 3066.9024 | 0 | 0 |  |  |  | 2041 | 23244.3738
|  | 2042 | 1477.8885 | 125.6343 | 434.3661 | 3022.4545 | 0 | 0 |  |  |  | 2042 | 22683.1664
|  | 2043 | 1423.6361 | 123.7867 | 427.9783 | 2978.0067 | 0 | 0 |  |  |  | 2043 | 22121.9591
|  | 2044 | 1369.3837 | 121.9391 | 421.5906 | 2933.5588 | 0 | 0 |  |  |  | 2044 | 21560.7517
|  | 2045 | 1315.1312 | 120.0916 | 415.2028 | 2889.1109 | 0 | 0 |  |  |  | 2045 | 20999.5444
|  | 2046 | 1260.8788 | 118.244 | 408.8151 | 2844.6631 | 0 | 0 |  |  |  | 2046 | 20438.337
|  | 2047 | 1206.6264 | 116.3964 | 402.4274 | 2800.2152 | 0 | 0 |  |  |  | 2047 | 19877.1297
|  | 2048 | 1152.374 | 114.5489 | 396.0396 | 2755.7674 | 0 | 0 |  |  |  | 2048 | 19315.9224
|  | 2049 | 1098.1216 | 112.7013 | 389.6519 | 2711.3195 | 0 | 0 |  |  |  | 2049 | 18754.715
|  | 2050 | 1043.8691 | 110.8538 | 383.2642 | 2666.8716 | 0 | 0 |  |  |  | 2050 | 18193.5077

## Res PV+BESS SFS - CNSRTV-CNSRTV
Generated 2020/10/27
|  | Residential PV+BESS cost estimates - CONSERVATIVE BESS/CONSERVATIVE PV Assume 2019 DC-Coupled Systems with 3.5-15 kW PV, 3-10 kW battery power, and battery E/P ratios of 2-5 | [6 empty] | Example Calculation
|  | year | PV_capex_per_kw_res | batt_capex_per_kwh_res | batt_capex_per_kw_res | PV_batt_capex_constant_res | batt_om_per_kw_res | batt_om_per_kwh_res |  |  |  | year | PV+BESS Capital Costs ($)
|  | 2019 | 2649.3545 | 365.1503 | 719.7035 | 4847.1286 | 0 | 0 |  | PV power capacity (kW) | 7 | 2019 | 39612.4307
|  | 2020 | 2483.7437 | 335.5684 | 685.8669 | 4641.6474 | 0 | 0 |  | BESS storage capacity (kWh) | 5 | 2020 | 37423.0337
|  | 2021 | 2449.4351 | 326.5389 | 667.4114 | 4516.7485 | 0 | 0 |  | BESS power capacity (kW) | 20 | 2021 | 36643.7166
|  | 2022 | 2415.1265 | 317.5093 | 648.9559 | 4391.8497 | 0 | 0 |  |  |  | 2022 | 35864.3995
|  | 2023 | 2380.8179 | 308.4797 | 630.5004 | 4266.9509 | 0 | 0 |  |  |  | 2023 | 35085.0824
|  | 2024 | 2346.5093 | 299.4501 | 612.0449 | 4142.0521 | 0 | 0 |  |  |  | 2024 | 34305.7653
|  | 2025 | 2312.2006 | 290.4206 | 593.5894 | 4017.1533 | 0 | 0 |  |  |  | 2025 | 33526.4482
|  | 2026 | 2279.8718 | 283.6392 | 579.7289 | 3923.3518 | 0 | 0 |  |  |  | 2026 | 32895.2283
|  | 2027 | 2247.5429 | 276.8578 | 565.8684 | 3829.5502 | 0 | 0 |  |  |  | 2027 | 32264.0084
|  | 2028 | 2215.214 | 270.0764 | 552.008 | 3735.7487 | 0 | 0 |  |  |  | 2028 | 31632.7885
|  | 2029 | 2182.8851 | 263.295 | 538.1475 | 3641.9471 | 0 | 0 |  |  |  | 2029 | 31001.5686
|  | 2030 | 2150.5563 | 256.5136 | 524.2871 | 3548.1456 | 0 | 0 |  |  |  | 2030 | 30370.3487
| linear interpolation for battery costs, assuming 25% total cost reduction between 2030 and 2050. PV cost reductions from ATB mid-case | 2031 | 2096.0334 | 253.3072 | 517.7335 | 3503.7938 | 0 | 0 |  |  |  | 2031 | 29797.2327
|  | 2032 | 2041.5105 | 250.1008 | 511.1799 | 3459.4419 | 0 | 0 |  |  |  | 2032 | 29224.1167
|  | 2033 | 1986.9876 | 246.8943 | 504.6263 | 3415.0901 | 0 | 0 |  |  |  | 2033 | 28651.0006
|  | 2034 | 1932.4646 | 243.6879 | 498.0727 | 3370.7383 | 0 | 0 |  |  |  | 2034 | 28077.8846
|  | 2035 | 1877.9417 | 240.4815 | 491.5191 | 3326.3865 | 0 | 0 |  |  |  | 2035 | 27504.7686
|  | 2036 | 1823.4188 | 237.2751 | 484.9655 | 3282.0347 | 0 | 0 |  |  |  | 2036 | 26931.6526
|  | 2037 | 1768.8959 | 234.0687 | 478.4119 | 3237.6828 | 0 | 0 |  |  |  | 2037 | 26358.5365
|  | 2038 | 1714.373 | 230.8622 | 471.8584 | 3193.331 | 0 | 0 |  |  |  | 2038 | 25785.4205
|  | 2039 | 1659.8501 | 227.6558 | 465.3048 | 3148.9792 | 0 | 0 |  |  |  | 2039 | 25212.3045
|  | 2040 | 1605.3272 | 224.4494 | 458.7512 | 3104.6274 | 0 | 0 |  |  |  | 2040 | 24639.1885
|  | 2041 | 1550.8043 | 221.243 | 452.1976 | 3060.2756 | 0 | 0 |  |  |  | 2041 | 24066.0725
|  | 2042 | 1496.2814 | 218.0366 | 445.644 | 3015.9237 | 0 | 0 |  |  |  | 2042 | 23492.9564
|  | 2043 | 1441.7585 | 214.8301 | 439.0904 | 2971.5719 | 0 | 0 |  |  |  | 2043 | 22919.8404
|  | 2044 | 1387.2356 | 211.6237 | 432.5368 | 2927.2201 | 0 | 0 |  |  |  | 2044 | 22346.7244
|  | 2045 | 1332.7127 | 208.4173 | 425.9832 | 2882.8683 | 0 | 0 |  |  |  | 2045 | 21773.6084
|  | 2046 | 1278.1898 | 205.2109 | 419.4296 | 2838.5165 | 0 | 0 |  |  |  | 2046 | 21200.4923
|  | 2047 | 1223.6669 | 202.0045 | 412.8761 | 2794.1646 | 0 | 0 |  |  |  | 2047 | 20627.3763
|  | 2048 | 1169.144 | 198.798 | 406.3225 | 2749.8128 | 0 | 0 |  |  |  | 2048 | 20054.2603
|  | 2049 | 1114.6211 | 195.5916 | 399.7689 | 2705.461 | 0 | 0 |  |  |  | 2049 | 19481.1443
|  | 2050 | 1060.0982 | 192.3852 | 393.2153 | 2661.1092 | 0 | 0 |  |  |  | 2050 | 18908.0283

## Res BESS only SFS - MOD
Generated 2020/10/27
|  | Residentia Stand-Alone BESS cost estimates - MODERATE Assume 2019 AC-Coupled Systems with 3.5-15 kW PV, 3-10 kW battery power, and battery E/P ratios of 2-5 | [5 empty] | Example Calculation
|  | year | batt_capex_per_kwh_res | batt_capex_per_kw_res | PV_batt_capex_constant_res | batt_om_per_kw_res | batt_om_per_kwh_res |  |  |  | year | BESS Capital Costs ($)
|  | 2019 | 360.3042 | 1806.7115 | 6088.0525 | 0 | 0 |  | BESS storage capacity (kWh) | 20 | 2019 | 22327.6936
|  | 2020 | 331.0067 | 1720.3694 | 5836.825 | 0 | 0 |  | BESS power capacity (kW) | 5 | 2020 | 21058.8059
|  | 2021 | 302.2237 | 1647.9085 | 5624.0506 | 0 | 0 |  |  |  | 2021 | 19908.0669
|  | 2022 | 273.419 | 1575.4712 | 5409.6556 | 0 | 0 |  |  |  | 2022 | 18755.3921
|  | 2023 | 245.0842 | 1515.3913 | 5230.3739 | 0 | 0 |  |  |  | 2023 | 17709.0138
|  | 2024 | 217.1229 | 1465.0222 | 5079.0174 | 0 | 0 |  |  |  | 2024 | 16746.5873
|  | 2025 | 189.4577 | 1422.2723 | 4949.7844 | 0 | 0 |  |  |  | 2025 | 15850.3005
|  | 2026 | 177.8744 | 1388.4201 | 4846.9166 | 0 | 0 |  |  |  | 2026 | 15346.5051
|  | 2027 | 167.7168 | 1357.7235 | 4753.2472 | 0 | 0 |  |  |  | 2027 | 14896.2012
|  | 2028 | 159.3099 | 1329.8372 | 4667.825 | 0 | 0 |  |  |  | 2028 | 14503.2095
|  | 2029 | 151.6023 | 1301.5205 | 4580.7759 | 0 | 0 |  |  |  | 2029 | 14120.4242
|  | 2030 | 144.652 | 1275.7032 | 4501.1189 | 0 | 0 |  |  |  | 2030 | 13772.6742
| linear interpolation for battery costs, assuming 25% total cost reduction between 2030 and 2050. PV cost reductions from ATB mid-case | 2031 | 142.8438 | 1259.7569 | 4444.8549 | 0 | 0 |  |  |  | 2031 | 13600.5158
|  | 2032 | 141.0357 | 1243.8106 | 4388.5909 | 0 | 0 |  |  |  | 2032 | 13428.3573
|  | 2033 | 139.2275 | 1227.8643 | 4332.3269 | 0 | 0 |  |  |  | 2033 | 13256.1989
|  | 2034 | 137.4194 | 1211.918 | 4276.0629 | 0 | 0 |  |  |  | 2034 | 13084.0405
|  | 2035 | 135.6112 | 1195.9717 | 4219.7989 | 0 | 0 |  |  |  | 2035 | 12911.882
|  | 2036 | 133.8031 | 1180.0254 | 4163.535 | 0 | 0 |  |  |  | 2036 | 12739.7236
|  | 2037 | 131.9949 | 1164.0791 | 4107.271 | 0 | 0 |  |  |  | 2037 | 12567.5652
|  | 2038 | 130.1868 | 1148.1328 | 4051.007 | 0 | 0 |  |  |  | 2038 | 12395.4068
|  | 2039 | 128.3786 | 1132.1865 | 3994.743 | 0 | 0 |  |  |  | 2039 | 12223.2483
|  | 2040 | 126.5705 | 1116.2403 | 3938.479 | 0 | 0 |  |  |  | 2040 | 12051.0899
|  | 2041 | 124.7623 | 1100.294 | 3882.215 | 0 | 0 |  |  |  | 2041 | 11878.9315
|  | 2042 | 122.9542 | 1084.3477 | 3825.951 | 0 | 0 |  |  |  | 2042 | 11706.7731
|  | 2043 | 121.146 | 1068.4014 | 3769.6871 | 0 | 0 |  |  |  | 2043 | 11534.6146
|  | 2044 | 119.3379 | 1052.4551 | 3713.4231 | 0 | 0 |  |  |  | 2044 | 11362.4562
|  | 2045 | 117.5297 | 1036.5088 | 3657.1591 | 0 | 0 |  |  |  | 2045 | 11190.2978
|  | 2046 | 115.7216 | 1020.5625 | 3600.8951 | 0 | 0 |  |  |  | 2046 | 11018.1393
|  | 2047 | 113.9134 | 1004.6162 | 3544.6311 | 0 | 0 |  |  |  | 2047 | 10845.9809
|  | 2048 | 112.1053 | 988.6699 | 3488.3671 | 0 | 0 |  |  |  | 2048 | 10673.8225
|  | 2049 | 110.2971 | 972.7237 | 3432.1031 | 0 | 0 |  |  |  | 2049 | 10501.6641
|  | 2050 | 108.489 | 956.7774 | 3375.8392 | 0 | 0 |  |  |  | 2050 | 10329.5056

## Res BESS only SFS - ADV
Generated 2020/10/27
|  | Residentia Stand-Alone BESS cost estimates - ADVANCED Assume 2019 AC-Coupled Systems with 3.5-15 kW PV, 3-10 kW battery power, and battery E/P ratios of 2-5 | [5 empty] | Example Calculation
|  | year | batt_capex_per_kwh_res | batt_capex_per_kw_res | PV_batt_capex_constant_res | batt_om_per_kw_res | batt_om_per_kwh_res |  |  |  | year | BESS Capital Costs ($)
|  | 2019 | 360.3042 | 1806.7115 | 6088.0525 | 0 | 0 |  | BESS storage capacity (kWh) | 20 | 2019 | 22327.6936
|  | 2020 | 331.0067 | 1720.3694 | 5836.825 | 0 | 0 |  | BESS power capacity (kW) | 5 | 2020 | 21058.8059
|  | 2021 | 307.7087 | 1599.2809 | 5425.999 | 0 | 0 |  |  |  | 2021 | 19576.5779
|  | 2022 | 284.4107 | 1478.1924 | 5015.173 | 0 | 0 |  |  |  | 2022 | 18094.35
|  | 2023 | 261.1128 | 1357.1039 | 4604.347 | 0 | 0 |  |  |  | 2023 | 16612.1221
|  | 2024 | 237.8148 | 1236.0154 | 4193.521 | 0 | 0 |  |  |  | 2024 | 15129.8942
|  | 2025 | 214.5169 | 1114.9268 | 3782.695 | 0 | 0 |  |  |  | 2025 | 13647.6663
|  | 2026 | 202.8493 | 1054.2859 | 3576.9539 | 0 | 0 |  |  |  | 2026 | 12905.3683
|  | 2027 | 191.1817 | 993.6449 | 3371.2127 | 0 | 0 |  |  |  | 2027 | 12163.0703
|  | 2028 | 179.5141 | 933.0039 | 3165.4715 | 0 | 0 |  |  |  | 2028 | 11420.7724
|  | 2029 | 167.8465 | 872.3629 | 2959.7303 | 0 | 0 |  |  |  | 2029 | 10678.4744
|  | 2030 | 156.1789 | 811.7219 | 2753.9892 | 0 | 0 |  |  |  | 2030 | 9936.1764
| linear interpolation for battery costs, assuming 25% total cost reduction between 2030 and 2050. PV cost reductions from ATB mid-case | 2031 | 153.1232 | 795.8404 | 2700.1068 | 0 | 0 |  |  |  | 2031 | 9741.773
|  | 2032 | 150.0675 | 779.9589 | 2646.2244 | 0 | 0 |  |  |  | 2032 | 9547.3695
|  | 2033 | 147.0119 | 764.0774 | 2592.342 | 0 | 0 |  |  |  | 2033 | 9352.9661
|  | 2034 | 143.9562 | 748.1959 | 2538.4596 | 0 | 0 |  |  |  | 2034 | 9158.5626
|  | 2035 | 140.9005 | 732.3143 | 2484.5772 | 0 | 0 |  |  |  | 2035 | 8964.1592
|  | 2036 | 137.8448 | 716.4328 | 2430.6948 | 0 | 0 |  |  |  | 2036 | 8769.7557
|  | 2037 | 134.7892 | 700.5513 | 2376.8124 | 0 | 0 |  |  |  | 2037 | 8575.3523
|  | 2038 | 131.7335 | 684.6698 | 2322.93 | 0 | 0 |  |  |  | 2038 | 8380.9488
|  | 2039 | 128.6778 | 668.7883 | 2269.0476 | 0 | 0 |  |  |  | 2039 | 8186.5454
|  | 2040 | 125.6221 | 652.9068 | 2215.1652 | 0 | 0 |  |  |  | 2040 | 7992.1419
|  | 2041 | 122.5665 | 637.0252 | 2161.2828 | 0 | 0 |  |  |  | 2041 | 7797.7385
|  | 2042 | 119.5108 | 621.1437 | 2107.4004 | 0 | 0 |  |  |  | 2042 | 7603.335
|  | 2043 | 116.4551 | 605.2622 | 2053.518 | 0 | 0 |  |  |  | 2043 | 7408.9315
|  | 2044 | 113.3994 | 589.3807 | 1999.6356 | 0 | 0 |  |  |  | 2044 | 7214.5281
|  | 2045 | 110.3438 | 573.4992 | 1945.7532 | 0 | 0 |  |  |  | 2045 | 7020.1246
|  | 2046 | 107.2881 | 557.6177 | 1891.8708 | 0 | 0 |  |  |  | 2046 | 6825.7212
|  | 2047 | 104.2324 | 541.7362 | 1837.9884 | 0 | 0 |  |  |  | 2047 | 6631.3177
|  | 2048 | 101.1768 | 525.8546 | 1784.106 | 0 | 0 |  |  |  | 2048 | 6436.9143
|  | 2049 | 98.1211 | 509.9731 | 1730.2236 | 0 | 0 |  |  |  | 2049 | 6242.5108
|  | 2050 | 95.0654 | 494.0916 | 1676.3412 | 0 | 0 |  |  |  | 2050 | 6048.1074

## Res BESS only SFS - CNSRTV
Generated 2020/10/27
|  | Residentia Stand-Alone BESS cost estimates - CONSERVATIVE Assume 2019 AC-Coupled Systems with 3.5-15 kW PV, 3-10 kW battery power, and battery E/P ratios of 2-5 | [5 empty] | Example Calculation
|  | year | batt_capex_per_kwh_res | batt_capex_per_kw_res | PV_batt_capex_constant_res | batt_om_per_kw_res | batt_om_per_kwh_res |  |  |  | year | BESS Capital Costs ($)
|  | 2019 | 360.3042 | 1806.7115 | 6088.0525 | 0 | 0 |  | BESS storage capacity (kWh) | 20 | 2019 | 22327.6936
|  | 2020 | 331.0067 | 1720.3694 | 5836.825 | 0 | 0 |  | BESS power capacity (kW) | 5 | 2020 | 21058.8059
|  | 2021 | 322.0999 | 1674.0772 | 5679.766 | 0 | 0 |  |  |  | 2021 | 20492.1494
|  | 2022 | 313.193 | 1627.785 | 5522.707 | 0 | 0 |  |  |  | 2022 | 19925.4929
|  | 2023 | 304.2862 | 1581.4928 | 5365.6481 | 0 | 0 |  |  |  | 2023 | 19358.8364
|  | 2024 | 295.3794 | 1535.2006 | 5208.5891 | 0 | 0 |  |  |  | 2024 | 18792.1799
|  | 2025 | 286.4726 | 1488.9084 | 5051.5301 | 0 | 0 |  |  |  | 2025 | 18225.5234
|  | 2026 | 279.7834 | 1454.142 | 4933.5756 | 0 | 0 |  |  |  | 2026 | 17799.9528
|  | 2027 | 273.0941 | 1419.3756 | 4815.6211 | 0 | 0 |  |  |  | 2027 | 17374.3822
|  | 2028 | 266.4049 | 1384.6093 | 4697.6665 | 0 | 0 |  |  |  | 2028 | 16948.8116
|  | 2029 | 259.7157 | 1349.8429 | 4579.712 | 0 | 0 |  |  |  | 2029 | 16523.241
|  | 2030 | 253.0265 | 1315.0765 | 4461.7575 | 0 | 0 |  |  |  | 2030 | 16097.6704
| linear interpolation for battery costs, assuming 25% total cost reduction between 2030 and 2050. PV cost reductions from ATB mid-case | 2031 | 249.8637 | 1298.638 | 4405.9856 | 0 | 0 |  |  |  | 2031 | 15896.4495
|  | 2032 | 246.7009 | 1282.1996 | 4350.2136 | 0 | 0 |  |  |  | 2032 | 15695.2286
|  | 2033 | 243.538 | 1265.7611 | 4294.4416 | 0 | 0 |  |  |  | 2033 | 15494.0077
|  | 2034 | 240.3752 | 1249.3227 | 4238.6696 | 0 | 0 |  |  |  | 2034 | 15292.7869
|  | 2035 | 237.2124 | 1232.8842 | 4182.8977 | 0 | 0 |  |  |  | 2035 | 15091.566
|  | 2036 | 234.0495 | 1216.4457 | 4127.1257 | 0 | 0 |  |  |  | 2036 | 14890.3451
|  | 2037 | 230.8867 | 1200.0073 | 4071.3537 | 0 | 0 |  |  |  | 2037 | 14689.1242
|  | 2038 | 227.7239 | 1183.5688 | 4015.5818 | 0 | 0 |  |  |  | 2038 | 14487.9033
|  | 2039 | 224.561 | 1167.1304 | 3959.8098 | 0 | 0 |  |  |  | 2039 | 14286.6825
|  | 2040 | 221.3982 | 1150.6919 | 3904.0378 | 0 | 0 |  |  |  | 2040 | 14085.4616
|  | 2041 | 218.2354 | 1134.2535 | 3848.2659 | 0 | 0 |  |  |  | 2041 | 13884.2407
|  | 2042 | 215.0725 | 1117.815 | 3792.4939 | 0 | 0 |  |  |  | 2042 | 13683.0198
|  | 2043 | 211.9097 | 1101.3766 | 3736.7219 | 0 | 0 |  |  |  | 2043 | 13481.7989
|  | 2044 | 208.7469 | 1084.9381 | 3680.95 | 0 | 0 |  |  |  | 2044 | 13280.5781
|  | 2045 | 205.584 | 1068.4996 | 3625.178 | 0 | 0 |  |  |  | 2045 | 13079.3572
|  | 2046 | 202.4212 | 1052.0612 | 3569.406 | 0 | 0 |  |  |  | 2046 | 12878.1363
|  | 2047 | 199.2584 | 1035.6227 | 3513.634 | 0 | 0 |  |  |  | 2047 | 12676.9154
|  | 2048 | 196.0956 | 1019.1843 | 3457.8621 | 0 | 0 |  |  |  | 2048 | 12475.6945
|  | 2049 | 192.9327 | 1002.7458 | 3402.0901 | 0 | 0 |  |  |  | 2049 | 12274.4737
|  | 2050 | 189.7699 | 986.3074 | 3346.3181 | 0 | 0 |  |  |  | 2050 | 12073.2528

## Sheet1
Technology Abbrev. | Capital Costs (Energy) ($/kWh) | Capital Costs (Power) ($/kw) | Variable O&M ($/MWh) | Fixed O&M ($/kW-yr) | Round-trip Efficiency (DOD) | Cycles (at 80% DOD) | # of cycles per year | Depth of discharge (DOD) | project lifetime (years) | WACC used for LCOS | Approx. LCOS
Flywheel (2018) | 11520 | 0 | 30 | 5.6 | 0.86 | 200000 | 660 | 1 | 20 | 0.065 | 1.832
Ultracapacitors (2018) | 74480 | 0 | 30 | 1 | 0.92 | 1000000 | 660 | 1 | 16 | 0.065 | 12.578
LEAD (2018) | 352 | 137 | 0.5125 | 5.11 | 0.72 | 900 | 660 | 1 | 3 | 0.065 | 0.707
LIB -4 hour (2020) | 320 | 246 | 0.5125 | 10 | 0.86 | 3500 | 330 | 0.8 | 10 | 0.065 | 0.254
FLOW (2018) | 483 | 137 | 0.5125 | 5.89 | 0.68 | 10000 | 330 | 1 | 15 | 0.065 | 0.277
Sodium Sulfur (2018) | 794 | 450 | 0.3 | 10 | 0.75 | 4000 | 330 | 0.8 | 13.5 | 0.065 | 0.543
Sodium Metal Halide (2018) | 815 | 450 | 0.3 | 10 | 0.83 | 3500 | 330 | 1 | 12.5 | 0.065 | 0.425
Zinc-Hybrid Cathode (2018) | 438 | 450 | 0.3 | 10 | 0.72 | 3500 | 330 | 1 | 10 | 0.065 | 0.346
CAES (2020) | 3.66 | 1153 | 0.5125 | 16.12 | 0.52 | 1 | 330 | 1 | 25 | 0.065 | 0.096
LAES (anticipated) | 450 | 3500 | 3.3 | 48.7 | 0.6 | 10000 | 330 | 1 | 25 | 0.065 | 0.348
PTES (anticipated) | 37 | 1836 | 3.3 | 48.7 | 0.56 | 10000 | 330 | 1 | 25 | 0.065 | 0.116
PSH (2020) | 72.4 | 1150.8 | 0.5125 | 26.62 | 0.8 | 15000 | 52 | 1 | 40 | 0.065 | 0.237
Gravity (anticipated) | 337 | 692 | 0 | 6.12 | 0.8 | 200000 | 52 | 1 | 25 | 0.065 | 0.771
H2 elec-cavern- CC (2020) | 3.8 | 7350.59 | 9.4 | 29.7 | 0.27 | 10000 | 52 | 1 | 30 | 0.065 | 2.486
H2 elec-cavern- FC (Future) | 3.8 | 1675.31 | 4.9 | 27 | 0.37 | 10000 | 52 | 1 | 30 | 0.065 | 0.41