{"text_format":"1","workbook":"xlsx","n_sheets":19,"sheets":["Title","Description","ProcessFlow","Input_Sheet_Template","Replacement Costs","Capital Costs","Plant Scaling","Carbon Sequestration","Results","Tornado Charts & Risk Analysis","Cash Flow Analysis","Energy Feed & Utility Prices","Non-Energy Material Prices","AEO Data","HyARC Physical Property Data","Debt Financing Calculations","Depreciation","Constants and Conversions","Lists"],"not_rendered":{"charts":8,"images":1,"macros":1,"external_links":0,"defined_names":381,"comments":6,"pivot_tables":0},"unopened":[],"bounds":{"document_bytes":16777216,"sheet_cells":100000,"rows_first":2000,"rows_last":500,"rows_between":2000,"halvings":0,"cell_chars":16384,"cell_head_chars":4096},"cells_cut":0,"cells_raw":0,"read":"whole","date_system":"1900"}

{"sheet":"Title","index":0,"n_rows":42,"n_cols":4,"rows_kept":42,"cut":false,"hidden":false,"merged":[[25,1,25,3]]}
[]
[null,"Central Hydrogen Production - Project Information"]
[]
[]
[null,"Title:","Future Central Hydrogen from Biomass via Gasification and Catalytic Steam Reforming"]
[null,"Authors:","M. Mann and D. M. Steward"]
[null,"Contact:","Michael Penev"]
[null,"Contact phone:","303 275 3880"]
[null,"Contact e-mail:","mike.penev@nrel.gov"]
[null,"Organization:","NREL"]
[null,"Date:","2018-02-06"]
[null,"Web Site:","www.nrel.gov"]
[]
[null,"Plant Design Capacity (kg/day):",154758]
[null,"Start-up Year:",2040]
[null,"Primary Product Feedstock Source:","Farmed woody biomass"]
[null,"Secondary Feedstock Source:","none"]
[null,"Process Energy Source:","Internally generated steam and electricity; Industrial electricity and Commercial Natural Gas"]
[null,"Conversion Technology:","Battelle Columbus Laboratory Indirectly-Heated Gasifier"]
[null,"Primary By-Product:","none"]
[null,"Secondary By-Product:","none"]
[null,"Based on Number of Plants Installed per Year (per manufacturer):"]
[null,"H2 Onsite Storage Type","none"]
[null,"Assumed plant location:","USA, average"]
[]
[null,"Reporting Spreadsheet Change History:"]
[null,"Date spreadsheet created / modified","Name","Comments"]
[null,"2020-10-27","M. Penev","Made compatible with Excel for Mac"]
[null,"H2A Version 3"]
[null,"2018-02-06","M. Penev","Case was ported to H2A version 3"]
[null,"2013-06-17","NREL - G. Saur","Fixed Feedstock cost to reference AEO 2009 reference case"]
[null,"H2A version 3"]
[null,"2011-12-07","D.M Steward","ported to new structure"]
[]
[null,"H2A Version 2"]
[null,"2008-09-22","D.M. Steward","Updated to remove hydrogen compression energy usage and capital cost"]
[null,"2008-09-22","D.M. Steward","H2A Version 2.1 updates"]
[null,"2008-05-28","NREL - review"]
[null,"2008-02-01","D.M Steward","ported to new structure"]
[null,"H2A Version 1"]
[null,"2004-12-31","Margaret K. Mann"]
[null,"2006-06-07","NREL - updated for release"]

{"sheet":"Description","index":1,"n_rows":28,"n_cols":2,"rows_kept":28,"cut":false,"hidden":false,"merged":[]}
[]
[null,"Central Hydrogen Production - Description"]
[]
[]
[]
[null,"Purpose:"]
[null,"The purpose of this analysis was to determine the production cost of hydrogen from biomass via the FERCO indirectly-heated gasifier."]
[]
[]
[null,"System Description:"]
[null,"The systems examined are based on the Battelle/FERCO indirectly-heated biomass gasifier, conventional catalytic steam reforming, water gas shift, and pressure swing adsorption purification.  The indirectly-heated biomass gasifier uses hot sand, circulating between the char combustor and the gasifier, to provide the heat necessary for gasification.  Steam is used as the fluidizing gas; no oxygen (as pure oxygen or air) is fed to the gasifier.  The biomass feedstock is assumed to be a woody biomass, represented as hybrid poplar."]
[]
[]
[null,"Analysis Methodology Summary:"]
[null,"Material and energy balances in Aspen Plus®, equipment costing in Questimate, cash flow analysis, sensitivity analysis (ref. Spath et al)"]
[]
[]
[null,"Plant Ownership and Entity Type Assumptions:"]
[null,"Corporate ownership, 100% equity financed"]
[]
[null,"References:"]
[null,"P. Spath, A. Aden, T. Eggeman, M. Ringer, B. Wallace, and J. Jechura, 2005 Biomass to Hydrogen Production Detailed Design May 2005 and Economics Utilizing the Battelle Columbus Laboratory Indirectly-Heated Gasifier NREL/TP-510-37408 "]
[]
[null,"Published H2A biomass case: h2a_central_biomass_gasification_current_final.xls"]
[]
[null,"Rob Williams, Nathan Parker, Christopher Yang, Joan Ogden and Bryan Jenkins, H2 Production Via Biomass Gasification, Advanced Energy Pathways (AEP) Project Task 4.1 Technology Assessments of Vehicle Fuels and Technologies, Public Interest Energy Research (PIER) Program California Energy Commission, July 2007."]
[]
[null,"Sensitivity ranges derived from; October 2011\nHydrogen Production Cost Estimate Using Biomass Gasification\nNREL/BK-6A10-51726"]

{"sheet":"ProcessFlow","index":2,"n_rows":9,"n_cols":2,"rows_kept":9,"cut":false,"hidden":false,"merged":[]}
[]
[null,"Central Hydrogen Production - Process Flow Diagram"]
[]
[]
[]
[null,"Process Flow Diagram"]
[null,"The feedstock used for this analysis is hybrid poplar wood chips delivered at 50 wt% moisture. The ultimate analysis for the feed used in this study is given in Table 1. The plant capacity is designed to be 2,000 bone dry tonne/day. The plant is considered to be an “nth” plant design (i.e., established and not a first of a kind or pioneer plant)."]
[]
[null,"The goal design differs from the current design in that the tar reformer now consists of a reactor vessel and a catalyst regeneration vessel. Additionally, since the tar reformer now reforms a significant amount of the syngas methane, the steam reformer was eliminated from the design. The tar reforming reactor/catalyst regenerator system operates isothermally. The heat required for the tar reforming reactor/catalyst regenerator system is supplied by burning the PSA offgas along with some natural gas. The steam to carbon ratio for the shift conversion step is set at 2 mol of H2O/mol of C. The biomass-to-hydrogen process is integrated with the steam cycle. A block flow diagram of the goal design is shown in Figure 1."]

{"sheet":"Input_Sheet_Template","index":3,"n_rows":165,"n_cols":8,"rows_kept":165,"cut":false,"hidden":false,"merged":[[159,6,164,6],[132,2,132,3],[147,4,147,6],[101,3,102,3],[89,4,89,6],[144,4,146,6],[155,4,155,6],[151,5,151,6],[148,4,148,6],[149,4,149,6],[1,1,1,6],[2,1,2,3],[3,3,3,4],[53,4,53,6],[49,4,49,6],[46,4,46,6],[31,3,32,3],[44,4,44,6],[35,4,35,6],[42,4,42,6],[41,4,41,6],[40,4,40,6],[48,4,48,6],[45,4,45,6],[23,4,23,6],[24,4,24,6],[25,4,25,6],[27,4,27,6],[34,4,34,6],[28,4,28,6],[43,4,43,6],[36,4,36,6],[29,4,29,6],[30,4,30,6],[33,4,33,6],[32,4,32,6],[39,4,39,6],[37,4,37,6],[38,4,38,6],[47,4,47,6],[88,4,88,6],[58,5,67,5],[55,4,55,6],[90,4,90,6],[52,4,52,6],[51,4,51,6],[50,4,50,6],[54,4,54,6],[86,4,86,6],[87,4,87,6]]}
[]
[null,"H2A Hydrogen Production Cash Flow Analysis Tool v3.2018"]
["title","Central Biomass Gasification - Future Timeframe"]
[]
[null,"Table of Contents"]
[null,"View and edit project information"]
[]
[null,"H2A cell color coding"]
[]
[null,"Use H2A default values"]
[]
[]
[]
[null,"Technical Operating Parameters and Specifications"]
[null,"Financial Input Values"]
[null,"Energy Feedstocks, Utilities and Byproducts",null,null,null,null,null,"Cash Flow NPV (Error if not 0)"]
[null,"Capital Cost",null,null,null,null,null,{"$f":"+NPV","v":1.0284136215620438E-6}]
[null,"Fixed Operating Costs"]
[null,"Variable Operating Costs - Other Materials and Byproducts"]
[null,"Variable Operating Costs - Other Variable Operating Costs"]
[]
[]
[]
[null,"Technical Operating Parameters and Specifications",null,null,"Notes"]
["cap_factor","Operating Capacity Factor (%)",{"$f":"0.9*sensitivity_01","v":0.9}]
["design_cap","Plant Design Capacity (kg of H2/day)",{"$f":"154758.064516129*sensitivity_02","v":154758.064516129}]
[null,"Plant Output (kg/day)",{"$f":"design_cap*cap_factor","v":139282.25806451609}]
["Soutput_kgyear","Plant Output (kg/year)",{"$f":"output_kgpday*365","v":50838024.193548374}]
[null,"Financial Input Values",null,null,"Notes "]
["ref_year","Reference year",2016]
["startup_year","Assumed start-up year",2040]
[null,"Basis year",2005,"Costs must be entered in basis year dollars"]
["construct","Length of Construction Period (years)",3]
["percent_cap1","% of Capital Spent in 1st Year of Construction",0.08]
["percent_cap2","% of Capital Spent in 2nd Year of Construction",0.6]
["percent_cap3","% of Capital Spent in 3rd Year of Construction",0.32]
["percent_cap4","% of Capital Spent in 4th Year of Construction"]
["start_time","Start-up Time (years)",1]
["plant_life","Plant life (years)",40]
["anal_period","Analysis period (years)",40]
["depr_length","Depreciation Schedule Length (years)",20]
["depr_type","Depreciation Type","MACRS"]
["equity"," % Equity Financing",0.4]
["debt_interest","Interest rate on debt, if applicable (%)",3.6999999999999998E-2]
["debt_period","Debt period (years)",0,null,"Enter 0 to enable constant outstanding debt."]
["percnt_fixed","% of Fixed Operating Costs During Start-up (%)",1]
["percnt_revs","% of Revenues During Start-up (%)",0.5]
["percnt_var","% of Variable Operating Costs During Start-up (%)",0.75]
["decom_percent","Decommissioning costs (% of depreciable capital investment)",0.1]
["salvage_perct","Salvage value (% of total capital investment)",0.1]
["inflation_rate","Inflation rate (%)",1.9E-2]
["real_irr","After-tax Real IRR (%)",{"$f":"0.08*sensitivity_03","v":0.08}]
["state_tax_rate","State Taxes (%)",0.06]
["fed_tax_rate","Federal Taxes (%)",0.21]
["Stotal_tax_rate","Total Tax Rate (%)",{"$f":"fed_tax_rate+state_tax_rate*(1-fed_tax_rate)","v":0.25739999999999996}]
["WorkingCap","WORKING CAPITAL (% of yearly change in operating costs)",0.15]
[null,"Energy Feedstocks, Utilities, and Byproducts"]
[null,"Select the Price Table to Use"]
[null,"AEO_2017_Reference_Case",null,null,null,"To use a new feedstock, utility or byproduct, select the price table and product from the dropdown lists and enter the usage (or byproduct) amount. Click the \"Add\" button to add the product to the \"In Use\" list. Important; only materials on the \"In Use\" list will be used in H2A calculations. To delete materials from the list, click the \"Delete\" button below"]
[null,"Select the Use"]
[null,"utility",{"$f":"IF(OR(TMP_FeedType=\"Feedstock\",TMP_FeedType = \"Utility\"),\" Enter usage in\",\"Enter production in\")","v":" Enter usage in"},{"$f":"VLOOKUP(TMP_FeedName,INDIRECT(TMP_PriceTable),4,FALSE)","v":"mmBtu"}]
[null,"Select the Feed Type"]
[null,"Commercial Natural Gas"]
[]
[null,{"$f":"SELECTED_FEED","v":"utility"},{"$f":"TMP_FeedName","v":"Commercial Natural Gas"}]
[null,{"$f":"\"Price Conversion Factor (GJ/\"&TMP_Units&\")\"","v":"Price Conversion Factor (GJ/mmBtu)"},{"$f":"VLOOKUP(TMP_FeedName,MASTER_PROPERTY_TABLE,9,FALSE)","v":1.0549999999999999}]
[null,{"$f":"\"Price in Startup Year ($\" & ref_year & \")/\" & TMP_Units","v":"Price in Startup Year ($2016)/mmBtu"},{"$f":"HLOOKUP(startup_year,INDIRECT(TMP_PriceTable),MATCH(TMP_FeedName,INDIRECT(Energy_Feed_List),0),FALSE)*TMP_Conversion","v":11.434927027570099}]
[null,{"$f":"IF(OR(TMP_FeedType=\"Feedstock\",TMP_FeedType = \"Utility\"),\"Usage (\"&TMP_Units&\"/kg H2)\",\"Production (\"&TMP_Units&\"/kg H2)\")","v":"Usage (mmBtu/kg H2)"},2.9510000000000001E-3]
[null,{"$f":"IF(OR(TMP_FeedType = \"Feedstock\",TMP_FeedType = \"Utility\"), \"Cost in Startup Year\",\"Income in Startup Year\")","v":"Cost in Startup Year"},{"$f":"design_cap*365*cap_factor*TMP_Usage*TMP_StartPrice","v":1715502.1648901324}]
[null,"Lookup Prices","yes"]
[]
[null,"Energy feedstocks, utilities, and byproducts currently in use "]
["START_TOP"]
[null,"feedstock","Price Conversion Factor (GJ/kg)","Price in Startup Year ($2016)/kg","Usage (kg/kg H2)","Cost in Startup Year","Lookup Prices"]
[null,"Woody Biomass",1.9551069237418006E-2,9.9647594727723249E-2,{"$f":"13.02868*sensitivity_04","v":13.02868},{"$f":"D75*E75*output_kgyear*IF(start_time,percnt_var,1)*'Cash Flow Analysis'!$E$68/'Cash Flow Analysis'!$E$69","v":48578374.71424672},"yes"]
["START_TOP"]
[null,"utility","Price Conversion Factor (GJ/kWh)","Price in Startup Year ($2016)/kWh","Usage (kWh/kg H2)","Cost in Startup Year","Lookup Prices"]
[null,"Industrial Electricity",3.5999999999999995E-3,7.7596976084681746E-2,{"$f":"0.945*sensitivity_05","v":0.94499999999999995},{"$f":"D78*E78*output_kgyear*IF(start_time,percnt_var,1)*'Cash Flow Analysis'!$E$68/'Cash Flow Analysis'!$E$69","v":2743799.3489386067},"yes"]
[null,"utility","Price Conversion Factor (GJ/mmBtu)","Price in Startup Year ($2016)/mmBtu","Usage (mmBtu/kg H2)","Cost in Startup Year","Lookup Prices"]
[null,"Commercial Natural Gas",1.0549999999999999,11.434927027570099,{"$f":"0.002951*sensitivity_05","v":2.9510000000000001E-3},{"$f":"D80*E80*output_kgyear*IF(start_time,percnt_var,1)*'Cash Flow Analysis'!$E$68/'Cash Flow Analysis'!$E$69","v":1262636.5296051023},"yes"]
["START_UTILITY"]
["START_BYPROD"]
[null,null,null,null,null,"Total"]
["Total_Energy_Feed_Cost","Total Energy Feedstock Cost ($/year)",null,null,null,{"$f":"SUM(Dynamic_Feed_Total)","v":48578374.71424672}]
["Total_Energy_Utilities_Cost","Total Energy Utilities Cost ($/year)",null,null,null,{"$f":"SUM(Dynamic_Utilities_Total)","v":4006435.8785437089}]
["Total_Energy_Byproduct_Credit","Total Energy Byproduct Credit ($/year)",null,null,null,{"$f":"SUM(Dynamic_Byproduct_Total)","v":0}]
[null,null,null,"Notes:"]
[]
[null,"Capital Costs",null,null,"Notes"]
["direct_cap","H2A Total Direct Capital Cost",{"$f":"Det_scaled_cap","v":135940493.20088241},null,"Click to enter details on the Cost Detail Sheet"]
[null,"H2A Carbon Sequestration Total Direct Capital Cost",{"$f":"Det_CO2_seq","v":0},null,"Click to enter details on the Carbon Sequestration calculation sheet."]
[]
[null,"Indirect Depreciable Capital Costs",{"$f":"\"Enter values in basis year (\" & BasisYear & \") dollars\"","v":"Enter values in basis year (2005) dollars"},"Combined Plant Scaling and Escalation Factor",{"$f":" \"Reference Year (\"& ref_year & \") Dollars\"","v":"Reference Year (2016) Dollars"}]
["Site_prep","Site Preparation ($) (may change to construction costs)",{"$f":"0.02*(direct_cap+CO2_seq)/(CEPCIinflator*CPIinflator)","v":2099606.0000000005},{"$f":"CEPCIinflator*CPIinflator","v":1.294914314408345},{"$f":"C94*D94","v":2718809.8640176482}]
["Engin","Engineering & design ($)",{"$f":"0.1*(direct_cap+CO2_seq)/(CEPCIinflator*CPIinflator)","v":10498030.000000002},1.294914314408345,{"$f":"C95*D95","v":13594049.320088241}]
["Process_cont","Process contingency ($)",null,1.294914314408345,0]
["Project_cont","Project contingency ($)",{"$f":"0.15*(direct_cap+CO2_seq)/(CEPCIinflator*CPIinflator)","v":15747045.000000002},1.294914314408345,20391073.98013236]
["Other_indirect","Other (Depreciable) capital ($)",null,1.294914314408345,0]
["Fees","One-time Licensing Fees ($)",null,1.294914314408345,0]
["Permitting","Up-Front Permitting Costs ($) (legal and contractors fees included here)",{"$f":"0.15*(direct_cap+CO2_seq)/(CEPCIinflator*CPIinflator)","v":15747045.000000002},1.294914314408345,20391073.98013236]
["Sdepr_cap","Total Depreciable Capital Costs",null,null,{"$f":"direct_cap+CO2_seq+SUM($E$94:$E$100)","v":193035500.34525302}]
[null,null,null,"Combined Plant Scaling and Escalation Factor"]
[null,"Non-Depreciable Capital Costs",{"$f":"\"Enter values in basis year (\" & BasisYear & \") dollars\"","v":"Enter values in basis year (2005) dollars"},null,{"$f":" \"Reference Year (\"& ref_year & \") Dollars\"","v":"Reference Year (2016) Dollars"}]
["acre_cost","Cost of land ($/acre)",50000,{"$f":"CPIinflator","v":1.100724186648488},{"$f":"C104*D104","v":55036.209332424405}]
["acres","Land required (acres)",50,{"$f":"Scale_Factor *1","v":1},{"$f":"C105*D105","v":50}]
["Sland_cost","Land Cost ($)",null,null,{"$f":"acre_cost*acres","v":2751810.4666212201}]
[null,"Other non depreciable capital costs",null,{"$f":"CPIinflator","v":1.100724186648488},{"$f":"C107*D107","v":0}]
["Snon_dep_cap","Total Non-Depreciable Capital Costs",null,null,{"$f":"land_cost+$E$107","v":2751810.4666212201}]
[]
["Stotal_cap","Total Capital Costs",{"$f":"(depr_cap+non_dep_cap)*sensitivity_06","v":195787310.81187424}]
[]
[null,"Fixed Operating Costs",{"$f":"\"Enter values in basis year (\" & BasisYear & \") dollars\"","v":"Enter values in basis year (2005) dollars"},"Combined Plant Scaling and Escalation Factor",{"$f":" \"Reference Year (\"& ref_year & \") Dollars\"","v":"Reference Year (2016) Dollars"}]
["FTEs","Total plant staff (number of FTEs employed by plant)",50,{"$f":"Scale_Ratio^0.25","v":1},{"$f":"C113*D113","v":50}]
["FTE_cost","Burdened labor cost, including overhead ($/man-hr)",50,{"$f":"VLOOKUP(ref_year,Tbl_labor_indexes,2,FALSE)/VLOOKUP(BasisYear,Tbl_labor_indexes,2,FALSE)","v":1.1548042704626329},{"$f":"C114*D114","v":57.740213523131644}]
["Slabor_cost","Labor cost, $/year",null,null,{"$f":"FTEs*2080*FTE_cost","v":6004982.2064056909}]
["overhead_rate","G&A rate (% of labor cost)",0.2]
["Soverhead_GA","G&A ($/year)",null,null,{"$f":"labor_cost*overhead_rate","v":1200996.4412811382}]
["licensing","Licensing, Permits and Fees ($/year)",0,{"$f":"Scale_Factor *CEPCIinflator*CPIinflator","v":1.294914314408345},{"$f":"C118*D118","v":0}]
["tax_ins_rate","Property tax and insurance rate (% of total capital investment per year)",0.02]
["Stax_insurance","Property taxes and insurance ($/year)",null,null,{"$f":"tax_ins_rate*total_cap","v":3915746.2162374849}]
["rent","Rent ($/year)",0,{"$f":"Scale_Factor *CPIinflator","v":1.100724186648488},{"$f":"C121*D121","v":0}]
["material","Material costs for maintenance and repairs ($/year)",{"$f":"0.005*direct_cap/(CEPCIinflator*CPIinflator)","v":524901.50000000012},{"$f":"Scale_Factor *CEPCIinflator*CPIinflator","v":1.294914314408345},{"$f":"C122*D122","v":679702.46600441204}]
["prod_maint","Production Maintenance and Repairs ($/year)",0,{"$f":"Scale_Factor *CEPCIinflator*CPIinflator","v":1.294914314408345},{"$f":"C123*D123","v":0}]
["other_fees","Other Fees ($/year)",0,{"$f":"Scale_Ratio * CEPCIinflator*CPIinflator","v":1.294914314408345},{"$f":"C124*D124","v":0}]
["other_fixed","Other Fixed O&M Costs ($/year)",0,{"$f":"Scale_Factor *CEPCIinflator*CPIinflator","v":1.294914314408345},{"$f":"C125*D125","v":0}]
["Sfixed","Total Fixed Operating Costs",null,null,{"$f":"(labor_cost+overhead_GA+tax_insurance+licensing+SUM(E121:E125))*sensitivity_07","v":11801427.329928726}]
[]
[null,"Variable Operating Costs"]
[null,"Other Materials and Byproducts"]
[]
[null,"Select the Material"]
[null,"Cooling Water"]
[null,"Feed or utility",{"$f":"B132","v":"Cooling Water"}]
[null,{"$f":"\"$(\" & ref_year & \")/ \" & VLOOKUP(TMP_NonE_Feed,Tbl_Other_Inputs_and_Byproducts,2,FALSE)","v":"$(2016)/ gal"},{"$f":"HLOOKUP(startup_year,Tbl_Other_Inputs_and_Byproducts,MATCH(TMP_NonE_Feed,Other_Inputs_List,0),FALSE)","v":1.1334993860117458E-4}]
[null,{"$f":"IF(TMP_NonE_Type=\"Feed or utility\",\"Usage per kg H2\",\"Production per kg H2\")","v":"Usage per kg H2"}]
[null,{"$f":"IF(TMP_NonE_Type = \"Feed or utility\", \"Cost in Startup Year\",\"Income in Startup Year\")","v":"Cost in Startup Year"},{"$f":"design_cap*365*cap_factor*TMP_NonE_Usage*TMP_NonE_StartPrice","v":0}]
[null,"Lookup Prices","Yes"]
["START_NONE_TOP"]
[null,"Feed or utility","$(2016)/ gal","Usage per kg H2","Cost in Startup Year","Lookup Prices"]
[null,"Process Water",2.374951094500801E-3,1.321,{"$f":"C140*D140*output_kgyear*IF(start_time,percnt_var,1)*'Cash Flow Analysis'!$E$68/'Cash Flow Analysis'!$E$69","v":117390.57542160864},"Yes"]
[null,"Feed or utility","$(2016)/ gal","Usage per kg H2","Cost in Startup Year","Lookup Prices"]
[null,"Cooling Water",1.1334993860117458E-4,79.260000000000005,{"$f":"C142*D142*output_kgyear*IF(start_time,percnt_var,1)*'Cash Flow Analysis'!$E$68/'Cash Flow Analysis'!$E$69","v":336163.92052551563},"Yes"]
["START_NONE_FEED"]
["START_NONE_BYPROD"]
[null,"Total Non Energy Utility and Material Costs ($/year)",{"$f":"SUM(Dynamic_NonE_Feed_Total)","v":453554.49594712426}]
["total_non_energy_byproduct_credit","Total Non Energy Byproduct Credits ($/year)",{"$f":"SUM(Dynamic_NonE_Byprod_Total)","v":0}]
[]
["Stotal_feedstock","Total Feedstock Costs ($/year)",{"$f":"Total_Energy_Feed_Cost","v":48578374.71424672}]
["Stotal_utilities","Total Utility Costs ($/year)",{"$f":"Total_Energy_Utilities_Cost+Total_Non_Energy_Feed_Cost","v":4459990.3744908329}]
["Stotal_byproducts","Total Byproduct Credits ($/year)",{"$f":"Total_Energy_Byproduct_Credit+total_non_energy_byproduct_credit","v":0}]
[null,"Other Variable operating costs (for the first year)",{"$f":"\"Enter values in basis year (\" & BasisYear & \") dollars\"","v":"Enter values in basis year (2005) dollars"},"Combined Plant Scaling and Escalation Factor",{"$f":" \"Reference Year (\"& ref_year & \") Dollars\"","v":"Reference Year (2016) Dollars"}]
["var_misc","Other variable operating costs (e.g. environmental surcharges) ($/year)",130000,{"$f":"Scale_Ratio * VLOOKUP(ref_year,Chemical_price_indexes,2,FALSE)/VLOOKUP(BasisYear,Chemical_price_indexes,2,FALSE)","v":1.4260544580886279},{"$f":"C152*D152","v":185387.07955152163}]
["total_other_raw","Other Material Costs ($/year)",4989000,{"$f":"Scale_Ratio * VLOOKUP(ref_year,Chemical_price_indexes,2,FALSE)/VLOOKUP(BasisYear,Chemical_price_indexes,2,FALSE)","v":1.4260544580886279},{"$f":"C153*D153","v":7114585.6914041648}]
["waste_treat","Waste treatment costs ($/year)",1200000,{"$f":"Scale_Ratio * VLOOKUP(ref_year,Chemical_price_indexes,2,FALSE)/VLOOKUP(BasisYear,Chemical_price_indexes,2,FALSE)","v":1.4260544580886279},{"$f":"C154*D154","v":1711265.3497063534}]
["solidwaste_treat","Solid waste disposal costs ($/year)",743000,{"$f":"Scale_Ratio * VLOOKUP(ref_year,Chemical_price_indexes,2,FALSE)/VLOOKUP(BasisYear,Chemical_price_indexes,2,FALSE)","v":1.4260544580886279},{"$f":"C155*D155","v":1059558.4623598505}]
["replace_factor","Total Unplanned Replacement Capital Cost Factor (% of total direct depreciable costs/year)",5.0000000000000001E-3,null,"Value added to match other central cases.\nUse this value for all central cases"]
["royalties","Royalties ($/year)",0,{"$f":"Scale_Ratio * CPIinflator","v":1.100724186648488},0]
["operator_profit","Operator Profit ($/year) ",0,{"$f":"Scale_Ratio * CPIinflator","v":1.100724186648488},0]
["tax_credit","Subsidies, Tax Incentives ($/year)",0,{"$f":"Scale_Ratio * CPIinflator","v":1.100724186648488},0]
["CO2_seq","CO2 sequestration O&M costs and credits ($/year)",null,null,{"$f":"Det_CO2_OandMcost","v":0}]
[null,"Process Carbon Tax ($/metric ton carbon produced as CO2)",0,{"$f":"CPIinflator","v":1.100724186648488},0]
[null,"Process Carbon Tax ($/year)",null,null,{"$f":"ROUND(Proc_CO2_tax*12/44*Proc_CO2_MTpY,-2)","v":0}]
[null,"Upstream Carbon Tax ($/metric ton upstream GHG CO2 eq)",0,{"$f":"CPIinflator","v":1.100724186648488},0]
[null,"Upstream Carbon Tax ($/year)",null,null,{"$f":"ROUND(Upstream_CO2_tax/1000*Upstream_GHG_total*output_kgyear,2)","v":0}]
["Stotal_var","Total Variable Operating Costs ($/year)",null,null,{"$f":"ROUND(total_feedstock+total_utilities+total_other_raw-total_byproducts+var_misc+waste_treat+solidwaste_treat+royalties+operator_profit-tax_credit+CO2_OandMcost+Proc_CO2_taxpYear + Upstream_CO2_taxpYear,-2)","v":63109200}]

{"sheet":"Replacement Costs","index":4,"n_rows":57,"n_cols":12,"rows_kept":57,"cut":false,"hidden":false,"merged":[]}
[]
["Replacement Costs"]
[]
[]
[null,null,"Color Key"]
[]
[]
[]
[{"$f":"\"NOTE: Enter costs in year \"&TEXT(BasisYear,\"0\")&\" $ - Do not inflate\"","v":"NOTE: Enter costs in year 2005 $ - Do not inflate"}]
["NOTE: All replacement costs are assumed to be equity financed."]
[]
[]
["Unplanned Yearly Replacement Capital (Depreciable)"]
[null,null,"Comments",null,null,"Source","Information"]
["Total Unplanned Replacement Capital Cost Factor (% of total depreciable capital costs/year)",{"$f":"replace_factor","v":5.0000000000000001E-3},null,null,null,null,"Enter a fixed percentage.  This input is meant to include, in the Cash Flow Analysis, a factor for unplanned capital expenditures.  "]
["Actual Year","Analysis Year","Operations Year","Specified Yearly Replacement Costs","Carbon Sequestration Related Replacement Costs","Specified Yearly Replacement Costs","Unplanned Replacement Costs","Total Yearly Replacement Costs","Uninstalled costs","Installation factor","Comments:","Data source:"]
[null,null,null,{"$f":"\"Year \"&TEXT(BasisYear,\"0\")&\" $\"","v":"Year 2005 $"},{"$f":"\"Year \"&TEXT(ref_year,\"0\")&\" $\"","v":"Year 2016 $"},{"$f":"\"Year \"&TEXT(ref_year,\"0\")&\" $\"","v":"Year 2016 $"},{"$f":"\"Year \"&TEXT(ref_year,\"0\")&\" $\"","v":"Year 2016 $"},"Inflated to Start-up Year"]
[{"$f":"IF(C18<>\"\",'Cash Flow Analysis'!A65,\"\")","v":2037},{"$f":"construct+1","v":4},1,null,{"$f":"+'Carbon Sequestration'!$C$100*(C18<=anal_period)","v":0},{"$f":"(D18)*CPIinflator*CEPCIinflator+E18","v":0},{"$f":"IF(C18>anal_period,0,IF(replace_factor<>\"\",replace_factor*depr_cap,0))","v":965177.50172626507},{"$f":"(F18+G18)*((1+inflation_rate)^(startup_year-ref_year))","v":1516308.6277777494}]
[{"$f":"IF(C19<>\"\",'Cash Flow Analysis'!A66,\"\")","v":2038},{"$f":"IF(B18<anal_period+construct,B18+1,\"\")","v":5},{"$f":"IF(B19=\"\",\"\",C18+1)","v":2},null,{"$f":"+'Carbon Sequestration'!$C$100*(C19<=anal_period)","v":0},0,{"$f":"IF(C19>anal_period,0,IF(replace_factor<>\"\",replace_factor*depr_cap,0))","v":965177.50172626507},{"$f":"(F19+G19)*((1+inflation_rate)^(startup_year-ref_year))","v":1516308.6277777494}]
[{"$f":"IF(C20<>\"\",'Cash Flow Analysis'!A67,\"\")","v":2039},6,3,null,{"$f":"+'Carbon Sequestration'!$C$100*(C20<=anal_period)","v":0},0,965177.50172626507,1516308.6277777494]
[{"$f":"IF(C21<>\"\",'Cash Flow Analysis'!A68,\"\")","v":2040},7,4,null,{"$f":"+'Carbon Sequestration'!$C$100*(C21<=anal_period)","v":0},0,965177.50172626507,1516308.6277777494]
[{"$f":"IF(C22<>\"\",'Cash Flow Analysis'!A69,\"\")","v":2041},8,5,null,{"$f":"+'Carbon Sequestration'!$C$100*(C22<=anal_period)","v":0},0,965177.50172626507,1516308.6277777494]
[{"$f":"IF(C23<>\"\",'Cash Flow Analysis'!A70,\"\")","v":2042},9,6,null,{"$f":"+'Carbon Sequestration'!$C$100*(C23<=anal_period)","v":0},0,965177.50172626507,1516308.6277777494]
[{"$f":"IF(C24<>\"\",'Cash Flow Analysis'!A71,\"\")","v":2043},10,7,null,{"$f":"+'Carbon Sequestration'!$C$100*(C24<=anal_period)","v":0},0,965177.50172626507,1516308.6277777494]
[{"$f":"IF(C25<>\"\",'Cash Flow Analysis'!A72,\"\")","v":2044},11,8,null,{"$f":"+'Carbon Sequestration'!$C$100*(C25<=anal_period)","v":0},0,965177.50172626507,1516308.6277777494]
[{"$f":"IF(C26<>\"\",'Cash Flow Analysis'!A73,\"\")","v":2045},12,9,null,{"$f":"+'Carbon Sequestration'!$C$100*(C26<=anal_period)","v":0},0,965177.50172626507,1516308.6277777494]
[{"$f":"IF(C27<>\"\",'Cash Flow Analysis'!A74,\"\")","v":2046},13,10,null,{"$f":"+'Carbon Sequestration'!$C$100*(C27<=anal_period)","v":0},0,965177.50172626507,1516308.6277777494]
[{"$f":"IF(C28<>\"\",'Cash Flow Analysis'!A75,\"\")","v":2047},14,11,null,{"$f":"+'Carbon Sequestration'!$C$100*(C28<=anal_period)","v":0},0,965177.50172626507,1516308.6277777494]
[{"$f":"IF(C29<>\"\",'Cash Flow Analysis'!A76,\"\")","v":2048},15,12,null,{"$f":"+'Carbon Sequestration'!$C$100*(C29<=anal_period)","v":0},0,965177.50172626507,1516308.6277777494]
[{"$f":"IF(C30<>\"\",'Cash Flow Analysis'!A77,\"\")","v":2049},16,13,null,{"$f":"+'Carbon Sequestration'!$C$100*(C30<=anal_period)","v":0},0,965177.50172626507,1516308.6277777494]
[{"$f":"IF(C31<>\"\",'Cash Flow Analysis'!A78,\"\")","v":2050},17,14,null,{"$f":"+'Carbon Sequestration'!$C$100*(C31<=anal_period)","v":0},0,965177.50172626507,1516308.6277777494]
[{"$f":"IF(C32<>\"\",'Cash Flow Analysis'!A79,\"\")","v":2051},18,15,null,{"$f":"+'Carbon Sequestration'!$C$100*(C32<=anal_period)","v":0},0,965177.50172626507,1516308.6277777494]
[{"$f":"IF(C33<>\"\",'Cash Flow Analysis'!A80,\"\")","v":2052},19,16,null,{"$f":"+'Carbon Sequestration'!$C$100*(C33<=anal_period)","v":0},0,965177.50172626507,1516308.6277777494]
[{"$f":"IF(C34<>\"\",'Cash Flow Analysis'!A81,\"\")","v":2053},20,17,null,{"$f":"+'Carbon Sequestration'!$C$100*(C34<=anal_period)","v":0},0,965177.50172626507,1516308.6277777494]
[{"$f":"IF(C35<>\"\",'Cash Flow Analysis'!A82,\"\")","v":2054},21,18,null,{"$f":"+'Carbon Sequestration'!$C$100*(C35<=anal_period)","v":0},0,965177.50172626507,1516308.6277777494]
[{"$f":"IF(C36<>\"\",'Cash Flow Analysis'!A83,\"\")","v":2055},22,19,null,{"$f":"+'Carbon Sequestration'!$C$100*(C36<=anal_period)","v":0},0,965177.50172626507,1516308.6277777494]
[{"$f":"IF(C37<>\"\",'Cash Flow Analysis'!A84,\"\")","v":2056},23,20,null,{"$f":"+'Carbon Sequestration'!$C$100*(C37<=anal_period)","v":0},0,965177.50172626507,1516308.6277777494]
[{"$f":"IF(C38<>\"\",'Cash Flow Analysis'!A85,\"\")","v":2057},24,21,null,{"$f":"+'Carbon Sequestration'!$C$100*(C38<=anal_period)","v":0},0,965177.50172626507,1516308.6277777494]
[{"$f":"IF(C39<>\"\",'Cash Flow Analysis'!A86,\"\")","v":2058},25,22,null,{"$f":"+'Carbon Sequestration'!$C$100*(C39<=anal_period)","v":0},0,965177.50172626507,1516308.6277777494]
[{"$f":"IF(C40<>\"\",'Cash Flow Analysis'!A87,\"\")","v":2059},26,23,null,{"$f":"+'Carbon Sequestration'!$C$100*(C40<=anal_period)","v":0},0,965177.50172626507,1516308.6277777494]
[{"$f":"IF(C41<>\"\",'Cash Flow Analysis'!A88,\"\")","v":2060},27,24,null,{"$f":"+'Carbon Sequestration'!$C$100*(C41<=anal_period)","v":0},0,965177.50172626507,1516308.6277777494]
[{"$f":"IF(C42<>\"\",'Cash Flow Analysis'!A89,\"\")","v":2061},28,25,null,{"$f":"+'Carbon Sequestration'!$C$100*(C42<=anal_period)","v":0},0,965177.50172626507,1516308.6277777494]
[{"$f":"IF(C43<>\"\",'Cash Flow Analysis'!A90,\"\")","v":2062},29,26,null,{"$f":"+'Carbon Sequestration'!$C$100*(C43<=anal_period)","v":0},0,965177.50172626507,1516308.6277777494]
[{"$f":"IF(C44<>\"\",'Cash Flow Analysis'!A91,\"\")","v":2063},30,27,null,{"$f":"+'Carbon Sequestration'!$C$100*(C44<=anal_period)","v":0},0,965177.50172626507,1516308.6277777494]
[{"$f":"IF(C45<>\"\",'Cash Flow Analysis'!A92,\"\")","v":2064},31,28,null,{"$f":"+'Carbon Sequestration'!$C$100*(C45<=anal_period)","v":0},0,965177.50172626507,1516308.6277777494]
[{"$f":"IF(C46<>\"\",'Cash Flow Analysis'!A93,\"\")","v":2065},32,29,null,{"$f":"+'Carbon Sequestration'!$C$100*(C46<=anal_period)","v":0},0,965177.50172626507,1516308.6277777494]
[{"$f":"IF(C47<>\"\",'Cash Flow Analysis'!A94,\"\")","v":2066},33,30,null,{"$f":"+'Carbon Sequestration'!$C$100*(C47<=anal_period)","v":0},0,965177.50172626507,1516308.6277777494]
[{"$f":"IF(C48<>\"\",'Cash Flow Analysis'!A95,\"\")","v":2067},34,31,null,{"$f":"+'Carbon Sequestration'!$C$100*(C48<=anal_period)","v":0},0,965177.50172626507,1516308.6277777494]
[{"$f":"IF(C49<>\"\",'Cash Flow Analysis'!A96,\"\")","v":2068},35,32,null,{"$f":"+'Carbon Sequestration'!$C$100*(C49<=anal_period)","v":0},0,965177.50172626507,1516308.6277777494]
[{"$f":"IF(C50<>\"\",'Cash Flow Analysis'!A97,\"\")","v":2069},36,33,null,{"$f":"+'Carbon Sequestration'!$C$100*(C50<=anal_period)","v":0},0,965177.50172626507,1516308.6277777494]
[{"$f":"IF(C51<>\"\",'Cash Flow Analysis'!A98,\"\")","v":2070},37,34,null,{"$f":"+'Carbon Sequestration'!$C$100*(C51<=anal_period)","v":0},0,965177.50172626507,1516308.6277777494]
[{"$f":"IF(C52<>\"\",'Cash Flow Analysis'!A99,\"\")","v":2071},38,35,null,{"$f":"+'Carbon Sequestration'!$C$100*(C52<=anal_period)","v":0},0,965177.50172626507,1516308.6277777494]
[{"$f":"IF(C53<>\"\",'Cash Flow Analysis'!A100,\"\")","v":2072},39,36,null,{"$f":"+'Carbon Sequestration'!$C$100*(C53<=anal_period)","v":0},0,965177.50172626507,1516308.6277777494]
[{"$f":"IF(C54<>\"\",'Cash Flow Analysis'!A101,\"\")","v":2073},40,37,null,{"$f":"+'Carbon Sequestration'!$C$100*(C54<=anal_period)","v":0},0,965177.50172626507,1516308.6277777494]
[{"$f":"IF(C55<>\"\",'Cash Flow Analysis'!A102,\"\")","v":2074},41,38,null,{"$f":"+'Carbon Sequestration'!$C$100*(C55<=anal_period)","v":0},0,965177.50172626507,1516308.6277777494]
[{"$f":"IF(C56<>\"\",'Cash Flow Analysis'!A103,\"\")","v":2075},42,39,null,{"$f":"+'Carbon Sequestration'!$C$100*(C56<=anal_period)","v":0},0,965177.50172626507,1516308.6277777494]
[{"$f":"IF(C57<>\"\",'Cash Flow Analysis'!A104,\"\")","v":2076},43,40,null,{"$f":"+'Carbon Sequestration'!$C$100*(C57<=anal_period)","v":0},0,965177.50172626507,1516308.6277777494]

{"sheet":"Capital Costs","index":5,"n_rows":36,"n_cols":8,"rows_kept":36,"cut":false,"hidden":false,"merged":[[10,3,10,7],[11,3,11,7],[7,3,7,7],[1,5,3,7],[6,3,6,7],[8,3,8,7],[9,3,9,7]]}
[]
[null,"Capital Costs"]
[]
[null,null,"Color Key"]
[]
[]
[null,"Design Plant Hydrogen Production (kg/day)",154758.064516129,"Capital costs for the design plant (baseline) are entered on this sheet. Use the Plant Scaling sheet to set scaling parameters for scaling up or down in size from the baseline plant. Enter the output kg/day for the plant you wish to analyze on the Input Sheet"]
[null,null,null,"Comments"]
[null,"Basis year for capital costs",{"$f":"BasisYear","v":2005}]
[null,"Enter current year for capital costs",2010]
[null,{"$f":"\"CEPCI Inflator (\"&BasisYear&\" to \"&CurrentYear&\")\"","v":"CEPCI Inflator (2005 to 2010)"},{"$f":"VLOOKUP(CurrentYear,Tbl_PlantCostIndexes,2,FALSE)/VLOOKUP(BasisYear,Tbl_PlantCostIndexes,2,FALSE)","v":1.176420333190944},"The Chemical Engineering Plant Cost Index (CEPCI) is used to adjust the capital cost of the H2 Production facility from the basis year to the current year."]
[null,{"$f":"\"Consumer Price Inflator (\"&CurrentYear&\" to \"&ref_year&\")\"","v":"Consumer Price Inflator (2010 to 2016)"},{"$f":"VLOOKUP(ref_year,DeflatorTable,2,FALSE)/VLOOKUP(CurrentYear,DeflatorTable,2,FALSE)","v":1.100724186648488},"The Consumer Price Inflator (CPI) is used to deflate all dollars from the current year to the Reference Year."]
[]
[null,{"$f":" \"CAPITAL INVESTMENT (Inputs REQUIRED in Basis Year, (\" & BasisYear & \") $)\"","v":"CAPITAL INVESTMENT (Inputs REQUIRED in Basis Year, (2005) $)"}]
[null,"Major pieces/systems of equipment",{"$f":"\"Baseline Uninstalled Costs $\"&BasisYear&\" Dollars\"","v":"Baseline Uninstalled Costs $2005 Dollars"},{"$f":"\"Baseline Uninstalled Costs $\"&ref_year&\" Dollars\"","v":"Baseline Uninstalled Costs $2016 Dollars"},"Installation Cost Factor","Baseline Installed Costs","Comments","Data Source"]
[null,"      Feed Handling & Drying",20062000,{"$f":"C16*CEPCIinflator*CPIinflator","v":25978570.97566022},1,{"$f":"D16*E16","v":25978570.97566022}]
[null,"      Gasification, Tar Reforming, & Quench",25263200,{"$f":"C17*CEPCIinflator*CPIinflator","v":32713679.307760905},1,{"$f":"D17*E17","v":32713679.307760905}]
[null,"      Compression & Sulfur Removal",17089800,22129826.650375739,1,22129826.650375739]
[null,"      Shift and PSA",17514400,22679647.268273517,1,22679647.268273517]
[null,"      Hydrogen Compression",0,0,0,0]
[null,"      Steam System and Power Generation",15073000,19518243.461076986,1,19518243.461076986]
[null,"      Cooling Water and Other Utilities",3609000,4673345.7606997173,1,4673345.7606997173]
[null,"      Buildings & Structures",6368900,8247179.777035309,1,8247179.777035309]
[null,null,null,0,null,0]
[null,null,null,0,null,0]
[null,null,null,0,null,0]
[null,null,null,0,null,0]
[null,null,null,0,null,0]
[null,null,null,0,null,0]
[null,null,null,0,null,0]
[null,null,null,0,null,0]
[null,null,null,0,null,0]
[null,null,null,0,null,0]
[null,null,null,0,null,0]
[null,null,null,0,null,0]
[null,null,{"$f":"SUM(C16:C35)","v":104980300},{"$f":"SUM(D16:D35)","v":135940493.20088241},null,{"$f":"SUM(F16:F35)","v":135940493.20088241}]

{"sheet":"Plant Scaling","index":6,"n_rows":27,"n_cols":10,"rows_kept":27,"cut":false,"hidden":false,"merged":[[7,3,7,5],[2,3,2,5],[4,3,4,5],[3,3,3,5],[6,3,6,5],[5,3,5,5]]}
[null,"leave this sheet as is for scaled costs"]
[null,"Plant Scaling Factors"]
[null,"Baseline Design Capacity (kg H2/day)",{"$f":"Baseline_Design_Capacity","v":154758.064516129},"Design capacity for original H2A case.  Imported from capital cost sheet"]
[null,"Scale Ratio",{"$f":"design_cap/Baseline_Design_Capacity","v":1},"Ratio of new design capacity (enter on Input Sheet) to the Baseline Design Capacity.  Used for linear scaling"]
[null,"Scale Factor",{"$f":"$G$27/Det_direct_cap","v":1},"Ratio of total scaled installed capital capital cost to total baseline installed capital costs.  Used for exponential scaling."]
[null,"Default Scaling Factor Exponent",0.78,"Scaling factor exponent used for scaling all capital equipment where an individual factor has not been entered below."]
[null,"Lower Limit for Scaling Capacity (kg H2/day)",20000,"http://www.chemicals-technology.com/projects/air-products-plant/\n\n"]
[null,"Upper Limit for Scaling Capacity (kg H2/day)",200000,"http://hydrogen.pnl.gov/filedownloads/hydrogen/datasheets/hydrogen_production_capacity_by_state.xls\n"]
[]
[]
[null,{"$f":" \"CAPITAL INVESTMENT (Inputs REQUIRED in Reference Year, (\" & ref_year & \") $)\"","v":"CAPITAL INVESTMENT (Inputs REQUIRED in Reference Year, (2016) $)"}]
[null,"Major pieces/systems of equipment","Baseline Uninstalled Costs","Scaling Factor Exponent","Scaled Uninstalled Costs","Installation Cost Factor","Installed Cost (scaled)","Installed Cost (baseline)","Comments","Data Source"]
[null,{"$f":"'Capital Costs'!B16","v":"      Feed Handling & Drying"},{"$f":"'Capital Costs'!D16","v":25978570.97566022},null,{"$f":"IF($D13=\"\",$C13*Scale_Ratio^Scaling_Factor_Exponent,$C13*Scale_Ratio^$D13)","v":25978570.97566022},{"$f":"'Capital Costs'!E16","v":1},{"$f":"$E13*$F13","v":25978570.97566022},{"$f":"C13*F13","v":25978570.97566022}]
[null,{"$f":"'Capital Costs'!B17","v":"      Gasification, Tar Reforming, & Quench"},{"$f":"'Capital Costs'!D17","v":32713679.307760905},null,{"$f":"IF($D14=\"\",$C14*Scale_Ratio^Scaling_Factor_Exponent,$C14*Scale_Ratio^$D14)","v":32713679.307760905},{"$f":"'Capital Costs'!E17","v":1},{"$f":"$E14*$F14","v":32713679.307760905},{"$f":"C14*F14","v":32713679.307760905}]
[null,{"$f":"'Capital Costs'!B18","v":"      Compression & Sulfur Removal"},{"$f":"'Capital Costs'!D18","v":22129826.650375739},null,22129826.650375739,{"$f":"'Capital Costs'!E18","v":1},22129826.650375739,22129826.650375739]
[null,{"$f":"'Capital Costs'!B19","v":"      Shift and PSA"},{"$f":"'Capital Costs'!D19","v":22679647.268273517},null,22679647.268273517,{"$f":"'Capital Costs'!E19","v":1},22679647.268273517,22679647.268273517]
[null,{"$f":"'Capital Costs'!B20","v":"      Hydrogen Compression"},{"$f":"'Capital Costs'!D20","v":0},null,0,{"$f":"'Capital Costs'!E20","v":0},0,0]
[null,{"$f":"'Capital Costs'!B21","v":"      Steam System and Power Generation"},{"$f":"'Capital Costs'!D21","v":19518243.461076986},null,19518243.461076986,{"$f":"'Capital Costs'!E21","v":1},19518243.461076986,19518243.461076986]
[null,{"$f":"'Capital Costs'!B22","v":"      Cooling Water and Other Utilities"},{"$f":"'Capital Costs'!D22","v":4673345.7606997173},null,4673345.7606997173,{"$f":"'Capital Costs'!E22","v":1},4673345.7606997173,4673345.7606997173]
[null,{"$f":"'Capital Costs'!B23","v":"      Buildings & Structures"},{"$f":"'Capital Costs'!D23","v":8247179.777035309},null,8247179.777035309,{"$f":"'Capital Costs'!E23","v":1},8247179.777035309,8247179.777035309]
[null,{"$f":"'Capital Costs'!B24","v":0},{"$f":"'Capital Costs'!D24","v":0},null,0,{"$f":"'Capital Costs'!E24","v":0},0,0]
[null,{"$f":"'Capital Costs'!B25","v":0},{"$f":"'Capital Costs'!D25","v":0},null,0,{"$f":"'Capital Costs'!E25","v":0},0,0]
[null,{"$f":"'Capital Costs'!B26","v":0},{"$f":"'Capital Costs'!D26","v":0},null,0,{"$f":"'Capital Costs'!E26","v":0},0,0]
[null,{"$f":"'Capital Costs'!B27","v":0},{"$f":"'Capital Costs'!D27","v":0},null,0,{"$f":"'Capital Costs'!E27","v":0},0,0]
[null,{"$f":"'Capital Costs'!B28","v":0},{"$f":"'Capital Costs'!D28","v":0},null,0,{"$f":"'Capital Costs'!E28","v":0},0,0]
[null,{"$f":"'Capital Costs'!B29","v":0},{"$f":"'Capital Costs'!D29","v":0},null,0,{"$f":"'Capital Costs'!E29","v":0},0,0]
[null,"TOTALS (including scaling)",{"$f":"SUM(C13:C26)","v":135940493.20088241},null,{"$f":"SUM(E13:E26)","v":135940493.20088241},null,{"$f":"SUM(G13:G26)","v":135940493.20088241},{"$f":"SUM(H13:H26)","v":135940493.20088241}]

{"sheet":"Carbon Sequestration","index":7,"n_rows":107,"n_cols":11,"rows_kept":107,"cut":false,"hidden":false,"merged":[[30,7,30,8],[36,7,36,8],[29,4,29,5],[33,4,33,5],[44,1,44,5],[41,1,41,5],[38,1,38,5],[31,4,31,5],[39,4,39,5],[37,4,37,5],[36,4,36,5],[35,4,35,5],[34,4,34,5],[30,4,30,5],[35,7,35,8],[32,7,32,8],[32,4,32,5],[45,7,45,9],[37,7,37,8],[39,7,39,8],[34,7,34,8],[38,7,38,8],[33,7,33,8],[3,1,3,9],[4,1,4,9],[29,7,29,8],[20,7,20,8],[21,7,21,8],[25,3,25,5],[27,7,27,8],[19,7,19,10],[22,7,22,8],[20,3,20,5],[24,3,24,5],[23,7,23,8],[25,7,25,8],[24,7,24,8],[26,7,26,8],[46,4,46,5],[47,7,47,9],[44,7,44,9],[47,4,47,5],[40,7,40,8],[42,7,42,8],[46,7,46,9],[40,4,40,5],[45,4,45,5],[43,4,43,5]]}
[]
[null,"Carbon Sequestration"]
[]
[null,"Carbon Sequestration Calculation Information"]
[null,"Costs for carbon (CO2) compression, transport to the sequestration site and injection are calculated in this section.  Capital and operating costs for carbon capture are assumed to be included in the capital and operating costs for the production facility and are not included here.  For H2A analysis of hydrogen production processes, it is assumed that only carbon contained in the process feedstock can be captured.  Carbon contained in fuels such as natural gas used for steam generation (i.e., as a utility) cannot be captured.  Therefore, only CO2 emissions from feedstocks are shown below.  CO2 emissions from fuels used as utilities are included in the total emissions from the process shown on the Results sheet.  All feedstocks and utilities should be specified before completing this section.  See the QuickStart Guide for information on the derivation of the equations used in this section."]
[]
[null,"Table of Contents"]
[null,"Color Key"]
[]
[]
[null,"Use default values (checkboxes)"]
[]
[]
[]
[null,"Carbon Sequestration Input Values"]
[null,"Summary of Output Values"]
[null,"Carbon Sequestration Calculations"]
[]
[]
[null,"Carbon Sequestration Information",null,null,null,null,null,"Summary of Output Values \n(CO2 Seq. costs are reported on Results Tab as part of total H2 Production cost)"]
[null,"CO2 Produced from Feedstock (metric tons CO2/year)",{"$f":"Feed_CO2_MTpY","v":1267500},"CO2 emissions are based on the carbon content of the feed.  See the Physical Properties Table for specific values",null,null,null,"Capital Costs"]
[null,"CO2 Produced from Feedstock (kg CO2/kg H2)",{"$f":"Feed_CO2_kgpkgH2","v":24.93157945624549},null,null,null,null,"CO2 Pipeline",null,{"$f":"SUM(C54:C57)","v":{"$error":"#VALUE!"}}]
[null,"CO2 Mass Flowrate (metric tons/day)",{"$f":"Feed_CO2_MTpY/365*CO2_Capture_Efficiency","v":0},null,null,null,null,"CO2 Pumps",null,{"$f":"C71","v":80988.893635198634}]
[null,"CO2 Mass Flowrate (G metric tons/year)",{"$f":"CO2_flowrate*365/1000000","v":0},null,null,null,null,"CO2 Other Equipment",null,{"$f":"SUM(C82:C83)","v":0}]
[null,"Electricity Cost ($/kWh)",{"$f":"HLOOKUP(startup_year,INDIRECT(TMP_PriceTable),MATCH(\"Industrial Electricity\",INDIRECT(Energy_Feed_List),0),FALSE)*VLOOKUP(\"kWh\",CC_feedconversion,2,FALSE)","v":7.7596976084681746E-2},"Price for industrial electricity in the startup year",null,null,null,"CO2 Storage (annualized)",null,{"$f":"SUM(C93:C95)","v":39831626.153846137}]
[null,"Carbon Sequestration Electricity Usage (kWh/kg H2)",{"$f":"IF(C21=0,0,(pump_power)*cap_factor*24*365/output_kgyear)","v":0},null,null,null,null,null,null,{"$f":"IF(CO2_Capture_Efficiency,SUM(J22:J25),0)","v":0},{"$f":"\"Total (\"&ref_year&\"$)\"","v":"Total (2016$)"}]
[null,null,null,null,null,null,null,"Approx. Uninstalled Equipment Cost",null,{"$f":"IF(CO2_inUse = \"To Use Carbon Sequestration Click 'Link to Detail Sheet' in the Input Sheet Capital Cost Section\",0,(J23+J24)/1.2+J25/1.5+J22)","v":{"$error":"#VALUE!"}}]
[null,"Carbon Sequestration Input Values"]
[null,"Process Design Parameters"]
[null,"Carbon Capture Efficiency (%)",0,null,"Set to 0 to turn off CCS",null,null,"Electrical Costs (annual cost)"]
[null,"CO2 capture process outlet pressure (psia)",14.7,null,"Inlet pressure for CO2 transport (pump suction pressure)",null,null,"CO2 Compressor",null,{"$f":"C74","v":0}]
[null,"Number of Pumps (H2 Production Site + Booster Pumps)",1,null,null,null,null,"CO2 Injection (Site and wells)",null,0]
[null,"Pump Efficiency",0.75,null,null,null,null,"CO2 Pipeline",null,0]
[null,"Pipeline Control System","Yes",null,null,null,null,null,null,{"$f":"SUM(J31:J33)","v":0},{"$f":"\"Total (\"&ref_year&\"$)\"","v":"Total (2016$)"}]
[null,"CO2 Surge Tank","Yes",null,null,null,null,"O&M (annual cost)"]
[null,"Pipeline length (miles)",100,null,null,null,null,"CO2 Capture Credit",null,{"$f":"-Feed_CO2_MTpY*CO2_Capture_Efficiency*CO2_credit","v":0}]
[null,"Pipeline Elevation Change (ft)",0,null,null,null,null,"CO2 Pipeline",null,{"$f":"+C61","v":693420.37890424987}]
[null,"Pipeline Nominal Diameter (in)",{"$f":"Pipe_Diameter(CO2_PipeLength,\n        C67, C66,\n        C37,\n        0.5,\n        CO2_flowrate,\n        CO2_Pipeline_Temp,\n        n_CO2_pumps)","v":{"$error":"#VALUE!"}},null,null,null,null,"CO2 Pumps",null,{"$f":"C78","v":3239.5557454079453}]
[null,"Process Conditions",null,null,null,null,null,"CO2 Other Equipment",null,{"$f":"C86","v":0}]
[null,"Pipeline Temperature (°F)",53,null,"Ground temperature",null,null,"CO2 Storage",null,{"$f":"SUM(C103:C107)","v":2016053.2255769228}]
[null,"CO2 Density (kg/m3)",{"$f":"denPRCO2(0.00005,AVERAGE(C66:C67)/MPa_to_psi,CO2_Pipeline_Temp)","v":865.79471045444359},null,"PR Equation of state:  ρCO2 = denPRCO2(vCO2-init, Pave, TPipeline)",null,null,null,null,{"$f":"IF(CO2_Capture_Efficiency>0,SUM(J36:J40),0)","v":0},{"$f":"\"Total  (\"&ref_year&\"$)\"","v":"Total  (2016$)"}]
[null,"Other Considerations"]
[null,"CO2 capture credit ($/metric ton CO2 captured)",0,null,null,null,null,"Property tax and insurance",null,{"$f":"Det_CO2_seq*tax_ins_rate","v":0},{"$f":"+K41","v":"Total  (2016$)"}]
[null,"Operation and maintenance factor for equipment (pumps, etc.)",0.04]
[null,"Finance Parameters",null,null,null,null,null,"Carbon Sequestration Energy Charge ($/tonne CO2)",null,null,{"$f":"ROUND(CO2_eCostpY/(Feed_CO2_MTpY*CO2_Capture_Efficiency),1)","v":{"$error":"#DIV/0!"}}]
[null,"After Tax Real Capital Recovery Factor",{"$f":"(real_irr*(1+real_irr)^anal_period)/(((real_irr+1)^anal_period)-1)","v":8.3860161500585326E-2},null,null,null,null,"Carbon Sequestration O&M Charge ($/tonne CO2)",null,null,{"$f":"ROUND((Det_CO2_OandMcost+ CCS_tax_insurance)/(Feed_CO2_MTpY*CO2_Capture_Efficiency),1)","v":{"$error":"#DIV/0!"}}]
[null,"Real Present Value of Depreciation",{"$f":"INDEX(MACRS_Table,MATCH(\"NPV - Real IRR\",recovery_year,0),MATCH(depr_length,recovery_period,0))*(1+real_irr)","v":0.54674112188719604},null,null,null,null,"Approx Carbon Seq. Cap. Charge ($/tonne CO2)",null,null,{"$f":"ROUND((Det_CO2_seq+(-PV(nominal_irr,plant_life,C100)*(1+nominal_irr)))*CO2_cap_charge_rate/(Feed_CO2_MTpY*CO2_Capture_Efficiency),1)","v":{"$error":"#DIV/0!"}}]
[null,"Approx Capital Charge Rate",{"$f":"(CO2_cap_rec*(1-total_tax_rate*CO2_depr_factor))/(1-total_tax_rate)","v":9.7035312812405017E-2},null,null,null,null,"Total transportation and storage cost (w/o capture)",null,null,{"$f":"SUM(K45:K47)","v":{"$error":"#DIV/0!"}}]
[]
[null,"Carbon Transport Calculations"]
[null,{"$f":"\"CO2 Pipeline Costs (\"&ref_year&\" USD)\"","v":"CO2 Pipeline Costs (2016 USD)"},null,"Units","Notes / References"]
[null,"Capital Costs "]
[null,"Adjustment factor (Natural Gas Pipeline -> CO2 Pipeline)",{"$f":"IF(CO2_PipeDia>20,1.25, IF(CO2_PipeDia>16,1.18,IF(CO2_PipeDia>12,1.12,1)))","v":{"$error":"#VALUE!"}},null,"CCost_Type = a0 + L * (a1 * D2 + a2 * D + a3) based on NETL CO2 Transport Model which uses Parker (2004) UCD-ITS-RR-04-35  basis"]
[null,"Material Capital",{"$f":"(35000+CO2_PipeLength*(330.5*CO2_PipeDia^2+687*CO2_PipeDia+26960))*NG_to_CO2Pipeline*VLOOKUP(ref_year,Tbl_PlantCostIndexes,2)/VLOOKUP(2000,Tbl_PlantCostIndexes,2)","v":{"$error":"#VALUE!"}},{"$f":"ref_year&\"$\"","v":"2016$"},"a0 = 35,000 $;   a1 = 330.5 $/mi-in2;   a2 = 687 $/mi-in;   a3 = 26,960 $/mi   (coefficient basis is 2000$)"]
[null,"Labor",{"$f":"(185000+CO2_PipeLength*(343*CO2_PipeDia^2+2074*CO2_PipeDia+170013))*NG_to_CO2Pipeline*VLOOKUP(ref_year,Tbl_labor_indexes,2)/VLOOKUP(2000,Tbl_labor_indexes,2)","v":{"$error":"#VALUE!"}},{"$f":"ref_year&\"$\"","v":"2016$"},"a0 = 185,000 $;   a1 = 343 $/mi-in2;   a2 = 2,074 $/mi-in;   a3 = 170,013 $/mi   (coefficient basis is 2000$)"]
[null,"Right of Way and Damages",{"$f":"(40000+CO2_PipeLength*(0*CO2_PipeDia^2+577*CO2_PipeDia+29788))*NG_to_CO2Pipeline*(VLOOKUP(ref_year,DeflatorTable,2)/VLOOKUP(2000,DeflatorTable,2))","v":{"$error":"#VALUE!"}},{"$f":"ref_year&\"$\"","v":"2016$"},"a0 = 40,000 $;   a1 = 0 $/mi-in2;   a2 = 577 $/mi-in;   a3 = 29,788 $/mi   (coefficient basis is 2000$)"]
[null,"Miscellaneous (Surveying, engineering, supervision, etc.)",{"$f":"(95000+CO2_PipeLength*(0*CO2_PipeDia^2+8417*CO2_PipeDia+7324))*NG_to_CO2Pipeline*VLOOKUP(ref_year,DeflatorTable,2)/VLOOKUP(2000,DeflatorTable,2)","v":{"$error":"#VALUE!"}},{"$f":"ref_year&\"$\"","v":"2016$"},"a0 = 95,000 $;   a1 = 0 $/mi-in2;   a2 = 8,417 $/mi-in;   a3 = 7,324 $/mi   (coefficient basis is 2000$)"]
[null,"Pipeline Capital Cost Per Mile",{"$f":"SUM(C54:C57)/CO2_PipeLength","v":{"$error":"#VALUE!"}},{"$f":"ref_year&\"$/mile\"","v":"2016$/mile"}]
[]
[null,"O&M Costs"]
[null,"Pipeline cost of $5000/mi-yr",{"$f":"5000*CO2_PipeLength*(VLOOKUP(ref_year,Tbl_PlantCostIndexes,2)/VLOOKUP(1999,Tbl_PlantCostIndexes,2))","v":693420.37890424987},{"$f":"ref_year&\"$/year\"","v":"2016$/year"},"Based on NETL CO2 Transport Model which uses Bock (2003) basis. $5000/mi-yr is based in 1999$"]
[]
[]
[null,"CO2 Pump Costs"]
[null,"Capital Costs"]
[null,"Inlet Pressure",{"$f":"CO2_Pin_psia","v":14.7},"psia"]
[null,"Outlet Pressure",{"$f":"15*MPa_to_psi","v":2175.5700000000002},"psia"]
[null,"Pump Power",{"$f":"(1000*1000000*0.001/ (24*3600))*(CO2_flowrate/cap_factor*(C67-C66)/MPa_to_psi)/(C41*Pump_Eff)","v":0},"kW","Wpump = ((1e3 kg/t * 1e6 Pa/MPa * 1e-3 kW/W)  / (24*3600 s/day))*qmax*dPpump/(ηpump*ρCO2)   from NETL CO2 Transport Model"]
[null,"Pump Fixed Cost ",{"$f":"70000*VLOOKUP(ref_year,Tbl_PlantCostIndexes,2)/VLOOKUP(2005,Tbl_PlantCostIndexes,2)","v":80988.893635198634},{"$f":"ref_year&\"$\"","v":"2016$"},"Fixed cost of $70,000 (2005$) from NETL CO2 Transport Model which uses McCollum & Ogden (2006) UCD-ITS-RR-06-14 basis"]
[null,"Pump Variable Cost",{"$f":"1110*C68*VLOOKUP(ref_year,Tbl_PlantCostIndexes,2)/VLOOKUP(2005,Tbl_PlantCostIndexes,2)","v":0},{"$f":"ref_year&\"$\"","v":"2016$"},"Cost of $1,110/kW (2005$) from NETL CO2 Transport Model which uses McCollum & Ogden (2006) UCD-ITS-RR-06-14 basis"]
[null,"Pump Capital Cost",{"$f":"SUM(C69:C70)","v":80988.893635198634},{"$f":"ref_year&\"$\"","v":"2016$"},"Cpump = (Cpump_fix + Cpump_var * Wpump)"]
[]
[null,"Electricity Costs"]
[null,"Ecomp = elec cost*Wcomp*(capacity factor*24*365)*n_pumps",{"$f":"CO2_eCost*pump_power*cap_factor*24*365*n_CO2_pumps","v":0},{"$f":"startup_year&\"$/year\"","v":"2040$/year"},"$/yr (start-up year electricity cost)"]
[null,"Electricity consumption",{"$f":"pump_power*cap_factor*24*365*n_CO2_pumps/output_kgyear","v":0},"kWh/kg H2"]
[]
[null,"O&M Costs"]
[null,"(Total Other Equipment Cost) * O&M Factor",{"$f":"C71*CO2_MaintFactor","v":3239.5557454079453},{"$f":"ref_year&\"$/year\"","v":"2016$/year"}]
[]
[null,"CO2 Other Equipment Costs"]
[null,"Capital Costs"]
[null,"CO2 Surge Tank",{"$f":"IF(C35=\"yes\",701600*(CO2_flowrate_GTpY/3.2)^Scaling_Factor_Exponent*(VLOOKUP(ref_year,Tbl_PlantCostIndexes,2)/VLOOKUP(2000,Tbl_PlantCostIndexes,2)),0)","v":0},{"$f":"ref_year&\"$\"","v":"2016$"},"Based on NETL CO2 Transport Model which uses NETL (2010) DOE/NETL-2010/1447 basis. Original cost is in 2000$"]
[null,"Pipeline Process Control System",{"$f":"IF(C34=\"yes\",94000*(CO2_flowrate_GTpY/3.2)^Scaling_Factor_Exponent*(VLOOKUP(ref_year,Tbl_PlantCostIndexes,2)/VLOOKUP(2000,Tbl_PlantCostIndexes,2)),0)","v":0},{"$f":"ref_year&\"$\"","v":"2016$"},"Based on NETL CO2 Transport Model which uses NETL (2010) DOE/NETL-2010/1447 basis. Original cost is in 2000$"]
[]
[null,"O&M Costs"]
[null,"(Total Other Equipment Cost) * O&M Factor",{"$f":"SUM(C82:C83)*CO2_MaintFactor","v":0},{"$f":"ref_year&\"$/year\"","v":"2016$/year"}]
[]
[]
[null,"Carbon Storage (Saline) Calculations"]
[null,"CO2 Storage Cost Breakdown (2007 USD)",null,"Units","Notes / References"]
[null,"CEPC Inflation Adj: 2008->2005",{"$f":"VLOOKUP(2005,DeflatorTable,2)/VLOOKUP(2008,DeflatorTable,2)","v":0.92676070528967247}]
[null,{"$f":"\"Capital Costs by Stage (Annual Cost of \"&plant_life&\" year project in \"&ref_year&\"$)\"","v":"Capital Costs by Stage (Annual Cost of 40 year project in 2016$)"},null,null,"Based on NETL CO2 Saline Storage Cost Model -- P50 correlation determined (2008$) as function of CO2 flowrate for each stage of cost"]
[null,"Regional Evaluation",{"$f":"94000*VLOOKUP(ref_year,Tbl_labor_indexes,2)/VLOOKUP(2008,Tbl_labor_indexes,2)","v":109497.94871794869},{"$f":"ref_year&\"$\"","v":"2016$"}]
[null,"Site Characterization",{"$f":"(-16600*CO2_flowrate_GTpY^2+53500*CO2_flowrate_GTpY+20300)*1000*VLOOKUP(ref_year,Tbl_labor_indexes,2)/VLOOKUP(2008,Tbl_labor_indexes,2)","v":23646897.435897429},{"$f":"ref_year&\"$\"","v":"2016$"}]
[null,"Permitting",{"$f":" (-400*CO2_flowrate_GTpY^2 + 2200*CO2_flowrate_GTpY + 13800)*1000*VLOOKUP(ref_year,Tbl_labor_indexes,2)/VLOOKUP(2008,Tbl_labor_indexes,2)","v":16075230.769230762},{"$f":"ref_year&\"$\"","v":"2016$"}]
[]
[null,"Ongoing Capital Expences"]
[null,"Operations",{"$f":"(-36000*CO2_flowrate_GTpY^2+224000*CO2_flowrate_GTpY+47000)*1000*(VLOOKUP(ref_year,Tbl_labor_indexes,2)/VLOOKUP(2008,Tbl_labor_indexes,2))/plant_life","v":1368724.3589743585},{"$f":"ref_year&\"$/year\"","v":"2016$/year"}]
[null,"Post Injection Site Care & Site Closure",{"$f":"(-18000*CO2_flowrate_GTpY^2 + 183000*CO2_flowrate_GTpY+ 40000)*1000*(VLOOKUP(ref_year,Tbl_labor_indexes,2)/VLOOKUP(2008,Tbl_labor_indexes,2))/plant_life","v":1164871.7948717945},{"$f":"ref_year&\"$/year\"","v":"2016$/year"}]
[null,"Total ongoing capital expenses",{"$f":"+IF(CO2_Capture_Efficiency,SUM(C98:C99),0)","v":0},{"$f":"ref_year&\"$/year\"","v":"2016$/year"}]
[]
[null,"Expense Costs by Stage"]
[null,"Regional Evaluation",{"$f":"0*(VLOOKUP(ref_year,Tbl_labor_indexes,2)/VLOOKUP(2008,Tbl_labor_indexes,2))","v":0},{"$f":"ref_year&\"$/year\"","v":"2016$/year"}]
[null,"Site Characterization",{"$f":"395000*(VLOOKUP(ref_year,Tbl_labor_indexes,2)/VLOOKUP(2008,Tbl_labor_indexes,2))/plant_life","v":11503.108974358973},{"$f":"ref_year&\"$/year\"","v":"2016$/year"}]
[null,"Permitting",{"$f":"100000*(VLOOKUP(ref_year,Tbl_labor_indexes,2)/VLOOKUP(2008,Tbl_labor_indexes,2))/plant_life","v":2912.1794871794864},{"$f":"ref_year&\"$/year\"","v":"2016$/year"}]
[null,"Operations ",{"$f":" (-30000*CO2_flowrate_GTpY^2 + 143000*CO2_flowrate_GTpY + 41000)*1000*(VLOOKUP(ref_year,Tbl_labor_indexes,2)/VLOOKUP(2008,Tbl_labor_indexes,2))/plant_life","v":1193993.5897435895},{"$f":"ref_year&\"$/year\"","v":"2016$/year"}]
[null,"Post Injection Site Care & Site Closure",{"$f":"(111200*CO2_flowrate_GTpY+27733.33)*1000*(VLOOKUP(ref_year,Tbl_labor_indexes,2)/VLOOKUP(2008,Tbl_labor_indexes,2))/plant_life","v":807644.34737179463},{"$f":"ref_year&\"$/year\"","v":"2016$/year"}]

{"sheet":"Results","index":8,"n_rows":121,"n_cols":9,"rows_kept":121,"cut":false,"hidden":false,"merged":[[16,5,16,7],[22,5,22,7],[29,1,29,2],[51,1,51,2],[92,1,92,2],[107,1,107,2],[85,1,85,2],[58,1,58,2],[76,1,76,2],[77,1,77,2],[78,1,78,2],[79,1,79,2],[89,1,89,2],[87,1,87,2],[82,1,82,2],[83,1,83,2],[84,1,84,2],[88,1,88,2]]}
[]
[null,"Table of Contents"]
[null,"Specific Item Cost Calculation"]
[null,"Energy Data"]
[null,"Production Process Energy Efficiency"]
[null,"Upstream Energy Usage"]
[null,"Emissions Summary"]
[null,"Production Process GHG Emissions Summary"]
[null,"Production Process GHG Emissions"]
[null,"Upstream GHG Emissions"]
[]
[null,"H2a Analysis Results"]
[]
[null,"COST RESULTS"]
[null,"Lang Factor",{"$f":"total_cap/(ProcEqpCap+IF(CO2_Capture_Efficiency>0,CCSEqpCap,0))","v":1.4402427577083659}]
[]
[null,"Specific Item Cost Calculation",null,null,null,{"$f":"IF(CO2_inUse = \"Carbon Sequestration\",\"Approximate Carbon Sequestration Costs*\",\"Carbon Sequestration is not included in this case\")","v":"Approximate Carbon Sequestration Costs*"}]
[null,"Cost Component","Cost Contribution ($/kg)","Percentage of H2 Cost",null,"Cost Component","Cost Contribution ($/ kg H2)","Cost Contribution ($/ tonne CO2 Sequestered)"]
[null,"Capital Costs",{"$f":"'Cash Flow Analysis'!D119","v":0.30233678278232029},{"$f":"'Cash Flow Analysis'!C119","v":0.13638810593651188},null,"Capital Costs",{"$f":"IF(CO2_inUse = \"Carbon Sequestration\",ROUND((Det_CO2_seq+CO2_aprx_indCap)*CO2_cap_charge_rate/output_kgyear,2),\"\")","v":0},{"$f":"IF(CO2_inUse = \"Carbon Sequestration\",CO2_capptonneCO2,\"\")","v":{"$error":"#DIV/0!"}}]
[null,"Decommissioning Costs",{"$f":"'Cash Flow Analysis'!D120","v":1.5249343462242493E-3},{"$f":"'Cash Flow Analysis'!C120","v":6.8791797427044852E-4},null,"O&M Cost",{"$f":"IF(CO2_inUse = \"Carbon Sequestration\",ROUND(Det_CO2_OandMcost/output_kgyear,2),\"\")","v":0},{"$f":"IF(CO2_inUse = \"Carbon Sequestration\",CO2_OandMptonneCO2,\"\")","v":{"$error":"#DIV/0!"}}]
[null,"Fixed O&M",{"$f":"'Cash Flow Analysis'!D121","v":0.24151439550643772},{"$f":"'Cash Flow Analysis'!C121","v":0.10895032571422489},null,"Energy Cost",{"$f":"IF(CO2_inUse = \"Carbon Sequestration\",ROUND(CO2_eCostpY/output_kgyear,2),\"\")","v":0},{"$f":"IF(CO2_inUse = \"Carbon Sequestration\",CO2_energyptonneCO2,\"\")","v":{"$error":"#DIV/0!"}}]
[null,"Feedstock Costs",{"$f":"'Cash Flow Analysis'!D122","v":1.3438636580768009},{"$f":"'Cash Flow Analysis'!C122","v":0.606234601278972},null,"Total",{"$f":"SUM(G19:G21)","v":0},{"$f":"SUM(H19:H21)","v":{"$error":"#DIV/0!"}}]
[null,"Other Raw Material Costs",{"$f":"'Cash Flow Analysis'!D123","v":0.14277252538404067},{"$f":"'Cash Flow Analysis'!C123","v":6.4406567198678807E-2},null,"*Carbon sequestration costs presented in this table do not include carbon capture capital and operating costs."]
[null,"Byproduct Credits",{"$f":"'Cash Flow Analysis'!D124","v":0},{"$f":"'Cash Flow Analysis'!C124","v":0}]
[null,"Other Variable Costs (including utilities)",{"$f":"'Cash Flow Analysis'!D125","v":0.18472633156029189},{"$f":"'Cash Flow Analysis'!C125","v":8.3332481897341937E-2}]
[null,"Total",{"$f":"SUM(C19:C25)","v":2.2167386276561158}]
[]
[null,"ENERGY"]
[]
[null,"Energy Data"]
[null,"Feedstock","Energy Input (GJ/kg H2)","Energy Input (kWh/kg H2)","LHV (GJ/usage unit)","Usage (/kg H2)","Unit","Unit System Conversion Factor","Real levelized cost"]
[null,{"$f":"IF('Cash Flow Analysis'!$B$131=0,\"\",'Cash Flow Analysis'!$B$131)","v":"Woody Biomass"},{"$f":"IF($B$32=\"\",\"\",$E$32*$F$32*$H$32)","v":0.25472462475216323},{"$f":"IF($B32=\"\",\"\",$C32*1000*MJ_to_kWh)","v":70.756840208934236},{"$f":"IF($B$32<>\"\",VLOOKUP($B$32,MASTER_PROPERTY_TABLE,MATCH(\"H2A LHV (GJ/ H2A usage input unit)\",key_MPTable,0),FALSE),\"\")","v":1.9551069237418006E-2},{"$f":"IF('Cash Flow Analysis'!$B$133=\"\",\"\",'Cash Flow Analysis'!$B$133)","v":13.02868},{"$f":"IF($B$32<>\"\",VLOOKUP($B$32,MASTER_PROPERTY_TABLE,MATCH(\"H2A Usage Input Unit/ kg H2\",key_MPTable,0),FALSE),\"\")","v":"kg"},{"$f":"IF($B32=\"\",\"\",IF(VLOOKUP($B32,MASTER_PROPERTY_TABLE,MATCH(\"Unit System\",key_MPTable,0),FALSE)=\"English\",mmBTU_to_GJ,1))","v":1},{"$f":"+'Cash Flow Analysis'!$B$233","v":0.10913834006896371}]
[null,{"$f":"IF('Cash Flow Analysis'!$C$131=0,\"\",'Cash Flow Analysis'!$C$131)","v":""},{"$f":"IF($B$33=\"\",\"\",$E$33*$F$33*$H$33)","v":""},{"$f":"IF($B33=\"\",\"\",$C33*1000*MJ_to_kWh)","v":""},{"$f":"IF($B$33<>\"\",VLOOKUP($B$33,MASTER_PROPERTY_TABLE,MATCH(\"H2A LHV (GJ/ H2A usage input unit)\",key_MPTable,0),FALSE),\"\")","v":""},{"$f":"IF('Cash Flow Analysis'!$C$133=\"\",\"\",'Cash Flow Analysis'!$C$133)","v":""},{"$f":"IF($B$33<>\"\",VLOOKUP($B$33,MASTER_PROPERTY_TABLE,MATCH(\"H2A Usage Input Unit/ kg H2\",key_MPTable,0),FALSE),\"\")","v":""},{"$f":"IF($B$33=\"\",\"\",IF(VLOOKUP($B$33,MASTER_PROPERTY_TABLE,MATCH(\"Unit System\",key_MPTable,0),FALSE)=\"English\",mmBTU_to_GJ,1))","v":""},{"$f":"+'Cash Flow Analysis'!$C$233","v":""}]
[null,{"$f":"IF('Cash Flow Analysis'!$D$131=0,\"\",'Cash Flow Analysis'!$D$131)","v":""},{"$f":"IF($B$34=\"\",\"\",$E$34*$F$34*$H$34)","v":""},{"$f":"IF($B34=\"\",\"\",$C34*1000*MJ_to_kWh)","v":""},{"$f":"IF($B$34<>\"\",VLOOKUP($B$34,MASTER_PROPERTY_TABLE,MATCH(\"H2A LHV (GJ/ H2A usage input unit)\",key_MPTable,0),FALSE),\"\")","v":""},{"$f":"IF('Cash Flow Analysis'!$D$133=\"\",\"\",'Cash Flow Analysis'!$D$133)","v":""},{"$f":"IF($B$34<>\"\",VLOOKUP($B$34,MASTER_PROPERTY_TABLE,MATCH(\"H2A Usage Input Unit/ kg H2\",key_MPTable,0),FALSE),\"\")","v":""},{"$f":"IF($B$34=\"\",\"\",IF(VLOOKUP($B$34,MASTER_PROPERTY_TABLE,MATCH(\"Unit System\",key_MPTable,0),FALSE)=\"English\",mmBTU_to_GJ,1))","v":""},{"$f":"+'Cash Flow Analysis'!$D$233","v":""}]
[null,{"$f":"IF('Cash Flow Analysis'!$E$131=0,\"\",'Cash Flow Analysis'!$E$131)","v":""},{"$f":"IF($B$35=\"\",\"\",$E$35*$F$35*$H$35)","v":""},{"$f":"IF($B35=\"\",\"\",$C35*1000*MJ_to_kWh)","v":""},{"$f":"IF($B$35<>\"\",VLOOKUP($B$35,MASTER_PROPERTY_TABLE,MATCH(\"H2A LHV (GJ/ H2A usage input unit)\",key_MPTable,0),FALSE),\"\")","v":""},{"$f":"IF('Cash Flow Analysis'!$E$133=\"\",\"\",'Cash Flow Analysis'!$E$133)","v":""},{"$f":"IF($B$35<>\"\",VLOOKUP($B$35,MASTER_PROPERTY_TABLE,MATCH(\"H2A Usage Input Unit/ kg H2\",key_MPTable,0),FALSE),\"\")","v":""},{"$f":"IF($B$35=\"\",\"\",IF(VLOOKUP($B$35,MASTER_PROPERTY_TABLE,MATCH(\"Unit System\",key_MPTable,0),FALSE)=\"English\",mmBTU_to_GJ,1))","v":""},{"$f":"+'Cash Flow Analysis'!$E$233","v":""}]
[null,"Utility"]
[null,{"$f":"IF('Cash Flow Analysis'!$F$131=0,\"\",'Cash Flow Analysis'!$F$131)","v":"Industrial Electricity"},{"$f":"IF($B$37=\"\",\"\",$E$37*$F$37*$H$37)","v":3.4019999999999992E-3},{"$f":"IF($B37=\"\",\"\",$C37*1000*MJ_to_kWh)","v":0.94499999999999984},{"$f":"IF($B37<>\"\",VLOOKUP($B37,MASTER_PROPERTY_TABLE,MATCH(\"H2A LHV (GJ/ H2A usage input unit)\",key_MPTable,0),FALSE),\"\")","v":3.5999999999999995E-3},{"$f":"IF('Cash Flow Analysis'!$F$133=\"\",\"\",'Cash Flow Analysis'!$F$133)","v":0.94499999999999995},{"$f":"IF($B$37<>\"\",VLOOKUP($B$37,MASTER_PROPERTY_TABLE,MATCH(\"H2A Usage Input Unit/ kg H2\",key_MPTable,0),FALSE),\"\")","v":"kWh"},{"$f":"IF($B$37=\"\",\"\",IF(VLOOKUP($B$37,MASTER_PROPERTY_TABLE,MATCH(\"Unit System\",key_MPTable,0),FALSE)=\"English\",mmBTU_to_GJ,1))","v":1},{"$f":"+'Cash Flow Analysis'!$F$233","v":8.5311799867846885E-2}]
[null,{"$f":"IF('Cash Flow Analysis'!$G$131=0,\"\",'Cash Flow Analysis'!$G$131)","v":"Commercial Natural Gas"},{"$f":"IF($B$38=\"\",\"\",$E$38*$F$38*$H$38)","v":3.1133049999999998E-3},{"$f":"IF($B38=\"\",\"\",$C38*1000*MJ_to_kWh)","v":0.8648069444444445},{"$f":"IF($B38<>\"\",VLOOKUP($B38,MASTER_PROPERTY_TABLE,MATCH(\"H2A LHV (GJ/ H2A usage input unit)\",key_MPTable,0),FALSE),\"\")","v":1.0549999999999999},{"$f":"IF('Cash Flow Analysis'!$G$133=\"\",\"\",'Cash Flow Analysis'!$G$133)","v":2.9510000000000001E-3},{"$f":"IF($B$38<>\"\",VLOOKUP($B$38,MASTER_PROPERTY_TABLE,MATCH(\"H2A Usage Input Unit/ kg H2\",key_MPTable,0),FALSE),\"\")","v":"mmBtu"},{"$f":"IF($B$38=\"\",\"\",IF(VLOOKUP($B$38,MASTER_PROPERTY_TABLE,MATCH(\"Unit System\",key_MPTable,0),FALSE)=\"English\",mmBTU_to_GJ,1))","v":1},{"$f":"+'Cash Flow Analysis'!$G$233","v":13.209995532132783}]
[null,{"$f":"IF('Cash Flow Analysis'!$H$131=0,\"\",'Cash Flow Analysis'!$H$131)","v":""},{"$f":"IF($B$39=\"\",\"\",$E$39*$F$39*$H$39)","v":""},{"$f":"IF($B39=\"\",\"\",$C39*1000*MJ_to_kWh)","v":""},{"$f":"IF($B39<>\"\",VLOOKUP($B39,MASTER_PROPERTY_TABLE,MATCH(\"H2A LHV (GJ/ H2A usage input unit)\",key_MPTable,0),FALSE),\"\")","v":""},{"$f":"IF('Cash Flow Analysis'!$H$133=\"\",\"\",'Cash Flow Analysis'!$H$133)","v":""},{"$f":"IF($B$39<>\"\",VLOOKUP($B$39,MASTER_PROPERTY_TABLE,MATCH(\"H2A Usage Input Unit/ kg H2\",key_MPTable,0),FALSE),\"\")","v":""},{"$f":"IF($B$39=\"\",\"\",IF(VLOOKUP($B$39,MASTER_PROPERTY_TABLE,MATCH(\"Unit System\",key_MPTable,0),FALSE)=\"English\",mmBTU_to_GJ,1))","v":""},{"$f":"+'Cash Flow Analysis'!$H$233","v":""}]
[null,{"$f":"IF('Cash Flow Analysis'!$I$131=0,\"\",'Cash Flow Analysis'!$I$131)","v":""},{"$f":"IF($B$40=\"\",\"\",$E$40*$F$40*$H$40)","v":""},{"$f":"IF($B40=\"\",\"\",$C40*1000*MJ_to_kWh)","v":""},{"$f":"IF($B40<>\"\",VLOOKUP($B40,MASTER_PROPERTY_TABLE,MATCH(\"H2A LHV (GJ/ H2A usage input unit)\",key_MPTable,0),FALSE),\"\")","v":""},{"$f":"IF('Cash Flow Analysis'!$I$133=\"\",\"\",'Cash Flow Analysis'!$I$133)","v":""},{"$f":"IF($B$40<>\"\",VLOOKUP($B$40,MASTER_PROPERTY_TABLE,MATCH(\"H2A Usage Input Unit/ kg H2\",key_MPTable,0),FALSE),\"\")","v":""},{"$f":"IF($B$40=\"\",\"\",IF(VLOOKUP($B$40,MASTER_PROPERTY_TABLE,MATCH(\"Unit System\",key_MPTable,0),FALSE)=\"English\",mmBTU_to_GJ,1))","v":""},{"$f":"+'Cash Flow Analysis'!$I$233","v":""}]
[null,"Carbon Sequestration"]
[null,{"$f":"IF('Cash Flow Analysis'!$J$131=0,\"\",'Cash Flow Analysis'!$J$131)","v":""},{"$f":"IF($B$42=\"\",\"\",$E$42*$F$42*$H$42)","v":""},{"$f":"IF($B42=\"\",\"\",$C42*1000*MJ_to_kWh)","v":""},{"$f":"IF($B42<>\"\",VLOOKUP($B42,MASTER_PROPERTY_TABLE,MATCH(\"H2A LHV (GJ/ H2A usage input unit)\",key_MPTable,0),FALSE),\"\")","v":""},{"$f":"CO2_CashFlow_eUse","v":0},{"$f":"IF($B$42<>\"\",VLOOKUP($B$42,MASTER_PROPERTY_TABLE,MATCH(\"H2A Usage Input Unit/ kg H2\",key_MPTable,0),FALSE),\"\")","v":""},{"$f":"IF($B42=\"\",\"\",IF(VLOOKUP($B42,MASTER_PROPERTY_TABLE,MATCH(\"Unit System\",key_MPTable,0),FALSE)=\"English\",mmBTU_to_GJ,1))","v":""}]
[null,null,"Energy Output (GJ/kg H2)","Energy Output (kWh/kg H2)","LHV (GJ/usage unit)","Production (/kg H2)","Unit","Unit System Conversion Factor"]
[null,"Hydrogen (1 kg)",{"$f":"kgH2_to_GJ","v":0.12021163829516093},{"$f":"IF($B44=\"\",\"\",$C44*1000*MJ_to_kWh)","v":33.392121748655818},{"$f":"kgH2_to_GJ","v":0.12021163829516093},1,"kg",1]
[]
[null,"Byproducts"]
[null,{"$f":"IF('Cash Flow Analysis'!$K$131=0,\"\",'Cash Flow Analysis'!$K$131)","v":""},{"$f":"IF($B$47=\"\",\"\",$E$47*$F$47*$H$47)","v":""},{"$f":"IF($B47=\"\",\"\",$C47*1000*MJ_to_kWh)","v":""},{"$f":"IF($B47<>\"\",VLOOKUP($B47,MASTER_PROPERTY_TABLE,MATCH(\"H2A LHV (GJ/ H2A usage input unit)\",key_MPTable,0),FALSE),\"\")","v":""},{"$f":"IF('Cash Flow Analysis'!$K$133=\"\",\"\",'Cash Flow Analysis'!$K$133)","v":""},{"$f":"IF($B$47<>\"\",VLOOKUP($B$47,MASTER_PROPERTY_TABLE,MATCH(\"H2A Usage Input Unit/ kg H2\",key_MPTable,0),FALSE),\"\")","v":""},{"$f":"IF($B$47=\"\",\"\",IF(VLOOKUP($B$47,MASTER_PROPERTY_TABLE,MATCH(\"Unit System\",key_MPTable,0),FALSE)=\"English\",mmBTU_to_GJ,1))","v":""},{"$f":"+'Cash Flow Analysis'!$K$233","v":""}]
[null,{"$f":"IF('Cash Flow Analysis'!$L$131=0,\"\",'Cash Flow Analysis'!$L$131)","v":""},{"$f":"IF($B$48=\"\",\"\",$E$48*$F$48*$H$48)","v":""},{"$f":"IF($B48=\"\",\"\",$C48*1000*MJ_to_kWh)","v":""},{"$f":"IF($B48<>\"\",VLOOKUP($B48,MASTER_PROPERTY_TABLE,MATCH(\"H2A LHV (GJ/ H2A usage input unit)\",key_MPTable,0),FALSE),\"\")","v":""},{"$f":"IF('Cash Flow Analysis'!$L$133=\"\",\"\",'Cash Flow Analysis'!$L$133)","v":""},{"$f":"IF($B$48<>\"\",VLOOKUP($B$48,MASTER_PROPERTY_TABLE,MATCH(\"H2A Usage Input Unit/ kg H2\",key_MPTable,0),FALSE),\"\")","v":""},{"$f":"IF($B$48=\"\",\"\",IF(VLOOKUP($B$48,MASTER_PROPERTY_TABLE,MATCH(\"Unit System\",key_MPTable,0),FALSE)=\"English\",mmBTU_to_GJ,1))","v":""},{"$f":"+'Cash Flow Analysis'!$L$233","v":""}]
[null,{"$f":"IF('Cash Flow Analysis'!$M$131=0,\"\",'Cash Flow Analysis'!$M$131)","v":""},{"$f":"IF($B$49=\"\",\"\",$E$49*$F$49*$H$49)","v":""},{"$f":"IF($B49=\"\",\"\",$C49*1000*MJ_to_kWh)","v":""},{"$f":"IF($B49<>\"\",VLOOKUP($B49,MASTER_PROPERTY_TABLE,MATCH(\"H2A LHV (GJ/ H2A usage input unit)\",key_MPTable,0),FALSE),\"\")","v":""},{"$f":"IF('Cash Flow Analysis'!$M$133=\"\",\"\",'Cash Flow Analysis'!$M$133)","v":""},{"$f":"IF($B$49<>\"\",VLOOKUP($B$49,MASTER_PROPERTY_TABLE,MATCH(\"H2A Usage Input Unit/ kg H2\",key_MPTable,0),FALSE),\"\")","v":""},{"$f":"IF($B$49=\"\",\"\",IF(VLOOKUP($B$49,MASTER_PROPERTY_TABLE,MATCH(\"Unit System\",key_MPTable,0),FALSE)=\"English\",mmBTU_to_GJ,1))","v":""},{"$f":"+'Cash Flow Analysis'!$M$233","v":""}]
[null,{"$f":"IF('Cash Flow Analysis'!$N$131=0,\"\",'Cash Flow Analysis'!$N$131)","v":""},{"$f":"IF($B$50=\"\",\"\",$E$50*$F$50*$H$50)","v":""},{"$f":"IF($B50=\"\",\"\",$C50*1000*MJ_to_kWh)","v":""},{"$f":"IF($B50<>\"\",VLOOKUP($B50,MASTER_PROPERTY_TABLE,MATCH(\"H2A LHV (GJ/ H2A usage input unit)\",key_MPTable,0),FALSE),\"\")","v":""},{"$f":"IF('Cash Flow Analysis'!$N$133=\"\",\"\",'Cash Flow Analysis'!$N$133)","v":""},{"$f":"IF($B$50<>\"\",VLOOKUP($B$50,MASTER_PROPERTY_TABLE,MATCH(\"H2A Usage Input Unit/ kg H2\",key_MPTable,0),FALSE),\"\")","v":""},{"$f":"IF($B$50=\"\",\"\",IF(VLOOKUP($B$50,MASTER_PROPERTY_TABLE,MATCH(\"Unit System\",key_MPTable,0),FALSE)=\"English\",mmBTU_to_GJ,1))","v":""},{"$f":"+'Cash Flow Analysis'!$N$233","v":""}]
[]
[null,"Production Process Energy Efficiency",null,{"$f":"(C56+C57)/(C53+C54+C55)","v":0.46015797971315098}]
[null,"Feedstock energy input (GJ)/kg H2",{"$f":"SUM(C32:C35)","v":0.25472462475216323}]
[null,"Utility energy input (GJ/kg H2)",{"$f":"SUM(C37:C40)","v":6.515304999999999E-3}]
[null,"Carbon sequestration energy input (GJ/kg H2)",{"$f":"IF(C42=\"\",0,C42)","v":0}]
[null,"Hydrogen energy output (GJ/kg)",{"$f":"C44","v":0.12021163829516093}]
[null,"Byproduct energy output (GJ/kg H2)",{"$f":"SUM(C47:C50)","v":0}]
[]
[null,"Upstream Energy Usage (GJ/kg H2)"]
[null,"Feedstock","Total Energy","Fossil Fuels","Petroleum"]
[null,{"$f":"B32","v":"Woody Biomass"},{"$f":"IF($B61=\"\",\"\",$C32/1000000*VLOOKUP($B61,Tbl_Emissions,3,FALSE))","v":0.30312230345507424},{"$f":"IF($B61=\"\",\"\",$C32/1000000*VLOOKUP($B61,Tbl_Emissions,4,FALSE))","v":1.3141809445685772E-2},{"$f":"IF($B61=\"\",\"\",$C32/1000000*VLOOKUP($B61,Tbl_Emissions,5,FALSE))","v":7.44305353525821E-3}]
[null,{"$f":"B33","v":""},{"$f":"IF($B62=\"\",\"\",$C33/1000000*VLOOKUP($B62,Tbl_Emissions,3,FALSE))","v":""},{"$f":"IF($B62=\"\",\"\",$C33/1000000*VLOOKUP($B62,Tbl_Emissions,4,FALSE))","v":""},{"$f":"IF($B62=\"\",\"\",$C33/1000000*VLOOKUP($B62,Tbl_Emissions,5,FALSE))","v":""}]
[null,{"$f":"B34","v":""},{"$f":"IF($B63=\"\",\"\",$C34/1000000*VLOOKUP($B63,Tbl_Emissions,3,FALSE))","v":""},{"$f":"IF($B63=\"\",\"\",$C34/1000000*VLOOKUP($B63,Tbl_Emissions,4,FALSE))","v":""},{"$f":"IF($B63=\"\",\"\",$C34/1000000*VLOOKUP($B63,Tbl_Emissions,5,FALSE))","v":""}]
[null,{"$f":"B35","v":""},{"$f":"IF($B64=\"\",\"\",$C35/1000000*VLOOKUP($B64,Tbl_Emissions,3,FALSE))","v":""},{"$f":"IF($B64=\"\",\"\",$C35/1000000*VLOOKUP($B64,Tbl_Emissions,4,FALSE))","v":""},{"$f":"IF($B64=\"\",\"\",$C35/1000000*VLOOKUP($B64,Tbl_Emissions,5,FALSE))","v":""}]
[null,"Utility"]
[null,{"$f":"B37","v":"Industrial Electricity"},{"$f":"IF($B66=\"\",\"\",$C37/1000000*VLOOKUP($B66,Tbl_Emissions,3,FALSE))","v":5.8601339999999986E-3},{"$f":"IF($B66=\"\",\"\",$C37/1000000*VLOOKUP($B66,Tbl_Emissions,4,FALSE))","v":4.4014319999999985E-3},{"$f":"IF($B66=\"\",\"\",$C37/1000000*VLOOKUP($B66,Tbl_Emissions,5,FALSE))","v":5.2258499999999988E-5}]
[null,{"$f":"B38","v":"Commercial Natural Gas"},{"$f":"IF($B67=\"\",\"\",$C38/1000000*VLOOKUP($B67,Tbl_Emissions,3,FALSE))","v":3.39972906E-3},{"$f":"IF($B67=\"\",\"\",$C38/1000000*VLOOKUP($B67,Tbl_Emissions,4,FALSE))","v":3.39972906E-3},{"$f":"IF($B67=\"\",\"\",$C38/1000000*VLOOKUP($B67,Tbl_Emissions,5,FALSE))","v":1.2364663768888888E-5}]
[null,{"$f":"B39","v":""},{"$f":"IF($B68=\"\",\"\",$C39/1000000*VLOOKUP($B68,Tbl_Emissions,3,FALSE))","v":""},{"$f":"IF($B68=\"\",\"\",$C39/1000000*VLOOKUP($B68,Tbl_Emissions,4,FALSE))","v":""},{"$f":"IF($B68=\"\",\"\",$C39/1000000*VLOOKUP($B68,Tbl_Emissions,5,FALSE))","v":""}]
[null,{"$f":"B40","v":""},{"$f":"IF($B69=\"\",\"\",$C40/1000000*VLOOKUP($B69,Tbl_Emissions,3,FALSE))","v":""},{"$f":"IF($B69=\"\",\"\",$C40/1000000*VLOOKUP($B69,Tbl_Emissions,4,FALSE))","v":""},{"$f":"IF($B69=\"\",\"\",$C40/1000000*VLOOKUP($B69,Tbl_Emissions,5,FALSE))","v":""}]
[null,"Carbon Sequestration"]
[null,{"$f":"B42","v":""},{"$f":"IF($B71=\"\",\"\",$C42/1000000*VLOOKUP($B71,Tbl_Emissions,3,FALSE))","v":""},{"$f":"IF($B71=\"\",\"\",$C42/1000000*VLOOKUP($B71,Tbl_Emissions,4,FALSE))","v":""},{"$f":"IF($B71=\"\",\"\",$C42/1000000*VLOOKUP($B71,Tbl_Emissions,5,FALSE))","v":""}]
[]
[]
[null,"EMISSIONS"]
[]
[null,"Emissions Summary",null,"CO2","CH4","N2O","Total GHG (CO2 eq)"]
[null,"Total upstream emissions (kg/kg H2) ",null,{"$f":"C121","v":1.4034354155139093},{"$f":"D121","v":3.4195393552984231E-3},{"$f":"E121","v":-9.6581369715951484E-4},{"$f":"F121","v":1.2011114176428341}]
[null,"Total process emissions (kg/kg H2)",null,{"$f":"D89","v":25.106906281610019},{"$f":"E89","v":0},{"$f":"F89","v":0},{"$f":"G89","v":25.106906281610019}]
[]
[null,"Total well to pump emissions (kg/kg H2)",null,{"$f":"SUM(D77:D79)","v":26.510341697123927},{"$f":"SUM(E77:E79)","v":3.4195393552984231E-3},{"$f":"SUM(F77:F79)","v":-9.6581369715951484E-4},{"$f":"SUM(G77:G79)","v":26.308017699252854}]
[]
[null,"Production Process GHG Emissions Summary",null,"CO2","CH4","N2O","Total GHG (CO2 eq)"]
[null,"Total Process Pollutants Produced (kg /kg H2)",null,{"$f":"SUM(C95:C105)","v":25.106906281610019},{"$f":"SUM(D95:D105)","v":0},{"$f":"SUM(E95:E105)","v":0},{"$f":"SUM(F95:F105)","v":25.106906281610019}]
[null,"Total Process Pollutants Produced (metric tons/year)",null,{"$f":"ROUND(D83*output_kgyear/1000,-2)","v":1276400},{"$f":"ROUND(E83*output_kgyear/1000,-2)","v":0},{"$f":"ROUND(F83*output_kgyear/1000,-2)","v":0},{"$f":"ROUND(G83*output_kgyear/1000,-2)","v":1276400}]
[null,"Total Feedstock Pollutants Produced (kg /kg H2)",null,{"$f":"SUM(C95:C98)","v":24.93157945624549},{"$f":"SUM(D95:D98)","v":0},{"$f":"SUM(E95:E98)","v":0},{"$f":"SUM(F95:F98)","v":24.93157945624549}]
[null,"Total Feedstock Pollutants Produced (metric tons /year)",null,{"$f":"ROUND(D85*output_kgyear/1000,-2)","v":1267500},{"$f":"ROUND(E85*output_kgyear/1000,-2)","v":0},{"$f":"ROUND(F85*output_kgyear/1000,-2)","v":0},{"$f":"ROUND(G85*output_kgyear/1000,-2)","v":1267500}]
[null,"CO2 Captured (kg/kg H2)*",null,{"$f":"IF(CO2_CashFlow_eUse>0,D85*CO2_Capture_Efficiency,0)","v":0}]
[null,"CO2 Captured (metric tons/year)*",null,{"$f":"ROUND(D87*output_kgyear/1000,-2)","v":0}]
[null,"Total Process Emissions (kg/kg H2)",null,{"$f":"D83-D87","v":25.106906281610019},{"$f":"E83-E87","v":0},{"$f":"F83-F87","v":0},{"$f":"D89*GHG_CO2_factor + E89*GHG_CH4_factor + F89*GHG_N2O_factor","v":25.106906281610019}]
[null,"Total Process Emissions (metric tons/year)",null,{"$f":"ROUND(D89*output_kgyear/1000,-2)","v":1276400},{"$f":"ROUND(E89*output_kgyear/1000,-2)","v":0},{"$f":"ROUND(F89*output_kgyear/1000,-2)","v":0},{"$f":"ROUND(G89*output_kgyear/1000,-2)","v":1276400}]
[null,"*Carbon sequestration values are only calculated if the detailed Carbon Sequestration sheet is used."]
[]
[null,"Production Process GHG Emissions (/kg H2)"]
[null,"Feedstock","CO2","CH4","N2O","Total GHG (CO2 eq)"]
[null,{"$f":"B32","v":"Woody Biomass"},{"$f":"IF($B95=\"\",\"\",VLOOKUP($B95,MASTER_PROPERTY_TABLE,MATCH(\"CO2 Emissions Factor (kg CO2 produced/GJ feed)\",key_MPTable,0),FALSE)*$E32*$F32)","v":24.93157945624549},{"$f":"IF($B95=\"\",\"\",VLOOKUP($B95,MASTER_PROPERTY_TABLE,MATCH(\"CH4 Emissions Factor (kg CH4 produced/GJ or mmBtu feed)\",key_MPTable,0),FALSE)*$E32*$F32)","v":0},{"$f":"IF($B95=\"\",\"\",VLOOKUP($B95,MASTER_PROPERTY_TABLE,MATCH(\"N2O Emissions Factor (kg N2O produced/GJ or mmBtu feed)\",key_MPTable,0),FALSE)*$E32*$F32)","v":0},{"$f":"IF($B95=\"\",\"\",$C95*GHG_CO2_factor+$D95*GHG_CH4_factor+$E95*GHG_N2O_factor)","v":24.93157945624549}]
[null,{"$f":"B33","v":""},{"$f":"IF($B96=\"\",\"\",VLOOKUP($B96,MASTER_PROPERTY_TABLE,MATCH(\"CO2 Emissions Factor (kg CO2 produced/GJ feed)\",key_MPTable,0),FALSE)*$E33*$F33)","v":""},{"$f":"IF($B96=\"\",\"\",VLOOKUP($B96,MASTER_PROPERTY_TABLE,MATCH(\"CH4 Emissions Factor (kg CH4 produced/GJ or mmBtu feed)\",key_MPTable,0),FALSE)*$E33*$F33)","v":""},{"$f":"IF($B96=\"\",\"\",VLOOKUP($B96,MASTER_PROPERTY_TABLE,MATCH(\"N2O Emissions Factor (kg N2O produced/GJ or mmBtu feed)\",key_MPTable,0),FALSE)*$E33*$F33)","v":""},{"$f":"IF($B96=\"\",\"\",$C96*GHG_CO2_factor+$D96*GHG_CH4_factor+$E96*GHG_N2O_factor)","v":""}]
[null,{"$f":"B34","v":""},{"$f":"IF($B97=\"\",\"\",VLOOKUP($B97,MASTER_PROPERTY_TABLE,MATCH(\"CO2 Emissions Factor (kg CO2 produced/GJ feed)\",key_MPTable,0),FALSE)*$E34*$F34)","v":""},{"$f":"IF($B97=\"\",\"\",VLOOKUP($B97,MASTER_PROPERTY_TABLE,MATCH(\"CH4 Emissions Factor (kg CH4 produced/GJ or mmBtu feed)\",key_MPTable,0),FALSE)*$E34*$F34)","v":""},{"$f":"IF($B97=\"\",\"\",VLOOKUP($B97,MASTER_PROPERTY_TABLE,MATCH(\"N2O Emissions Factor (kg N2O produced/GJ or mmBtu feed)\",key_MPTable,0),FALSE)*$E34*$F34)","v":""},{"$f":"IF($B97=\"\",\"\",$C97*GHG_CO2_factor+$D97*GHG_CH4_factor+$E97*GHG_N2O_factor)","v":""}]
[null,{"$f":"B35","v":""},{"$f":"IF($B98=\"\",\"\",VLOOKUP($B98,MASTER_PROPERTY_TABLE,MATCH(\"CO2 Emissions Factor (kg CO2 produced/GJ feed)\",key_MPTable,0),FALSE)*$E35*$F35)","v":""},{"$f":"IF($B98=\"\",\"\",VLOOKUP($B98,MASTER_PROPERTY_TABLE,MATCH(\"CH4 Emissions Factor (kg CH4 produced/GJ or mmBtu feed)\",key_MPTable,0),FALSE)*$E35*$F35)","v":""},{"$f":"IF($B98=\"\",\"\",VLOOKUP($B98,MASTER_PROPERTY_TABLE,MATCH(\"N2O Emissions Factor (kg N2O produced/GJ or mmBtu feed)\",key_MPTable,0),FALSE)*$E35*$F35)","v":""},{"$f":"IF($B98=\"\",\"\",$C98*GHG_CO2_factor+$D98*GHG_CH4_factor+$E98*GHG_N2O_factor)","v":""}]
[null,"Utility"]
[null,{"$f":"B37","v":"Industrial Electricity"},{"$f":"IF($B100=\"\",\"\",VLOOKUP($B100,MASTER_PROPERTY_TABLE,MATCH(\"CO2 Emissions Factor (kg CO2 produced/GJ feed)\",key_MPTable,0),FALSE)*$E37*$F37)","v":0},{"$f":"IF($B100=\"\",\"\",VLOOKUP($B100,MASTER_PROPERTY_TABLE,MATCH(\"CH4 Emissions Factor (kg CH4 produced/GJ or mmBtu feed)\",key_MPTable,0),FALSE)*$E37*$F37)","v":0},{"$f":"IF($B100=\"\",\"\",VLOOKUP($B100,MASTER_PROPERTY_TABLE,MATCH(\"N2O Emissions Factor (kg N2O produced/GJ or mmBtu feed)\",key_MPTable,0),FALSE)*$E37*$F37)","v":0},{"$f":"IF($B100=\"\",\"\",$C100*GHG_CO2_factor+$D100*GHG_CH4_factor+$E100*GHG_N2O_factor)","v":0}]
[null,{"$f":"B38","v":"Commercial Natural Gas"},{"$f":"IF($B101=\"\",\"\",VLOOKUP($B101,MASTER_PROPERTY_TABLE,MATCH(\"CO2 Emissions Factor (kg CO2 produced/GJ feed)\",key_MPTable,0),FALSE)*$E38*$F38)","v":0.17532682536453037},{"$f":"IF($B101=\"\",\"\",VLOOKUP($B101,MASTER_PROPERTY_TABLE,MATCH(\"CH4 Emissions Factor (kg CH4 produced/GJ or mmBtu feed)\",key_MPTable,0),FALSE)*$E38*$F38)","v":0},{"$f":"IF($B101=\"\",\"\",VLOOKUP($B101,MASTER_PROPERTY_TABLE,MATCH(\"N2O Emissions Factor (kg N2O produced/GJ or mmBtu feed)\",key_MPTable,0),FALSE)*$E38*$F38)","v":0},{"$f":"IF($B101=\"\",\"\",$C101*GHG_CO2_factor+$D101*GHG_CH4_factor+$E101*GHG_N2O_factor)","v":0.17532682536453037}]
[null,{"$f":"B39","v":""},{"$f":"IF($B102=\"\",\"\",VLOOKUP($B102,MASTER_PROPERTY_TABLE,MATCH(\"CO2 Emissions Factor (kg CO2 produced/GJ feed)\",key_MPTable,0),FALSE)*$E39*$F39)","v":""},{"$f":"IF($B102=\"\",\"\",VLOOKUP($B102,MASTER_PROPERTY_TABLE,MATCH(\"CH4 Emissions Factor (kg CH4 produced/GJ or mmBtu feed)\",key_MPTable,0),FALSE)*$E39*$F39)","v":""},{"$f":"IF($B102=\"\",\"\",VLOOKUP($B102,MASTER_PROPERTY_TABLE,MATCH(\"N2O Emissions Factor (kg N2O produced/GJ or mmBtu feed)\",key_MPTable,0),FALSE)*$E39*$F39)","v":""},{"$f":"IF($B102=\"\",\"\",$C102*GHG_CO2_factor+$D102*GHG_CH4_factor+$E102*GHG_N2O_factor)","v":""}]
[null,{"$f":"B40","v":""},{"$f":"IF($B103=\"\",\"\",VLOOKUP($B103,MASTER_PROPERTY_TABLE,MATCH(\"CO2 Emissions Factor (kg CO2 produced/GJ feed)\",key_MPTable,0),FALSE)*$E40*$F40)","v":""},{"$f":"IF($B103=\"\",\"\",VLOOKUP($B103,MASTER_PROPERTY_TABLE,MATCH(\"CH4 Emissions Factor (kg CH4 produced/GJ or mmBtu feed)\",key_MPTable,0),FALSE)*$E40*$F40)","v":""},{"$f":"IF($B103=\"\",\"\",VLOOKUP($B103,MASTER_PROPERTY_TABLE,MATCH(\"N2O Emissions Factor (kg N2O produced/GJ or mmBtu feed)\",key_MPTable,0),FALSE)*$E40*$F40)","v":""},{"$f":"IF($B103=\"\",\"\",$C103*GHG_CO2_factor+$D103*GHG_CH4_factor+$E103*GHG_N2O_factor)","v":""}]
[null,"Carbon Sequestration"]
[null,{"$f":"B42","v":""},{"$f":"IF($B105=\"\",\"\",VLOOKUP($B105,MASTER_PROPERTY_TABLE,MATCH(\"CO2 Emissions Factor (kg CO2 produced/GJ feed)\",key_MPTable,0),FALSE)*$E42*$F42)","v":""},{"$f":"IF($B105=\"\",\"\",VLOOKUP($B105,MASTER_PROPERTY_TABLE,MATCH(\"CH4 Emissions Factor (kg CH4 produced/GJ or mmBtu feed)\",key_MPTable,0),FALSE)*$E42*$F42)","v":""},{"$f":"IF($B105=\"\",\"\",VLOOKUP($B105,MASTER_PROPERTY_TABLE,MATCH(\"N2O Emissions Factor (kg N2O produced/GJ or mmBtu feed)\",key_MPTable,0),FALSE)*$E42*$F42)","v":""},{"$f":"IF($B105=\"\",\"\",$C105*GHG_CO2_factor+$D105*GHG_CH4_factor+$E105*GHG_N2O_factor)","v":""}]
[]
[]
[null,"Upstream GHG Emissions (kg/kg H2) based on GREET.NET 2017"]
[null,"Feedstock","CO2","CH4","N2O","Total GHG (CO2 eq)"]
[null,{"$f":"B32","v":"Woody Biomass"},{"$f":"IF($B110=\"\",\"\",$C32*VLOOKUP($B110,Tbl_Emissions,6,FALSE))","v":0.95782402481390916},{"$f":"IF($B110=\"\",\"\",$C32*VLOOKUP($B110,Tbl_Emissions,7,FALSE))","v":2.1488484435884234E-3},{"$f":"IF($B110=\"\",\"\",$C32*VLOOKUP($B110,Tbl_Emissions,8,FALSE))","v":-9.7460276414907039E-4},{"$f":"IF($B110=\"\",\"\",$C110*GHG_CO2_factor+$D110*GHG_CH4_factor+$E110*GHG_N2O_factor)","v":0.72111361218719672}]
[null,{"$f":"B33","v":""},{"$f":"IF($B111=\"\",\"\",$C33*VLOOKUP($B111,Tbl_Emissions,6,FALSE))","v":""},{"$f":"IF($B111=\"\",\"\",$C33*VLOOKUP($B111,Tbl_Emissions,7,FALSE))","v":""},{"$f":"IF($B111=\"\",\"\",$C33*VLOOKUP($B111,Tbl_Emissions,8,FALSE))","v":""},{"$f":"IF($B111=\"\",\"\",$C111*GHG_CO2_factor+$D111*GHG_CH4_factor+$E111*GHG_N2O_factor)","v":""}]
[null,{"$f":"B34","v":""},{"$f":"IF($B112=\"\",\"\",$C34*VLOOKUP($B112,Tbl_Emissions,6,FALSE))","v":""},{"$f":"IF($B112=\"\",\"\",$C34*VLOOKUP($B112,Tbl_Emissions,7,FALSE))","v":""},{"$f":"IF($B112=\"\",\"\",$C34*VLOOKUP($B112,Tbl_Emissions,8,FALSE))","v":""},{"$f":"IF($B112=\"\",\"\",$C112*GHG_CO2_factor+$D112*GHG_CH4_factor+$E112*GHG_N2O_factor)","v":""}]
[null,{"$f":"B35","v":""},{"$f":"IF($B113=\"\",\"\",$C35*VLOOKUP($B113,Tbl_Emissions,6,FALSE))","v":""},{"$f":"IF($B113=\"\",\"\",$C35*VLOOKUP($B113,Tbl_Emissions,7,FALSE))","v":""},{"$f":"IF($B113=\"\",\"\",$C35*VLOOKUP($B113,Tbl_Emissions,8,FALSE))","v":""},{"$f":"IF($B113=\"\",\"\",$C113*GHG_CO2_factor+$D113*GHG_CH4_factor+$E113*GHG_N2O_factor)","v":""}]
[null,"Utility"]
[null,{"$f":"B37","v":"Industrial Electricity"},{"$f":"IF($B115=\"\",\"\",$C37*VLOOKUP($B115,Tbl_Emissions,6,FALSE))","v":0.42774101999999992},{"$f":"IF($B115=\"\",\"\",$C37*VLOOKUP($B115,Tbl_Emissions,7,FALSE))","v":6.9590631599999986E-4},{"$f":"IF($B115=\"\",\"\",$C37*VLOOKUP($B115,Tbl_Emissions,8,FALSE))","v":6.1084421999999996E-6},{"$f":"IF($B115=\"\",\"\",$C115*GHG_CO2_factor+$D115*GHG_CH4_factor+$E115*GHG_N2O_factor)","v":0.44695899367559988}]
[null,{"$f":"B38","v":"Commercial Natural Gas"},{"$f":"IF($B116=\"\",\"\",$C38*VLOOKUP($B116,Tbl_Emissions,6,FALSE))","v":1.7870370699999999E-2},{"$f":"IF($B116=\"\",\"\",$C38*VLOOKUP($B116,Tbl_Emissions,7,FALSE))","v":5.7478459571000005E-4},{"$f":"IF($B116=\"\",\"\",$C38*VLOOKUP($B116,Tbl_Emissions,8,FALSE))","v":2.6806247895555552E-6},{"$f":"IF($B116=\"\",\"\",$C116*GHG_CO2_factor+$D116*GHG_CH4_factor+$E116*GHG_N2O_factor)","v":3.3038811780037557E-2}]
[null,{"$f":"B39","v":""},{"$f":"IF($B117=\"\",\"\",$C39*VLOOKUP($B117,Tbl_Emissions,6,FALSE))","v":""},{"$f":"IF($B117=\"\",\"\",$C39*VLOOKUP($B117,Tbl_Emissions,7,FALSE))","v":""},{"$f":"IF($B117=\"\",\"\",$C39*VLOOKUP($B117,Tbl_Emissions,8,FALSE))","v":""},{"$f":"IF($B117=\"\",\"\",$C117*GHG_CO2_factor+$D117*GHG_CH4_factor+$E117*GHG_N2O_factor)","v":""}]
[null,{"$f":"B40","v":""},{"$f":"IF($B118=\"\",\"\",$C40*VLOOKUP($B118,Tbl_Emissions,6,FALSE))","v":""},{"$f":"IF($B118=\"\",\"\",$C40*VLOOKUP($B118,Tbl_Emissions,7,FALSE))","v":""},{"$f":"IF($B118=\"\",\"\",$C40*VLOOKUP($B118,Tbl_Emissions,8,FALSE))","v":""},{"$f":"IF($B118=\"\",\"\",$C118*GHG_CO2_factor+$D118*GHG_CH4_factor+$E118*GHG_N2O_factor)","v":""}]
[null,"Carbon Sequestration"]
[null,{"$f":"B42","v":""},{"$f":"IF($B120=\"\",\"\",$C42*VLOOKUP($B120,Tbl_Emissions,6,FALSE))","v":""},{"$f":"IF($B120=\"\",\"\",$C42*VLOOKUP($B120,Tbl_Emissions,7,FALSE))","v":""},{"$f":"IF($B120=\"\",\"\",$C42*VLOOKUP($B120,Tbl_Emissions,8,FALSE))","v":""},{"$f":"IF($B120=\"\",\"\",$C120*GHG_CO2_factor+$D120*GHG_CH4_factor+$E120*GHG_N2O_factor)","v":""}]
[null,"TOTAL",{"$f":"SUM(C110:C120)","v":1.4034354155139093},{"$f":"SUM(D110:D120)","v":3.4195393552984231E-3},{"$f":"SUM(E110:E120)","v":-9.6581369715951484E-4},{"$f":"SUM(F110:F120)","v":1.2011114176428341}]

{"sheet":"Tornado Charts & Risk Analysis","index":9,"n_rows":2250,"n_cols":25,"rows_kept":2250,"cut":false,"hidden":false,"merged":[[11,15,11,16],[11,17,11,20],[10,1,10,2]]}
[]
[null,"Parameter","Nominal","Enter deviation % for lowering H2 cost","Enter deviation % for increasing H2 cost","Price-decreasing factor","Price-increasing factor","Price-decreasing value","Price-increasing value"]
[null,"Operating Capacity Factor",{"$f":"+cap_factor","v":0.9},0.05,0.05,{"$f":"1+D3","v":1.05},{"$f":"1-E3","v":0.95},{"$f":"+C3*F3","v":0.94500000000000006},{"$f":"+C3*G3","v":0.85499999999999998}]
[null,{"$f":"+Input_Sheet_Template!B26","v":"Plant Design Capacity (kg of H2/day)"},{"$f":"+design_cap","v":154758.064516129},0.05,0.05,{"$f":"1+D4","v":1.05},{"$f":"1-E4","v":0.95},162495.96774193546,147020.16129032255]
[null,"After-tax Real IRR",{"$f":"+real_irr","v":0.08},0.05,0.05,{"$f":"1-D5","v":0.95},{"$f":"1+E5","v":1.05},7.5999999999999998E-2,8.4000000000000005E-2]
[null,"Feedstock Consumption (% of baseline)",1,0.05,0.05,{"$f":"1-D6","v":0.95},{"$f":"1+E6","v":1.05},0.95,1.05]
[null,"Utilities Consumption (% of baseline)",1,0.05,0.05,{"$f":"1-D7","v":0.95},1.05,0.95,1.05]
[null,"Total Capital Investment",{"$f":"+total_cap","v":195787310.81187424},0.05,0.05,{"$f":"1-D8","v":0.95},1.05,185997945.27128053,205576676.35246795]
[null,"Total Fixed Operating Cost",{"$f":"+fixed","v":11801427.329928726},0.05,0.05,{"$f":"1-D9","v":0.95},1.05,11211355.96343229,12391498.696425162]
[]
[null,"Run Risk Analysis (note: Risk analysis could take ~5 min to run)?",null,"Yes",{"$f":"IF(RunRiskAnalysis=\"Yes\",\"          Please click Update Charts and Risk Analysis button before using results below\",\"\")","v":"          Please click Update Charts and Risk Analysis button before using results below"}]
[null,null,null,null,null,null,null,null,null,null,null,null,null,null,null,"Risk variable to plot",null,"Cost of hydrogen ($/kg)"]
[null,null,null,null,null,null,null,null,null,null,null,null,null,null,null,null,null,null,null,null,null,"Percentile","Value"]
[null,null,null,null,null,null,null,null,null,null,null,null,null,null,null,null,null,null,null,null,null,0,{"$f":"+MIN(OFFSET($B$251:$B$2250,0,$C$194))*$C$198","v":2.1218441548669231}]
[null,null,null,null,null,null,null,null,null,null,null,null,null,null,null,null,null,null,null,null,null,0.05,{"$f":"+PERCENTILE(OFFSET($B$251:$B$2250,0,$C$194),V15)*$C$198","v":2.1601453778489939}]
[null,null,null,null,null,null,null,null,null,null,null,null,null,null,null,null,null,null,null,null,null,{"$f":"+V15+0.05","v":0.1},2.1721990118663466]
[null,null,null,null,null,null,null,null,null,null,null,null,null,null,null,null,null,null,null,null,null,0.15000000000000002,2.1799891305267276]
[null,null,null,null,null,null,null,null,null,null,null,null,null,null,null,null,null,null,null,null,null,0.2,2.1867797604616195]
[null,null,null,null,null,null,null,null,null,null,null,null,null,null,null,null,null,null,null,null,null,0.25,2.1925798748260092]
[null,null,null,null,null,null,null,null,null,null,null,null,null,null,null,null,null,null,null,null,null,0.3,2.1978251746619861]
[null,null,null,null,null,null,null,null,null,null,null,null,null,null,null,null,null,null,null,null,null,0.35,2.2022331568105042]
[null,null,null,null,null,null,null,null,null,null,null,null,null,null,null,null,null,null,null,null,null,0.39999999999999997,2.2060881423410907]
[null,null,null,null,null,null,null,null,null,null,null,null,null,null,null,null,null,null,null,null,null,0.44999999999999996,2.2098206717632194]
[null,null,null,null,null,null,null,null,null,null,null,null,null,null,null,null,null,null,null,null,null,0.49999999999999994,2.2142616542967821]
[null,null,null,null,null,null,null,null,null,null,null,null,null,null,null,null,null,null,null,null,null,0.54999999999999993,2.218925262891168]
[null,null,null,null,null,null,null,null,null,null,null,null,null,null,null,null,null,null,null,null,null,0.6,2.2235167846722486]
[null,null,null,null,null,null,null,null,null,null,null,null,null,null,null,null,null,null,null,null,null,0.65,2.2279531385943874]
[null,null,null,null,null,null,null,null,null,null,null,null,null,null,null,null,null,null,null,null,null,0.70000000000000007,2.2329119091600211]
[null,null,null,null,null,null,null,null,null,null,null,null,null,null,null,null,null,null,null,null,null,0.75000000000000011,2.2375368740408672]
[null,null,null,null,null,null,null,null,null,null,null,null,null,null,null,null,null,null,null,null,null,0.80000000000000016,2.2428762634002344]
[null,null,null,null,null,null,null,null,null,null,null,null,null,null,null,null,null,null,null,null,null,0.8500000000000002,2.248902729425402]
[null,null,null,null,null,null,null,null,null,null,null,null,null,null,null,null,null,null,null,null,null,0.90000000000000024,2.2584463097805521]
[null,null,null,null,null,null,null,null,null,null,null,null,null,null,null,null,null,null,null,null,null,0.95000000000000029,2.2694911444542369]
[null,null,null,null,null,null,null,null,null,null,null,null,null,null,null,null,null,null,null,null,null,1,{"$f":"+MAX(OFFSET($B$251:$B$2250,0,$C$194))*$C$198","v":2.3296069576460776}]
[]
[]
[]
[]
[]
[]
[]
[]
[]
[]
[null,"No user interactions below this row"]
[]
[null,"Displayed case"]
[null,1,{"$f":"+OFFSET(C50,$B$48,0)","v":1},1,1,{"$f":"+OFFSET(F50,$B$48,0)","v":1},{"$f":"+OFFSET(G50,$B$48,0)","v":1},{"$f":"+OFFSET(H50,$B$48,0)","v":1},{"$f":"+OFFSET(I50,$B$48,0)","v":1},null,{"$f":"+'Cash Flow Analysis'!F118","v":2.2167386276561176},{"$f":"+'Cash Flow Analysis'!Q118","v":0},{"$f":"+'Cash Flow Analysis'!L118","v":1.5466729916409979E-3},{"$f":"+'Cash Flow Analysis'!H117","v":0.14063856670484737},{"$f":"+'Cash Flow Analysis'!I117","v":1.9752209149708037E-2},{"$f":"+'Cash Flow Analysis'!J117","v":2.6099437030722344E-2},{"$f":"+'Cash Flow Analysis'!K117","v":5.5084601150012609E-3},{"$f":"+'Cash Flow Analysis'!M117","v":1.5249343462242497E-3},{"$f":"+'Cash Flow Analysis'!N117","v":0.24151439550643775},{"$f":"+'Cash Flow Analysis'!O117","v":1.3438636580768006},{"$f":"+'Cash Flow Analysis'!P117","v":0.14277252538404067},{"$f":"+'Cash Flow Analysis'!R117","v":0.18472633156029178},{"$f":"+'Cash Flow Analysis'!S117","v":9.2389977839911513E-2},{"$f":"+'Cash Flow Analysis'!X117","v":1.5344436337820982E-2},{"$f":"+'Cash Flow Analysis'!Z117","v":4.1503685959502759E-3}]
[]
[null,"Case","Operating capacity factor","Plant design capacity (kg of H2/day)","After-tax real IRR (%)","Feedstock consumption (% of most likely value)","Utilities consumption (% of most likely value)","Total capital investment ($)","Total fixed operating cost ($/year)",null,"Cost of hydrogen ($/kg)","Revenue from byproduct sales ($/kg)","Salvage value ($/kg)","Initial equity depreciable capital ($/kg)","Yearly replacement costs ($/kg)","Cash from working capital reserve ($/kg)","Other non-depreciable capital costs ($/kg)","Decommissioning costs ($/kg)","Fixed operating cost ($/kg)","Feedstock cost ($/kg)","Other raw material cost ($/kg)","Other variable operating costs ($/kg)","Debt interest ($/kg)","Taxes ($/kg)","Principal payment ($/kg)"]
[null,1,1,1,1,1,1,1,1,null,2.2167386276561176,0,1.5466729916409979E-3,0.14063856670484737,1.9752209149708037E-2,2.6099437030722344E-2,5.5084601150012609E-3,1.5249343462242497E-3,0.24151439550643775,1.3438636580768006,0.14277252538404067,0.18472633156029178,9.2389977839911513E-2,1.5344436337820982E-2,4.1503685959502759E-3]
[null,{"$f":"+B51+1","v":2},{"$f":"+F3","v":1.05},1,1,1,1,1,1,null,2.1824300916819852,0,1.4730218968009509E-3,0.13394149209985468,1.8811627761626707E-2,2.5811144183943691E-2,5.2461524904773927E-3,1.4523184249754762E-3,0.23001371000613122,1.3438636580768006,0.13597383369908642,0.18190137909228016,8.7990455085630012E-2,1.494461066183474E-2,3.9527319961431212E-3]
[null,{"$f":"+B52+1","v":3},{"$f":"+G3","v":0.95},1,1,1,1,1,1,null,2.2546585884696331,0,1.6280768333063137E-3,0.14804059653141827,2.0791799104955828E-2,2.641807649295138E-2,5.7983790684223791E-3,1.6051940486571049E-3,0.25422567948046076,1.3438636580768006,0.15028686882530598,0.18784864744598892,9.7252608252538439E-2,1.5786348927068879E-2,4.3688090483687114E-3]
[null,4,1,{"$f":"+F4","v":1.05},1,1,1,1,1,null,2.2079946666505683,0,1.5301600394281465E-3,0.1391370483206561,1.9541325991115268E-2,2.6020702114283225E-2,5.4496494037927423E-3,1.5086534852258168E-3,0.23574538589790345,1.3438636580768006,0.14277252538404078,0.18472633156029181,9.1403582333387398E-2,1.5249906663201503E-2,4.1060574592969284E-3]
[null,5,1,{"$f":"+G4","v":0.95},1,1,1,1,1,null,2.2262031117305749,0,1.5642253098439708E-3,0.1422345943640583,1.9976365815067215E-2,2.618540808866025E-2,5.5709725176031222E-3,1.5422399648186314E-3,0.24781360660273866,1.3438636580768006,0.14277252538404064,0.18472633156029178,9.3438459515466699E-2,1.5445706365903495E-2,4.1974687849685478E-3]
[null,6,1,1,{"$f":"+F5","v":0.95},1,1,1,1,null,2.205335690619278,0,1.7149954931616677E-3,0.13404273818872198,1.97211031288273E-2,2.5115075446980821E-2,5.2265168619412125E-3,1.6908910579522521E-3,0.24113405567848833,1.343811550131246,0.14265787991692264,0.18468450468186071,9.0767160485627357E-2,1.3597162476211237E-2,4.602048057658582E-3]
[null,7,1,1,{"$f":"+G5","v":1.05},1,1,1,1,null,2.2284637392413571,0,1.3937486012075278E-3,0.14735845589148644,1.9783560005659239E-2,2.7077906387511601E-2,5.7976003418830826E-3,1.3741593235738667E-3,0.241897728984039,1.3439700413750468,0.14288807322408301,0.1847723834845291,9.4024281194763387E-2,1.7173288942718395E-2,3.7400086872687939E-3]
[null,8,1,1,1,{"$f":"+F6","v":0.95},1,1,1,null,2.1483109780849343,0,1.5466729916409979E-3,0.14063856670484737,1.9752209149708037E-2,2.5182722083553606E-2,5.5084601150012609E-3,1.5249343462242497E-3,0.24151439550643775,1.2766704751729607,0.14277252538404067,0.18472633156029178,9.2389977839911513E-2,1.5026684617646946E-2,4.1503685959502759E-3]
[null,9,1,1,1,{"$f":"+G6","v":1.05},1,1,1,null,2.2851662772273,0,1.5466729916409979E-3,0.14063856670484737,1.9752209149708037E-2,2.7016151977891079E-2,5.5084601150012609E-3,1.5249343462242497E-3,0.24151439550643775,1.4110568409806403,0.14277252538404067,0.18472633156029178,9.2389977839911513E-2,1.5662188057994856E-2,4.1503685959502759E-3]
[null,10,1,1,1,1,{"$f":"+F7","v":0.95},1,1,null,2.2109829830632637,0,1.5466729916409979E-3,0.14063856670484737,1.9752209149708037E-2,2.6022325629039771E-2,5.5084601150012609E-3,1.5249343462242497E-3,0.24151439550643775,1.3438636580768006,0.14277252538404067,0.17907452672192606,9.2389977839911513E-2,1.5317707985015864E-2,4.1503685959502759E-3]
[null,11,1,1,1,1,{"$f":"+G6","v":1.05},1,1,null,2.2224942722489707,0,1.5466729916409979E-3,0.14063856670484737,1.9752209149708037E-2,2.6176548432404904E-2,5.5084601150012609E-3,1.5249343462242497E-3,0.24151439550643775,1.3438636580768006,0.14277252538404067,0.19037813639865769,9.2389977839911513E-2,1.537116469062616E-2,4.1503685959502759E-3]
[null,12,1,1,1,1,1,{"$f":"+F8","v":0.95},1,null,2.2005814457790063,0,1.4693393420589479E-3,0.13350639497417338,1.9752209149708037E-2,2.6044753174156225E-2,5.5084601150012609E-3,1.4476006966421997E-3,0.23750763829846464,1.3438636580768006,0.14277252538404067,0.18472633156029178,8.7704625851574528E-2,1.5276695945391661E-2,3.9398918948186697E-3]
[null,13,1,1,1,1,1,{"$f":"+G8","v":1.05},1,null,2.2328958095332281,0,1.6240066412230474E-3,0.14777073843552135,1.9752209149708037E-2,2.6154120887288457E-2,5.5084601150012609E-3,1.6022679958062993E-3,0.24552115271441063,1.3438636580768006,0.14277252538404067,0.18472633156029178,9.7075329828248416E-2,1.5412176730250032E-2,4.3608452970818829E-3]
[null,14,1,1,1,1,1,1,{"$f":"+F9","v":0.95},null,2.2044409737022246,0,1.5466729916409979E-3,0.14063856670484737,1.9752209149708037E-2,2.593462870971595E-2,5.5084601150012609E-3,1.5249343462242497E-3,0.22943867573111584,1.3438636580768006,0.14277252538404067,0.18472633156029178,9.2389977839911513E-2,1.5287310480256876E-2,4.1503685959502759E-3]
[null,15,1,1,1,1,1,1,{"$f":"+G9","v":1.05},null,2.2290362816100093,0,1.5466729916409979E-3,0.14063856670484737,1.9752209149708037E-2,2.6264245351728728E-2,5.5084601150012609E-3,1.5249343462242497E-3,0.25359011528175968,1.3438636580768006,0.14277252538404067,0.18472633156029178,9.2389977839911513E-2,1.5401562195384884E-2,4.1503685959502759E-3]
[null,16,{"$f":"(C$72=1)*$F$3\n+(C$72=2)\n+(C$72=3)\n+(C$72=4)\n+(C$72=5)","v":1},1,1,{"$f":"(F$72=1)*$F$6\n+(F$72=2)\n+(F$72=3)\n+(F$72=4)\n+(F$72=5)","v":0.95},{"$f":"(G$72=1)*$F$7\n+(G$72=2)\n+(G$72=3)\n+(G$72=4)\n+(G$72=5)","v":1},{"$f":"(H$72=1)*$F$8\n+(H$72=2)\n+(H$72=3)\n+(H$72=4)\n+(H$72=5)","v":1},{"$f":"(I$72=1)*$F$9\n+(I$72=2)\n+(I$72=3)\n+(I$72=4)\n+(I$72=5)","v":1},null,2.1483109780849343,0,1.5466729916409979E-3,0.14063856670484737,1.9752209149708037E-2,2.5182722083553606E-2,5.5084601150012609E-3,1.5249343462242497E-3,0.24151439550643775,1.2766704751729607,0.14277252538404067,0.18472633156029178,9.2389977839911513E-2,1.5026684617646946E-2,4.1503685959502759E-3]
[null,17,{"$f":"(C$72=1)*$F$3\n+(C$72=2)*$F$3\n+(C$72=3)\n+(C$72=4)\n+(C$72=5)","v":1.05},1,1,{"$f":"(F$72=1)*$F$6\n+(F$72=2)*$F$6\n+(F$72=3)\n+(F$72=4)\n+(F$72=5)","v":0.95},{"$f":"(G$72=1)*$F$7\n+(G$72=2)*$F$7\n+(G$72=3)\n+(G$72=4)\n+(G$72=5)","v":1},{"$f":"(H$72=1)*$F$8\n+(H$72=2)*$F$8\n+(H$72=3)\n+(H$72=4)\n+(H$72=5)","v":1},{"$f":"(I$72=1)*$F$9\n+(I$72=2)*$F$9\n+(I$72=3)\n+(I$72=4)\n+(I$72=5)","v":1},null,2.1140024421108028,0,1.4730218968009509E-3,0.13394149209985468,1.8811627761626707E-2,2.4894429236774963E-2,5.2461524904773927E-3,1.4523184249754762E-3,0.23001371000613122,1.2766704751729612,0.13597383369908642,0.18190137909228016,8.7990455085630012E-2,1.4626858941660766E-2,3.9527319961431212E-3]
[null,18,{"$f":"(C$72=1)*$F$3\n+(C$72=2)*$F$3\n+(C$72=3)*$F$3\n+(C$72=4)\n+(C$72=5)","v":1.05},1,1,{"$f":"(F$72=1)*$F$6\n+(F$72=2)*$F$6\n+(F$72=3)*$F$6\n+(F$72=4)\n+(F$72=5)","v":0.95},{"$f":"(G$72=1)*$F$7\n+(G$72=2)*$F$7\n+(G$72=3)*$F$7\n+(G$72=4)\n+(G$72=5)","v":1},{"$f":"(H$72=1)*$F$8\n+(H$72=2)*$F$8\n+(H$72=3)*$F$8\n+(H$72=4)\n+(H$72=5)","v":0.95},{"$f":"(I$72=1)*$F$9\n+(I$72=2)*$F$9\n+(I$72=3)*$F$9\n+(I$72=4)\n+(I$72=5)","v":1},null,2.0986146498468869,0,1.3993708019609029E-3,0.12714894759445089,1.8811627761626707E-2,2.4842349373378658E-2,5.2461524904773927E-3,1.3786673301354286E-3,0.22619775076044257,1.2766704751729612,0.13597383369908642,0.18190137909228016,8.3528215096737676E-2,1.4562344282204348E-2,3.7522779950654008E-3]
[null,19,{"$f":"(C$72=1)*$F$3\n+(C$72=2)*$F$3\n+(C$72=3)*$F$3\n+(C$72=4)*$F$3\n+(C$72=5)","v":1.05},1,1,{"$f":"(F$72=1)*$F$6\n+(F$72=2)*$F$6\n+(F$72=3)*$F$6\n+(F$72=4)*$F$6\n+(F$72=5)","v":0.95},{"$f":"(G$72=1)*$F$7\n+(G$72=2)*$F$7\n+(G$72=3)*$F$7\n+(G$72=4)*$F$7\n+(G$72=5)","v":1},{"$f":"(H$72=1)*$F$8\n+(H$72=2)*$F$8\n+(H$72=3)*$F$8\n+(H$72=4)*$F$8\n+(H$72=5)","v":0.95},{"$f":"(I$72=1)*$F$9\n+(I$72=2)*$F$9\n+(I$72=3)*$F$9\n+(I$72=4)*$F$9\n+(I$72=5)","v":0.95},null,2.0870969030137525,0,1.3993708019609029E-3,0.12714894759445089,1.8811627761626707E-2,2.4687993060828105E-2,5.2461524904773927E-3,1.3786673301354286E-3,0.21488786322242054,1.2766704751729612,0.13597383369908642,0.18190137909228016,8.3528215096737676E-2,1.4508841299642417E-2,3.7522779950654008E-3]
[null,20,{"$f":"(C$72=1)*$F$3\n+(C$72=2)*$F$3\n+(C$72=3)*$F$3\n+(C$72=4)*$F$3\n+(C$72=5)*$F$3","v":1.05},1,1,{"$f":"(F$72=1)*$F$6\n+(F$72=2)*$F$6\n+(F$72=3)*$F$6\n+(F$72=4)*$F$6\n+(F$72=5)*$F$6","v":0.95},{"$f":"(G$72=1)*$F$7\n+(G$72=2)*$F$7\n+(G$72=3)*$F$7\n+(G$72=4)*$F$7\n+(G$72=5)*$F$7","v":0.95},{"$f":"(H$72=1)*$F$8\n+(H$72=2)*$F$8\n+(H$72=3)*$F$8\n+(H$72=4)*$F$8\n+(H$72=5)*$F$8","v":0.95},{"$f":"(I$72=1)*$F$9\n+(I$72=2)*$F$9\n+(I$72=3)*$F$9\n+(I$72=4)*$F$9\n+(I$72=5)*$F$9","v":0.95},null,2.0813412584208995,0,1.3993708019609029E-3,0.12714894759445089,1.8811627761626707E-2,2.4610881659145545E-2,5.2461524904773927E-3,1.3786673301354286E-3,0.21488786322242054,1.2766704751729612,0.13597383369908642,0.17624957425391435,8.3528215096737676E-2,1.4482112946837156E-2,3.7522779950654008E-3]
[]
[null,"Waterfall Chart Priority",{"$f":"6-RANK($N$101,($N$101,$N$104:$N$107))","v":2},null,null,{"$f":"6-RANK($N$104,($N$101,$N$104:$N$107))","v":1},{"$f":"6-RANK($N$105,($N$101,$N$104:$N$107))","v":5},{"$f":"6-RANK($N$106,($N$101,$N$104:$N$107))","v":3},{"$f":"6-RANK($N$107,($N$101,$N$104:$N$107))","v":4}]
[]
[null,"Visualization data formatting"]
[]
[null,"parameter","level","Chart titles","Revenue from Hydrogen Sales","Revenue from Byproduct Sales","Salvage Value","Initial Equity Depreciable Capital","Yearly Replacement Costs","Cash for Working Capital Reserve","Other Non-Depreciable Capital Costs","Decommissioning Costs","Fixed Operating Cost","Feedstock Cost","Other Raw Material Cost","Other Variable Operating Costs","Debt Interest","Taxes","Principal Payment"]
[null,{"$f":"+$B$3","v":"Operating Capacity Factor"},{"$f":"+H3","v":0.94500000000000006},{"$f":"+B77&\" = \"&C77*100&\"%\"","v":"Operating Capacity Factor = 94.5%"},{"$f":"+K52","v":2.1824300916819852},0,1.4730218968009509E-3,0.13394149209985468,1.8811627761626707E-2,2.5811144183943691E-2,5.2461524904773927E-3,1.4523184249754762E-3,0.23001371000613122,1.3438636580768006,0.13597383369908642,0.18190137909228016,8.7990455085630012E-2,1.494461066183474E-2,3.9527319961431212E-3]
[null,{"$f":"+$B$3","v":"Operating Capacity Factor"},{"$f":"+C3","v":0.9},{"$f":"+B78&\" = \"&C78*100&\"%\"","v":"Operating Capacity Factor = 90%"},{"$f":"+K$51","v":2.2167386276561176},0,1.5466729916409979E-3,0.14063856670484737,1.9752209149708037E-2,2.6099437030722344E-2,5.5084601150012609E-3,1.5249343462242497E-3,0.24151439550643775,1.3438636580768006,0.14277252538404067,0.18472633156029178,9.2389977839911513E-2,1.5344436337820982E-2,4.1503685959502759E-3]
[null,"Operating Capacity Factor",{"$f":"+I3","v":0.85499999999999998},"Operating Capacity Factor = 85.5%",{"$f":"+K53","v":2.2546585884696331},0,1.6280768333063137E-3,0.14804059653141827,2.0791799104955828E-2,2.641807649295138E-2,5.7983790684223791E-3,1.6051940486571049E-3,0.25422567948046076,1.3438636580768006,0.15028686882530598,0.18784864744598892,9.7252608252538439E-2,1.5786348927068879E-2,4.3688090483687114E-3]
[null,{"$f":"+$B$4","v":"Plant Design Capacity (kg of H2/day)"},{"$f":"ROUND(H4,0)","v":162496},{"$f":"+B80&\" = \"&TEXT(C80,\"0,000\")","v":"Plant Design Capacity (kg of H2/day) = 162,496"},2.2079946666505683,0,1.5301600394281465E-3,0.1391370483206561,1.9541325991115268E-2,2.6020702114283225E-2,5.4496494037927423E-3,1.5086534852258168E-3,0.23574538589790345,1.3438636580768006,0.14277252538404078,0.18472633156029181,9.1403582333387398E-2,1.5249906663201503E-2,4.1060574592969284E-3]
[null,{"$f":"+$B$4","v":"Plant Design Capacity (kg of H2/day)"},{"$f":"+ROUND(C4,0)","v":154758},{"$f":"+B81&\" = \"&TEXT(C81,\"0,000\")","v":"Plant Design Capacity (kg of H2/day) = 154,758"},{"$f":"+K$51","v":2.2167386276561176},0,1.5466729916409979E-3,0.14063856670484737,1.9752209149708037E-2,2.6099437030722344E-2,5.5084601150012609E-3,1.5249343462242497E-3,0.24151439550643775,1.3438636580768006,0.14277252538404067,0.18472633156029178,9.2389977839911513E-2,1.5344436337820982E-2,4.1503685959502759E-3]
[null,"Plant Design Capacity (kg of H2/day)",{"$f":"ROUND(I4,0)","v":147020},"Plant Design Capacity (kg of H2/day) = 147,020",{"$f":"+K55","v":2.2262031117305749},0,1.5642253098439708E-3,0.1422345943640583,1.9976365815067215E-2,2.618540808866025E-2,5.5709725176031222E-3,1.5422399648186314E-3,0.24781360660273866,1.3438636580768006,0.14277252538404064,0.18472633156029178,9.3438459515466699E-2,1.5445706365903495E-2,4.1974687849685478E-3]
[null,{"$f":"+$B$5","v":"After-tax Real IRR"},{"$f":"+ROUND(H5,2)","v":0.08},{"$f":"+B83&\" = \"&C83*100&\"%\"","v":"After-tax Real IRR = 8%"},2.205335690619278,0,1.7149954931616677E-3,0.13404273818872198,1.97211031288273E-2,2.5115075446980821E-2,5.2265168619412125E-3,1.6908910579522521E-3,0.24113405567848833,1.343811550131246,0.14265787991692264,0.18468450468186071,9.0767160485627357E-2,1.3597162476211237E-2,4.602048057658582E-3]
[null,{"$f":"+$B$5","v":"After-tax Real IRR"},{"$f":"ROUND(C5,2)","v":0.08},"After-tax Real IRR = 8%",{"$f":"+K$51","v":2.2167386276561176},0,1.5466729916409979E-3,0.14063856670484737,1.9752209149708037E-2,2.6099437030722344E-2,5.5084601150012609E-3,1.5249343462242497E-3,0.24151439550643775,1.3438636580768006,0.14277252538404067,0.18472633156029178,9.2389977839911513E-2,1.5344436337820982E-2,4.1503685959502759E-3]
[null,"After-tax Real IRR",{"$f":"ROUND(I5,2)","v":0.08},"After-tax Real IRR = 8%",{"$f":"+K57","v":2.2284637392413571},0,1.3937486012075278E-3,0.14735845589148644,1.9783560005659239E-2,2.7077906387511601E-2,5.7976003418830826E-3,1.3741593235738667E-3,0.241897728984039,1.3439700413750468,0.14288807322408301,0.1847723834845291,9.4024281194763387E-2,1.7173288942718395E-2,3.7400086872687939E-3]
[null,{"$f":"+$B$6","v":"Feedstock Consumption (% of baseline)"},{"$f":"+ROUND(H6,3)","v":0.95},{"$f":"+B86&\" = \"&C86*100&\"%\"","v":"Feedstock Consumption (% of baseline) = 95%"},2.1483109780849343,0,1.5466729916409979E-3,0.14063856670484737,1.9752209149708037E-2,2.5182722083553606E-2,5.5084601150012609E-3,1.5249343462242497E-3,0.24151439550643775,1.2766704751729607,0.14277252538404067,0.18472633156029178,9.2389977839911513E-2,1.5026684617646946E-2,4.1503685959502759E-3]
[null,{"$f":"+$B$6","v":"Feedstock Consumption (% of baseline)"},{"$f":"+ROUND(C6,3)","v":1},{"$f":"+B87&\" = \"&C87*100&\"%\"","v":"Feedstock Consumption (% of baseline) = 100%"},{"$f":"+K$51","v":2.2167386276561176},0,1.5466729916409979E-3,0.14063856670484737,1.9752209149708037E-2,2.6099437030722344E-2,5.5084601150012609E-3,1.5249343462242497E-3,0.24151439550643775,1.3438636580768006,0.14277252538404067,0.18472633156029178,9.2389977839911513E-2,1.5344436337820982E-2,4.1503685959502759E-3]
[null,"Feedstock Consumption (% of baseline)",{"$f":"+ROUND(I6,3)","v":1.05},{"$f":"+B88&\" = \"&C88*100&\"%\"","v":"Feedstock Consumption (% of baseline) = 105%"},{"$f":"+K59","v":2.2851662772273},0,1.5466729916409979E-3,0.14063856670484737,1.9752209149708037E-2,2.7016151977891079E-2,5.5084601150012609E-3,1.5249343462242497E-3,0.24151439550643775,1.4110568409806403,0.14277252538404067,0.18472633156029178,9.2389977839911513E-2,1.5662188057994856E-2,4.1503685959502759E-3]
[null,{"$f":"+$B$7","v":"Utilities Consumption (% of baseline)"},{"$f":"+ROUND(H7,3)","v":0.95},{"$f":"+B89&\" = \"&C89*100&\"%\"","v":"Utilities Consumption (% of baseline) = 95%"},2.2109829830632637,0,1.5466729916409979E-3,0.14063856670484737,1.9752209149708037E-2,2.6022325629039771E-2,5.5084601150012609E-3,1.5249343462242497E-3,0.24151439550643775,1.3438636580768006,0.14277252538404067,0.17907452672192606,9.2389977839911513E-2,1.5317707985015864E-2,4.1503685959502759E-3]
[null,{"$f":"+$B$7","v":"Utilities Consumption (% of baseline)"},{"$f":"+ROUND(C7,3)","v":1},"Utilities Consumption (% of baseline) = 100%",{"$f":"+K$51","v":2.2167386276561176},{"$f":"+L$51","v":0},1.5466729916409979E-3,0.14063856670484737,1.9752209149708037E-2,2.6099437030722344E-2,5.5084601150012609E-3,1.5249343462242497E-3,0.24151439550643775,1.3438636580768006,0.14277252538404067,0.18472633156029178,9.2389977839911513E-2,1.5344436337820982E-2,4.1503685959502759E-3]
[null,"Utilities Consumption (% of baseline)",{"$f":"+ROUND(I7,3)","v":1.05},"Utilities Consumption (% of baseline) = 105%",{"$f":"+K61","v":2.2224942722489707},0,1.5466729916409979E-3,0.14063856670484737,1.9752209149708037E-2,2.6176548432404904E-2,5.5084601150012609E-3,1.5249343462242497E-3,0.24151439550643775,1.3438636580768006,0.14277252538404067,0.19037813639865769,9.2389977839911513E-2,1.537116469062616E-2,4.1503685959502759E-3]
[null,{"$f":"+$B$8","v":"Total Capital Investment"},{"$f":"+ROUND(H8,0)","v":185997945},{"$f":"+B92&\" = \"&TEXT(C92/1000,\"$0,000K\")","v":"Total Capital Investment = $185,998K"},2.2005814457790063,0,1.4693393420589479E-3,0.13350639497417338,1.9752209149708037E-2,2.6044753174156225E-2,5.5084601150012609E-3,1.4476006966421997E-3,0.23750763829846464,1.3438636580768006,0.14277252538404067,0.18472633156029178,8.7704625851574528E-2,1.5276695945391661E-2,3.9398918948186697E-3]
[null,{"$f":"+$B$8","v":"Total Capital Investment"},{"$f":"+ROUND(C8,0)","v":195787311},"Total Capital Investment = $195,787K",{"$f":"+K$51","v":2.2167386276561176},0,1.5466729916409979E-3,0.14063856670484737,1.9752209149708037E-2,2.6099437030722344E-2,5.5084601150012609E-3,1.5249343462242497E-3,0.24151439550643775,1.3438636580768006,0.14277252538404067,0.18472633156029178,9.2389977839911513E-2,1.5344436337820982E-2,4.1503685959502759E-3]
[null,"Total Capital Investment",{"$f":"+ROUND(I8,0)","v":205576676},"Total Capital Investment = $205,577K",{"$f":"+K63","v":2.2328958095332281},0,1.6240066412230474E-3,0.14777073843552135,1.9752209149708037E-2,2.6154120887288457E-2,5.5084601150012609E-3,1.6022679958062993E-3,0.24552115271441063,1.3438636580768006,0.14277252538404067,0.18472633156029178,9.7075329828248416E-2,1.5412176730250032E-2,4.3608452970818829E-3]
[null,{"$f":"+$B$9","v":"Total Fixed Operating Cost"},{"$f":"+ROUND(H9,0)","v":11211356},"Total Fixed Operating Cost = $11,211K",2.2044409737022246,0,1.5466729916409979E-3,0.14063856670484737,1.9752209149708037E-2,2.593462870971595E-2,5.5084601150012609E-3,1.5249343462242497E-3,0.22943867573111584,1.3438636580768006,0.14277252538404067,0.18472633156029178,9.2389977839911513E-2,1.5287310480256876E-2,4.1503685959502759E-3]
[null,{"$f":"+$B$9","v":"Total Fixed Operating Cost"},{"$f":"+ROUND(C9,0)","v":11801427},"Total Fixed Operating Cost = $11,801K",{"$f":"+K$51","v":2.2167386276561176},0,1.5466729916409979E-3,0.14063856670484737,1.9752209149708037E-2,2.6099437030722344E-2,5.5084601150012609E-3,1.5249343462242497E-3,0.24151439550643775,1.3438636580768006,0.14277252538404067,0.18472633156029178,9.2389977839911513E-2,1.5344436337820982E-2,4.1503685959502759E-3]
[null,"Total Fixed Operating Cost",{"$f":"+ROUND(I9,0)","v":12391499},"Total Fixed Operating Cost = $12,391K",{"$f":"+K65","v":2.2290362816100093},0,1.5466729916409979E-3,0.14063856670484737,1.9752209149708037E-2,2.6264245351728728E-2,5.5084601150012609E-3,1.5249343462242497E-3,0.25359011528175968,1.3438636580768006,0.14277252538404067,0.18472633156029178,9.2389977839911513E-2,1.5401562195384884E-2,4.1503685959502759E-3]
[]
[]
[null,"Standard Toranado","Rank","Titles","Low cost price","Default price","High price","dL0","dL1","dL2",null,"Unsorted titles","Results spread ($/kg)","Importance ranking"]
[null,null,1,{"$f":"OFFSET(L$100,MATCH($C101,$N$101:$N$107,0),0)","v":"Feedstock Consumption (% of baseline)\n(95%, 100%, 105%)"},{"$f":"OFFSET(E$76,MATCH($C101,$N$101:$N$107,0)*3-2,0)","v":2.1483109780849343},{"$f":"+$K$51","v":2.2167386276561176},{"$f":"OFFSET(E$76,MATCH($C101,$N$101:$N$107,0)*3,0)","v":2.2851662772273},{"$f":"+E101","v":2.1483109780849343},{"$f":"+F101-E101","v":6.8427649571183302E-2},{"$f":"+G101-F101","v":6.8427649571182414E-2},null,{"$f":"+B3&\"\n(\"&TEXT(H3,\"0%, \")&TEXT(C3,\"0%, \")&TEXT(I3,\"0%)\")","v":"Operating Capacity Factor\n(95%, 90%, 86%)"},{"$f":"ABS(K52-K53)+0.000000001","v":7.2228497787647866E-2},{"$f":"+RANK(M101,$M$101:$M$107)","v":2}]
[null,null,2,"Operating Capacity Factor\n(95%, 90%, 86%)",2.1824300916819852,2.2167386276561176,2.2546585884696331,{"$f":"+E102","v":2.1824300916819852},{"$f":"+F102-E102","v":3.4308535974132415E-2},{"$f":"+G102-F102","v":3.7919960813515452E-2},null,{"$f":"+B4&\"\n(\"&TEXT(H4,\"0,000\")&\", \"&TEXT(C4,\"0,000\")&\", \"&TEXT(I4,\"0,000\")&\") \"","v":"Plant Design Capacity (kg of H2/day)\n(162,496, 154,758, 147,020) "},{"$f":"+ABS(K54-K55)+0.000000002","v":1.8208447080006629E-2},6]
[null,null,3,"Total Capital Investment\n($185,998K, $195,787K, $205,577K) ",2.2005814457790063,2.2167386276561176,2.2328958095332281,2.2005814457790063,1.6157181877111348E-2,1.615718187711046E-2,null,{"$f":"+B5&\"\n(\"&TEXT(H5,\"0%, \")&TEXT(C5,\"0%, \")&TEXT(I5,\"0%)\")","v":"After-tax Real IRR\n(8%, 8%, 8%)"},{"$f":"+ABS(K56-K57)+0.000000003","v":2.3128051622079066E-2},5]
[null,null,4,"Total Fixed Operating Cost\n($11,211K, $11,801K, $12,391K) ",2.2044409737022246,2.2167386276561176,2.2290362816100093,2.2044409737022246,1.229765395389304E-2,1.2297653953891707E-2,null,{"$f":"+B6&\"\n(\"&TEXT(H6,\"0%, \")&TEXT(C6,\"0%, \")&TEXT(I6,\"0%)\")","v":"Feedstock Consumption (% of baseline)\n(95%, 100%, 105%)"},{"$f":"+ABS(K58-K59)+0.000000004","v":0.13685530314236571},1]
[null,null,5,"After-tax Real IRR\n(8%, 8%, 8%)",2.205335690619278,2.2167386276561176,2.2284637392413571,{"$f":"+E105","v":2.205335690619278},{"$f":"+F105-E105","v":1.1402937036839589E-2},{"$f":"+G105-F105","v":1.1725111585239478E-2},null,{"$f":"+B7&\"\n(\"&TEXT(H7,\"0%, \")&TEXT(C7,\"0%, \")&TEXT(I7,\"0%)\")","v":"Utilities Consumption (% of baseline)\n(95%, 100%, 105%)"},{"$f":"+ABS(K60-K61)+0.000000004","v":1.1511293185706985E-2},7]
[null,null,6,"Plant Design Capacity (kg of H2/day)\n(162,496, 154,758, 147,020) ",2.2079946666505683,2.2167386276561176,2.2262031117305749,2.2079946666505683,8.7439610055493056E-3,9.4644840744573244E-3,null,{"$f":"+B8&\"\n(\"&TEXT(H8/1000,\"$0,000K\")&\", \"&TEXT(C8/1000,\"$0,000K\")&\", \"&TEXT(I8/1000,\"$0,000K\")&\") \"","v":"Total Capital Investment\n($185,998K, $195,787K, $205,577K) "},{"$f":"+ABS(K62-K63)+0.000000006","v":3.2314369754221806E-2},3]
[null,null,7,"Utilities Consumption (% of baseline)\n(95%, 100%, 105%)",2.2109829830632637,2.2167386276561176,2.2224942722489707,2.2109829830632637,5.7556445928539368E-3,5.7556445928530486E-3,null,{"$f":"+B9&\"\n(\"&TEXT(H9/1000,\"$0,000K\")&\", \"&TEXT(C9/1000,\"$0,000K\")&\", \"&TEXT(I9/1000,\"$0,000K\")&\") \"","v":"Total Fixed Operating Cost\n($11,211K, $11,801K, $12,391K) "},{"$f":"+ABS(K64-K65)+0.00000007","v":2.4595377907784748E-2},4]
[]
[]
[null,"Simple bar chart","Rank",{"$f":"+D76","v":"Chart titles"},"Hydrogen Sales","Byproduct Sales","Salvage Value",{"$f":"+H76","v":"Initial Equity Depreciable Capital"},"Yearly Replacement Costs","Cash for Working Capital Reserve","Other Non-Depreciable Capital Costs","Decommissioning Costs","Fixed Operating Cost","Feedstock Cost","Other Raw Material Cost","Other Variable Operating Costs","Debt Interest","Taxes","Principal Payment"]
[null,null,1,"Base case",{"$f":"OFFSET(E$76,MATCH($C111,$N$101:$N$107,0)*3-1,0)","v":2.2167386276561176},{"$f":"OFFSET(F$76,MATCH($C111,$N$101:$N$107,0)*3-1,0)","v":0},{"$f":"OFFSET(G$76,MATCH($C111,$N$101:$N$107,0)*3-1,0)","v":1.5466729916409979E-3}]
[null,null,null,null,null,null,null,{"$f":"OFFSET(H$76,MATCH($C111,$N$101:$N$107,0)*3-1,0)","v":0.14063856670484737},1.9752209149708037E-2,2.6099437030722344E-2,5.5084601150012609E-3,1.5249343462242497E-3,0.24151439550643775,1.3438636580768006,0.14277252538404067,0.18472633156029178,9.2389977839911513E-2,1.5344436337820982E-2,4.1503685959502759E-3]
[]
[]
[null,null,1,{"$f":"OFFSET(D$76,MATCH($C115,$N$101:$N$107,0)*3-2,0)","v":"Feedstock Consumption (% of baseline) = 95%"},2.1483109780849343,0,1.5466729916409979E-3]
[null,null,null,null,null,null,null,{"$f":"OFFSET(H$76,MATCH($C115,$N$101:$N$107,0)*3-2,0)","v":0.14063856670484737},1.9752209149708037E-2,2.5182722083553606E-2,5.5084601150012609E-3,1.5249343462242497E-3,0.24151439550643775,1.2766704751729607,0.14277252538404067,0.18472633156029178,9.2389977839911513E-2,1.5026684617646946E-2,4.1503685959502759E-3]
[null,null,1,{"$f":"OFFSET(D$76,MATCH($C117,$N$101:$N$107,0)*3,0)","v":"Feedstock Consumption (% of baseline) = 105%"},2.2851662772273,0,1.5466729916409979E-3]
[null,null,null,null,null,null,null,{"$f":"OFFSET(H$76,MATCH($C117,$N$101:$N$107,0)*3,0)","v":0.14063856670484737},1.9752209149708037E-2,2.7016151977891079E-2,5.5084601150012609E-3,1.5249343462242497E-3,0.24151439550643775,1.4110568409806403,0.14277252538404067,0.18472633156029178,9.2389977839911513E-2,1.5662188057994856E-2,4.1503685959502759E-3]
[]
[null,null,2,{"$f":"OFFSET(D$76,MATCH($C120,$N$101:$N$107,0)*3-2,0)","v":"Operating Capacity Factor = 94.5%"},2.1824300916819852,0,1.4730218968009509E-3]
[null,null,null,null,null,null,null,{"$f":"OFFSET(H$76,MATCH($C120,$N$101:$N$107,0)*3-2,0)","v":0.13394149209985468},1.8811627761626707E-2,2.5811144183943691E-2,5.2461524904773927E-3,1.4523184249754762E-3,0.23001371000613122,1.3438636580768006,0.13597383369908642,0.18190137909228016,8.7990455085630012E-2,1.494461066183474E-2,3.9527319961431212E-3]
[null,null,2,{"$f":"OFFSET(D$76,MATCH($C122,$N$101:$N$107,0)*3,0)","v":"Operating Capacity Factor = 85.5%"},2.2546585884696331,0,1.6280768333063137E-3]
[null,null,null,null,null,null,null,{"$f":"OFFSET(H$76,MATCH($C122,$N$101:$N$107,0)*3,0)","v":0.14804059653141827},2.0791799104955828E-2,2.641807649295138E-2,5.7983790684223791E-3,1.6051940486571049E-3,0.25422567948046076,1.3438636580768006,0.15028686882530598,0.18784864744598892,9.7252608252538439E-2,1.5786348927068879E-2,4.3688090483687114E-3]
[]
[null,null,3,{"$f":"OFFSET(D$76,MATCH($C125,$N$101:$N$107,0)*3-2,0)","v":"Total Capital Investment = $185,998K"},2.2005814457790063,0,1.4693393420589479E-3]
[null,null,null,null,null,null,null,{"$f":"OFFSET(H$76,MATCH($C125,$N$101:$N$107,0)*3-2,0)","v":0.13350639497417338},1.9752209149708037E-2,2.6044753174156225E-2,5.5084601150012609E-3,1.4476006966421997E-3,0.23750763829846464,1.3438636580768006,0.14277252538404067,0.18472633156029178,8.7704625851574528E-2,1.5276695945391661E-2,3.9398918948186697E-3]
[null,null,3,{"$f":"OFFSET(D$76,MATCH($C127,$N$101:$N$107,0)*3,0)","v":"Total Capital Investment = $205,577K"},2.2328958095332281,0,1.6240066412230474E-3]
[null,null,null,null,null,null,null,{"$f":"OFFSET(H$76,MATCH($C127,$N$101:$N$107,0)*3,0)","v":0.14777073843552135},1.9752209149708037E-2,2.6154120887288457E-2,5.5084601150012609E-3,1.6022679958062993E-3,0.24552115271441063,1.3438636580768006,0.14277252538404067,0.18472633156029178,9.7075329828248416E-2,1.5412176730250032E-2,4.3608452970818829E-3]
[]
[null,null,4,{"$f":"OFFSET(D$76,MATCH($C130,$N$101:$N$107,0)*3-2,0)","v":"Total Fixed Operating Cost = $11,211K"},2.2044409737022246,0,1.5466729916409979E-3]
[null,null,null,null,null,null,null,{"$f":"OFFSET(H$76,MATCH($C130,$N$101:$N$107,0)*3-2,0)","v":0.14063856670484737},1.9752209149708037E-2,2.593462870971595E-2,5.5084601150012609E-3,1.5249343462242497E-3,0.22943867573111584,1.3438636580768006,0.14277252538404067,0.18472633156029178,9.2389977839911513E-2,1.5287310480256876E-2,4.1503685959502759E-3]
[null,null,4,{"$f":"OFFSET(D$76,MATCH($C132,$N$101:$N$107,0)*3,0)","v":"Total Fixed Operating Cost = $12,391K"},2.2290362816100093,0,1.5466729916409979E-3]
[null,null,null,null,null,null,null,{"$f":"OFFSET(H$76,MATCH($C132,$N$101:$N$107,0)*3,0)","v":0.14063856670484737},1.9752209149708037E-2,2.6264245351728728E-2,5.5084601150012609E-3,1.5249343462242497E-3,0.25359011528175968,1.3438636580768006,0.14277252538404067,0.18472633156029178,9.2389977839911513E-2,1.5401562195384884E-2,4.1503685959502759E-3]
[]
[null,null,5,{"$f":"OFFSET(D$76,MATCH($C135,$N$101:$N$107,0)*3-2,0)","v":"After-tax Real IRR = 8%"},2.205335690619278,0,1.7149954931616677E-3]
[null,null,null,null,null,null,null,{"$f":"OFFSET(H$76,MATCH($C135,$N$101:$N$107,0)*3-2,0)","v":0.13404273818872198},1.97211031288273E-2,2.5115075446980821E-2,5.2265168619412125E-3,1.6908910579522521E-3,0.24113405567848833,1.343811550131246,0.14265787991692264,0.18468450468186071,9.0767160485627357E-2,1.3597162476211237E-2,4.602048057658582E-3]
[null,null,5,{"$f":"OFFSET(D$76,MATCH($C137,$N$101:$N$107,0)*3,0)","v":"After-tax Real IRR = 8%"},2.2284637392413571,0,1.3937486012075278E-3]
[null,null,null,null,null,null,null,{"$f":"OFFSET(H$76,MATCH($C137,$N$101:$N$107,0)*3,0)","v":0.14735845589148644},1.9783560005659239E-2,2.7077906387511601E-2,5.7976003418830826E-3,1.3741593235738667E-3,0.241897728984039,1.3439700413750468,0.14288807322408301,0.1847723834845291,9.4024281194763387E-2,1.7173288942718395E-2,3.7400086872687939E-3]
[]
[null,null,6,{"$f":"OFFSET(D$76,MATCH($C140,$N$101:$N$107,0)*3-2,0)","v":"Plant Design Capacity (kg of H2/day) = 162,496"},2.2079946666505683,0,1.5301600394281465E-3]
[null,null,null,null,null,null,null,{"$f":"OFFSET(H$76,MATCH($C140,$N$101:$N$107,0)*3-2,0)","v":0.1391370483206561},1.9541325991115268E-2,2.6020702114283225E-2,5.4496494037927423E-3,1.5086534852258168E-3,0.23574538589790345,1.3438636580768006,0.14277252538404078,0.18472633156029181,9.1403582333387398E-2,1.5249906663201503E-2,4.1060574592969284E-3]
[null,null,6,{"$f":"OFFSET(D$76,MATCH($C142,$N$101:$N$107,0)*3,0)","v":"Plant Design Capacity (kg of H2/day) = 147,020"},2.2262031117305749,0,1.5642253098439708E-3]
[null,null,null,null,null,null,null,{"$f":"OFFSET(H$76,MATCH($C142,$N$101:$N$107,0)*3,0)","v":0.1422345943640583},1.9976365815067215E-2,2.618540808866025E-2,5.5709725176031222E-3,1.5422399648186314E-3,0.24781360660273866,1.3438636580768006,0.14277252538404064,0.18472633156029178,9.3438459515466699E-2,1.5445706365903495E-2,4.1974687849685478E-3]
[]
[null,null,7,{"$f":"OFFSET(D$76,MATCH($C145,$N$101:$N$107,0)*3-2,0)","v":"Utilities Consumption (% of baseline) = 95%"},2.2109829830632637,0,1.5466729916409979E-3]
[null,null,null,null,null,null,null,{"$f":"OFFSET(H$76,MATCH($C145,$N$101:$N$107,0)*3-2,0)","v":0.14063856670484737},1.9752209149708037E-2,2.6022325629039771E-2,5.5084601150012609E-3,1.5249343462242497E-3,0.24151439550643775,1.3438636580768006,0.14277252538404067,0.17907452672192606,9.2389977839911513E-2,1.5317707985015864E-2,4.1503685959502759E-3]
[null,null,7,{"$f":"OFFSET(D$76,MATCH($C147,$N$101:$N$107,0)*3,0)","v":"Utilities Consumption (% of baseline) = 105%"},2.2224942722489707,0,1.5466729916409979E-3]
[null,null,null,null,null,null,null,{"$f":"OFFSET(H$76,MATCH($C147,$N$101:$N$107,0)*3,0)","v":0.14063856670484737},1.9752209149708037E-2,2.6176548432404904E-2,5.5084601150012609E-3,1.5249343462242497E-3,0.24151439550643775,1.3438636580768006,0.14277252538404067,0.19037813639865769,9.2389977839911513E-2,1.537116469062616E-2,4.1503685959502759E-3]
[]
[]
[]
[null,"Parado chart"]
[null,null,null,"Unsorted"]
[null,null,null,"Title","Unsorted values","Unsorted Ranking","Sorted ranking","Sorted titles","Sorted values",null,"Grayed Titles","Revenues\n $/kg H2","Expenses\n $/kg H2","Colored titles"]
[null,"Revenues",1,"Cost of Hydrogen",{"$f":"+K48+C155/10000000000","v":2.2167386277561176},{"$f":"+RANK(E155,$E$155:$E$157)","v":1},1,{"$f":"OFFSET($D$154,MATCH($G155,$F$155:$F$157,0),0)","v":"Cost of Hydrogen"},{"$f":"OFFSET($E$154,MATCH($G155,$F$155:$F$157,0),0)-OFFSET($C$154,MATCH($G155,$F$155:$F$157,0),0)/10000000000","v":2.2167386276561176},null,{"$f":"+H155","v":"Cost of Hydrogen"},{"$f":"+I155","v":2.2167386276561176},null,{"$f":"+IF(L155>0,K155,\"\")","v":"Cost of Hydrogen"}]
[null,null,2,{"$f":"+F110","v":"Byproduct Sales"},{"$f":"+L48+C156/10000000000","v":2.0000000000000001E-10},{"$f":"+RANK(E156,$E$155:$E$157)","v":3},2,{"$f":"OFFSET($D$154,MATCH($G156,$F$155:$F$157,0),0)","v":"Salvage Value"},{"$f":"OFFSET($E$154,MATCH($G156,$F$155:$F$157,0),0)-OFFSET($C$154,MATCH($G156,$F$155:$F$157,0),0)/10000000000","v":1.5466729916409979E-3},null,{"$f":"+H156","v":"Salvage Value"},{"$f":"+I156","v":1.5466729916409979E-3},null,{"$f":"+IF(L156>0,K156,\"\")","v":"Salvage Value"}]
[null,null,3,{"$f":"+G110","v":"Salvage Value"},{"$f":"+M48+C157/10000000000","v":1.546673291640998E-3},{"$f":"+RANK(E157,$E$155:$E$157)","v":2},3,{"$f":"OFFSET($D$154,MATCH($G157,$F$155:$F$157,0),0)","v":"Byproduct Sales"},{"$f":"OFFSET($E$154,MATCH($G157,$F$155:$F$157,0),0)-OFFSET($C$154,MATCH($G157,$F$155:$F$157,0),0)/10000000000","v":0},null,"Byproduct Sales",0,null,""]
[null,null,null,null,null,null,null,null,null,null,null,null,null,{"$f":"+IF(L158>0.01,K158,\"\")","v":""}]
[null,"Expenses",1,{"$f":"+H110","v":"Initial Equity Depreciable Capital"},{"$f":"+N48+C159/10000000000","v":0.14063856680484738},{"$f":"+RANK(E159,$E$159:$E$170)","v":5},1,{"$f":"OFFSET($D$158,MATCH($G159,$F$159:$F$170,0),0)","v":"Feedstock Cost"},{"$f":"OFFSET($E$158,MATCH($G159,$F$159:$F$170,0),0)-OFFSET($C$158,MATCH($G159,$F$159:$F$170,0),0)/10000000000","v":1.3438636580768006},null,"Feedstock Cost",null,{"$f":"+I159","v":1.3438636580768006},{"$f":"+IF(M159>0,K159,\"\")","v":"Feedstock Cost"}]
[null,null,{"$f":"+C159+1","v":2},{"$f":"+I110","v":"Yearly Replacement Costs"},{"$f":"+O48+C160/10000000000","v":1.9752209349708037E-2},8,2,"Fixed Operating Cost",0.24151439550643775,null,"Fixed Operating Cost",null,{"$f":"+I160","v":0.24151439550643775},{"$f":"+IF(M160>0,K160,\"\")","v":"Fixed Operating Cost"}]
[null,null,{"$f":"+C160+1","v":3},{"$f":"+J110","v":"Cash for Working Capital Reserve"},{"$f":"+P48+C161/10000000000","v":2.6099437330722345E-2},7,3,"Other Variable Operating Costs",0.18472633156029178,null,"Other Variable Operating Costs",null,0.18472633156029178,"Other Variable Operating Costs"]
[null,null,4,{"$f":"+K110","v":"Other Non-Depreciable Capital Costs"},{"$f":"+Q48+C162/10000000000","v":5.508460515001261E-3},10,4,"Other Raw Material Cost",0.14277252538404067,null,"Other Raw Material Cost",null,0.14277252538404067,"Other Raw Material Cost"]
[null,null,5,{"$f":"+L110","v":"Decommissioning Costs"},{"$f":"+R48+C163/10000000000","v":1.5249348462242497E-3},12,5,"Initial Equity Depreciable Capital",0.14063856670484737,null,"Initial Equity Depreciable Capital",null,0.14063856670484737,"Initial Equity Depreciable Capital"]
[null,null,6,{"$f":"+M110","v":"Fixed Operating Cost"},{"$f":"+S48+C164/10000000000","v":0.24151439610643774},2,6,"Debt Interest",9.2389977839911513E-2,null,"Debt Interest",null,9.2389977839911513E-2,"Debt Interest"]
[null,null,7,{"$f":"+N110","v":"Feedstock Cost"},{"$f":"+T48+C165/10000000000","v":1.3438636587768007},1,7,"Cash for Working Capital Reserve",2.6099437030722344E-2,null,"Cash for Working Capital Reserve",null,2.6099437030722344E-2,"Cash for Working Capital Reserve"]
[null,null,8,{"$f":"+O110","v":"Other Raw Material Cost"},{"$f":"+U48+C166/10000000000","v":0.14277252618404068},4,8,"Yearly Replacement Costs",1.9752209149708037E-2,null,"Yearly Replacement Costs",null,1.9752209149708037E-2,"Yearly Replacement Costs"]
[null,null,9,{"$f":"+P110","v":"Other Variable Operating Costs"},{"$f":"+V48+C167/10000000000","v":0.18472633246029177},3,9,"Taxes",1.5344436337820982E-2,null,"Taxes",null,1.5344436337820982E-2,"Taxes"]
[null,null,10,{"$f":"+Q110","v":"Debt Interest"},{"$f":"+W48+C168/10000000000","v":9.2389978839911513E-2},6,10,"Other Non-Depreciable Capital Costs",5.5084601150012609E-3,null,"Other Non-Depreciable Capital Costs",null,5.5084601150012609E-3,"Other Non-Depreciable Capital Costs"]
[null,null,11,{"$f":"+R110","v":"Taxes"},{"$f":"+X48+C169/10000000000","v":1.5344437437820983E-2},9,11,"Principal Payment",4.1503685959502759E-3,null,"Principal Payment",null,4.1503685959502759E-3,"Principal Payment"]
[null,null,12,{"$f":"+S110","v":"Principal Payment"},{"$f":"+Y48+C170/10000000000","v":4.1503697959502763E-3},11,12,"Decommissioning Costs",1.5249343462242497E-3,null,"Decommissioning Costs",null,1.5249343462242497E-3,"Decommissioning Costs"]
[null,null,null,null,null,null,null,null,null,null,"Total",{"$f":"+SUM(L155:L170)","v":2.2182853006477585},{"$f":"+SUM(M155:M170)","v":2.2182853006477568},{"$f":"+IF(M171<0.01,K171,\"\")","v":""}]
[]
[]
[null,"Waterfall Chart",null,"Values","Base","Decrease","Increase"]
[null,0,"Baseline",{"$f":"+K51","v":2.2167386276561176},{"$f":"+D175","v":2.2167386276561176}]
[null,1,{"$f":"OFFSET($B$50,0,MATCH($B176,$C$72:$I$72,0))&\nIF(OFFSET($F$2,MATCH($B176,$C$72:$I$72,0),0)<1,\n\"\n= \"&OFFSET($F$2,MATCH($B176,$C$72:$I$72,0),0)*100-100,\n\"\n= +\"&OFFSET($F$2,MATCH($B176,$C$72:$I$72,0),0)*100-100)\n&\"%\"","v":"Feedstock consumption (% of most likely value)\n= -5%"},{"$f":"+K66","v":2.1483109780849343},{"$f":"+E175+G175-F176","v":2.1483109780849343},{"$f":"+MAX(D175-D176,0)","v":6.8427649571183302E-2},{"$f":"+MAX(D176-D175,0)","v":0}]
[null,2,{"$f":"OFFSET($B$50,0,MATCH($B177,$C$72:$I$72,0))&\nIF(OFFSET($F$2,MATCH($B177,$C$72:$I$72,0),0)<1,\n\"\n= \"&OFFSET($F$2,MATCH($B177,$C$72:$I$72,0),0)*100-100,\n\"\n= +\"&OFFSET($F$2,MATCH($B177,$C$72:$I$72,0),0)*100-100)\n&\"%\"","v":"Operating capacity factor\n= +5%"},{"$f":"+K67","v":2.1140024421108028},2.1140024421108028,{"$f":"+MAX(D176-D177,0)","v":3.4308535974131527E-2},{"$f":"+MAX(D177-D176,0)","v":0}]
[null,3,{"$f":"OFFSET($B$50,0,MATCH($B178,$C$72:$I$72,0))&\nIF(OFFSET($F$2,MATCH($B178,$C$72:$I$72,0),0)<1,\n\"\n= \"&OFFSET($F$2,MATCH($B178,$C$72:$I$72,0),0)*100-100,\n\"\n= +\"&OFFSET($F$2,MATCH($B178,$C$72:$I$72,0),0)*100-100)\n&\"%\"","v":"Total capital investment ($)\n= -5%"},{"$f":"+K68","v":2.0986146498468869},2.0986146498468869,{"$f":"+MAX(D177-D178,0)","v":1.5387792263915845E-2},{"$f":"+MAX(D178-D177,0)","v":0}]
[null,4,{"$f":"OFFSET($B$50,0,MATCH($B179,$C$72:$I$72,0))&\nIF(OFFSET($F$2,MATCH($B179,$C$72:$I$72,0),0)<1,\n\"\n= \"&OFFSET($F$2,MATCH($B179,$C$72:$I$72,0),0)*100-100,\n\"\n= +\"&OFFSET($F$2,MATCH($B179,$C$72:$I$72,0),0)*100-100)\n&\"%\"","v":"Total fixed operating cost ($/year)\n= -5%"},{"$f":"+K69","v":2.0870969030137525},2.0870969030137525,{"$f":"+MAX(D178-D179,0)","v":1.1517746833134446E-2},{"$f":"+MAX(D179-D178,0)","v":0}]
[null,5,{"$f":"OFFSET($B$50,0,MATCH($B180,$C$72:$I$72,0))&\nIF(OFFSET($F$2,MATCH($B180,$C$72:$I$72,0),0)<1,\n\"\n= \"&OFFSET($F$2,MATCH($B180,$C$72:$I$72,0),0)*100-100,\n\"\n= +\"&OFFSET($F$2,MATCH($B180,$C$72:$I$72,0),0)*100-100)\n&\"%\"","v":"Utilities consumption (% of most likely value)\n= -5%"},{"$f":"+K70","v":2.0813412584208995},2.0813412584208995,{"$f":"+MAX(D179-D180,0)","v":5.7556445928530486E-3},{"$f":"+MAX(D180-D179,0)","v":0}]
[null,6,"Adjusted",{"$f":"+K70","v":2.0813412584208995},2.0813412584208995]
[]
[]
[]
[]
[]
[]
[]
[null,"Min factor",{"$f":"+MIN(F3:G3)","v":0.95},{"$f":"+MIN(F4:G4)","v":0.95},{"$f":"+MIN(F5:G5)","v":0.95},{"$f":"+MIN(F6:G6)","v":0.95},{"$f":"+MIN(F7:G7)","v":0.95},{"$f":"+MIN(F8:G8)","v":0.95},{"$f":"+MIN(F9:G9)","v":0.95}]
[null,"Nominal factor",1,1,1,1,1,1,1]
[null,"Max factor",{"$f":"+MAX(F3:G3)","v":1.05},{"$f":"+MAX(F4:G4)","v":1.05},{"$f":"+MAX(F5:G5)","v":1.05},{"$f":"+MAX(F6:G6)","v":1.05},{"$f":"+MAX(F7:G7)","v":1.05},{"$f":"+MAX(F8:G8)","v":1.05},{"$f":"+MAX(F9:G9)","v":1.05}]
[]
[]
[null,"Variable",{"$f":"+MATCH(R12,C50:Y50,0)","v":9}]
[null,"Min",{"$f":"+MIN(OFFSET($B$251:$B$2250,0,C194))","v":2.1218441548669231}]
[null,"max",{"$f":"+MAX(OFFSET($B$251:$B$2250,0,C194))","v":2.3296069576460776}]
[null,"max-min",{"$f":"+C196-C195","v":0.20776280277915449}]
[null,"gain",{"$f":"+OFFSET(B199,0,C194)","v":1}]
[null,"gain",{"$f":"+C3","v":0.9},{"$f":"+C4","v":154758.064516129},{"$f":"+C5","v":0.08},{"$f":"+C6","v":1},{"$f":"+C7","v":1},{"$f":"+C8","v":195787310.81187424},{"$f":"+C9","v":11801427.329928726},null,1,1,1,1,1,1,1,1,1,1,1,1,1,1]
[null,"Range to plot"]
[null,"Min","Max",null,"Min*gain","Max*gain","Average","Probability","Cumulative probability"]
[null,{"$f":"+C195","v":2.1218441548669231},{"$f":"+B202+($C$197/20)","v":2.1322322950058807},{"$f":"+COUNTIFS(OFFSET(B$251:B$2250,0,$C$194),\">=\"&$B202,\nOFFSET(B$251:B$2250,0,$C$194),\"<=\"&$C202)","v":7},{"$f":"+B202*$C$198","v":2.1218441548669231},{"$f":"+C202*$C$198","v":2.1322322950058807},{"$f":"+AVERAGE(E202:F202)","v":2.1270382249364017},{"$f":"+D202/$D$223","v":3.5000000000000001E-3},{"$f":"+H202","v":3.5000000000000001E-3}]
[null,{"$f":"+C202","v":2.1322322950058807},{"$f":"+B203+($C$197/20)","v":2.1426204351448384},20,{"$f":"+B203*$C$198","v":2.1322322950058807},{"$f":"+C203*$C$198","v":2.1426204351448384},{"$f":"+AVERAGE(E203:F203)","v":2.1374263650753598},{"$f":"+D203/$D$223","v":0.01},{"$f":"+I202+H203","v":1.35E-2}]
[null,{"$f":"+C203","v":2.1426204351448384},2.153008575283796,29,2.1426204351448384,2.153008575283796,2.1478145052143169,1.4500000000000001E-2,{"$f":"+I203+H204","v":2.8000000000000001E-2}]
[null,2.153008575283796,2.1633967154227536,69,2.153008575283796,2.1633967154227536,2.158202645353275,3.4500000000000003E-2,6.25E-2]
[null,2.1633967154227536,2.1737848555617112,94,2.1633967154227536,2.1737848555617112,2.1685907854922322,4.7E-2,0.1095]
[null,2.1737848555617112,2.1841729957006688,141,2.1737848555617112,2.1841729957006688,2.1789789256311902,7.0499999999999993E-2,0.18]
[null,2.1841729957006688,2.1945611358396264,174,2.1841729957006688,2.1945611358396264,2.1893670657701474,8.6999999999999994E-2,0.26700000000000002]
[null,2.1945611358396264,2.204949275978584,222,2.1945611358396264,2.204949275978584,2.1997552059091054,0.111,0.378]
[null,2.204949275978584,2.2153374161175416,273,2.204949275978584,2.2153374161175416,2.2101433460480626,0.13650000000000001,0.51449999999999996]
[null,2.2153374161175416,2.2257255562564993,213,2.2153374161175416,2.2257255562564993,2.2205314861870207,0.1065,0.621]
[null,2.2257255562564993,2.2361136963954569,221,2.2257255562564993,2.2361136963954569,2.2309196263259778,0.1105,0.73150000000000004]
[null,2.2361136963954569,2.2465018365344145,200,2.2361136963954569,2.2465018365344145,2.2413077664649359,0.1,0.83150000000000002]
[null,2.2465018365344145,2.2568899766733721,123,2.2465018365344145,2.2568899766733721,2.2516959066038931,6.1499999999999999E-2,0.89300000000000002]
[null,2.2568899766733721,2.2672781168123297,99,2.2568899766733721,2.2672781168123297,2.2620840467428511,4.9500000000000002E-2,0.9425]
[null,2.2672781168123297,2.2776662569512873,46,2.2672781168123297,2.2776662569512873,2.2724721868818083,2.3E-2,0.96550000000000002]
[null,2.2776662569512873,2.2880543970902449,33,2.2776662569512873,2.2880543970902449,2.2828603270207664,1.6500000000000001E-2,0.98199999999999998]
[null,2.2880543970902449,2.2984425372292026,25,2.2880543970902449,2.2984425372292026,2.2932484671597235,1.2500000000000001E-2,0.99449999999999994]
[null,2.2984425372292026,2.3088306773681602,8,2.2984425372292026,2.3088306773681602,2.3036366072986816,4.0000000000000001E-3,0.99849999999999994]
[null,2.3088306773681602,2.3192188175071178,2,2.3088306773681602,2.3192188175071178,2.3140247474376388,1E-3,0.99949999999999994]
[null,2.3192188175071178,{"$f":"+B221+($C$197/20)+0.000001","v":2.3296079576460755},1,2.3192188175071178,2.3296079576460755,2.3244133875765964,5.0000000000000001E-4,0.99999999999999989]
[null,null,null,null,null,0,0]
[null,"Variable to plot",null,{"$f":"+SUM(D202:D221)","v":2000}]
[null,{"$f":"+TRANSPOSE(Sensitivity_output)","v":"Cost of hydrogen ($/kg)"}]
[null,"Revenue from byproduct sales ($/kg)"]
[null,"Salvage value ($/kg)"]
[null,"Initial equity depreciable capital ($/kg)"]
[null,"Yearly replacement costs ($/kg)"]
[null,"Cash from working capital reserve ($/kg)"]
[null,"Other non-depreciable capital costs ($/kg)"]
[null,"Decommissioning costs ($/kg)"]
[null,"Fixed operating cost ($/kg)"]
[null,"Feedstock cost ($/kg)"]
[null,"Other raw material cost ($/kg)"]
[null,"Other variable operating costs ($/kg)"]
[null,"Debt interest ($/kg)"]
[null,"Taxes ($/kg)"]
[null,"Principal payment ($/kg)"]
[null,{"$f":"+TRANSPOSE(C50:I50)","v":"Operating capacity factor"}]
[null,"Plant design capacity (kg of H2/day)"]
[null,"After-tax real IRR (%)"]
[null,"Feedstock consumption (% of most likely value)"]
[null,"Utilities consumption (% of most likely value)"]
[null,"Total capital investment ($)"]
[null,"Total fixed operating cost ($/year)"]
[]
[]
[null,null,{"$f":"+RAND()","v":0.21449662570892014},{"$f":"+RAND()","v":0.53002476135382393},0.84173675891346411,0.84331680253160635,0.2428265828359023,0.7251149004127605,0.66320386653005936]
[null,null,{"$f":"IFERROR(IF(C$248<=(C$190-C$189)/(C$191-C$189),C$189+SQRT(C$248*(C$191-C$189)*(C$190-C$189)),C$191-SQRT((1-C$248)*(C$191-C$189)*(C$191-C$190))),1)","v":0.98274878819963574},{"$f":"IFERROR(IF(D$248<=(D$190-D$189)/(D$191-D$189),D$189+SQRT(D$248*(D$191-D$189)*(D$190-D$189)),D$191-SQRT((1-D$248)*(D$191-D$189)*(D$191-D$190))),1)","v":1.001524478411977},1.0218696568554047,1.0220104307403282,0.98484441008511281,1.0129267549581076,1.0089636664972406]
[]
[null,1,0.9581127182475665,0.9634699042154431,0.96216106263460899,0.97540931017016652,1.0248417200295821,0.99015046198990553,0.98260924337171518,null,2.207721975863441,0,1.7427077622855038E-3,0.14130301260195197,2.0760425437092344E-2,2.5204023085209495E-2,5.5713142288593403E-3,1.7179701745181518E-3,0.25123512493115974,1.3107736746690395,0.14892368308313725,0.19009455940903328,9.4970034861530037E-2,1.4235112657870112E-2,4.6757484863225833E-3]
[null,2,0.99992444800976521,1.0022440590342312,0.96327162072370887,0.97020857922593418,0.99947017620986789,0.98875951756423397,0.99735949004397118,null,2.1629711535296563,0,1.6492981153590713E-3,0.13417709424072408,1.9721097072004295E-2,2.4821471463553589E-2,5.298432935838716E-3,1.6258535350498942E-3,0.2394501850470323,1.3037856634276899,0.14269899720265819,0.18463977077843025,9.011940279995885E-2,1.3857445782143107E-2,4.4250373599320257E-3]
[null,3,0.96623518184221235,1.0157983421004999,0.96576080858159141,0.99156443756079704,0.99291060300139222,0.96887877692457669,1.0152527140721739,null,2.2121987022471945,0,1.6590100173570776E-3,0.13594846192473031,2.0350072311878707E-2,2.5460387983714E-2,5.4813889757916326E-3,1.6349434837135048E-3,0.24891409348584936,1.3324860937490823,0.14768031247960123,0.18596771166480294,9.1170301379368671E-2,1.4314167622325397E-2,4.4497772036936013E-3]
[null,4,0.98873490708712619,1.0416615656384105,1.0061688992425719,1.0099163071722062,1.010968841930314,0.99094717755227313,0.95571487123808818,null,2.2200905311114356,0,1.5167336151232851E-3,0.14049182098456345,1.9802531301868376E-2,2.6267382308708988E-2,5.5567856850840466E-3,1.4952210209780929E-3,0.22811913778303541,1.3572001582433799,0.14441356722537635,0.18664761651817782,9.195662449286815E-2,1.5586920442891646E-2,4.0694987196252738E-3]
[null,5,1.0110268196686483,0.97179322350355823,1.0159057749056206,1.0307838068345885,1.020712627367754,1.0166175184223236,1.006234728895812,null,2.2692155309953344,0,1.5141912227119969E-3,0.14449259204180001,1.9670048204157818E-2,2.7034827337008228E-2,5.5735653188308124E-3,1.4932569868939781E-3,0.24529401254994185,1.3852618193593145,0.14125163423526313,0.18643453133279653,9.4034245444116399E-2,1.6125036141629842E-2,4.0641532662919738E-3]
[null,6,1.0130027896033542,1.0286345409129063,0.98758722007033561,1.0258170893130889,0.98577826751470221,1.0163719215797593,1.0073028291829289,null,2.2402528962911044,0,1.5823932566862813E-3,0.13861999105548564,1.9370339783690765E-2,2.6221706354501696E-2,5.3347537043561388E-3,1.5605108169173946E-3,0.2380132682558708,1.3785397553132726,0.14091172974132685,0.18234660388838481,9.1741546914028513E-2,1.4927887698557296E-2,4.2471960213966058E-3]
[null,7,1.0384345159809016,1.0107611490556687,1.0114249436884153,0.98478971364741552,0.9727681918483736,1.0136171008747581,0.99831331265448986,null,2.170662835921461,0,1.4708530442665063E-3,0.13846586642272724,1.8983265040153349E-2,2.5765898404810521E-2,5.3549721164359975E-3,1.4504577802503602E-3,0.23207931523873304,1.3234424110777008,0.13751358447899076,0.1794622902118902,9.0349840951040705E-2,1.5318119308434084E-2,3.9476679345627251E-3]
[null,8,1.0240810394173918,0.99681266182460826,1.0067502849760637,0.96184979549222216,1.0044141763056311,1.0010878819709548,0.99626116200276393,null,2.1496333252152713,0,1.4919599457700885E-3,0.13846010494049535,1.9305414138621989E-2,2.5386841560452664E-2,5.4204451811605565E-3,1.4710130854615499E-3,0.23546314939365059,1.2926057966511897,0.13943044481292693,0.1838361160519684,9.0595646988529274E-2,1.5146699657287491E-2,4.0036126992930403E-3]
[null,9,1.011764457726062,1.0227471457664161,0.99361930478727545,0.99313692115670549,0.98895337439117037,1.0100445178810569,1.0283118172341357,null,2.2022393929543869,0,1.556882496866527E-3,0.13888305943095813,1.9422254187844112E-2,2.5827672455860387E-2,5.3817533201890146E-3,1.5352179655924265E-3,0.24349928042019695,1.3346309666718481,0.14109790208060924,0.18278233945494637,9.1584262758809362E-2,1.4973209486522674E-2,4.1783572178762402E-3]
[null,10,1.0230710022545464,1.0076615623614391,0.9865687089384817,1.0278143931495285,1.0107356070233715,0.98822940337093124,1.0313906079425321,null,2.239205919352071,0,1.5335865583290861E-3,0.13387781596231527,1.9266212650156312E-2,2.6296488927621649E-2,5.3006076937753849E-3,1.5117751103002051E-3,0.2415024980977955,1.3812224517925946,0.13952270652988633,0.18459071635131621,8.8657281288767306E-2,1.4876398012163889E-2,4.114553493705984E-3]
[null,11,1.0068452852691072,1.0305277935531811,1.0332689588773669,0.96189993844530564,0.98419265200974171,0.97504504727900476,0.97719278621182626,null,2.1465781085985416,0,1.3884823259948107E-3,0.13953612715915223,1.9509118930241209E-2,2.5815847692311898E-2,5.6239707481301618E-3,1.3684675998474674E-3,0.22923964675919381,1.2927247748330077,0.14187811890375243,0.18256629873127955,8.9894108675612192E-2,1.6085593200445163E-2,3.7245176915617568E-3]
[null,12,0.97515949399890045,0.98095243875303306,0.99086181696947528,1.0288712871565013,1.0260068305764252,1.0119762140414623,0.99451755844528145,null,2.2815939123003695,0,1.6426951156824755E-3,0.14532554080901236,2.033536793074801E-2,2.6665828260649709E-2,5.6191061682072056E-3,1.6198801070222107E-3,0.24959906485958497,1.3826486978703536,0.14638784983218026,0.18916909908966628,9.5990812777019707E-2,1.5466580053627405E-2,4.4087796579806915E-3]
[null,13,0.95867157728791463,0.99709371029203897,1.0218707211994167,0.97694642130545006,1.0141926715597711,0.95363394947086655,1.0299341317220565,null,2.2154571688382219,0,1.4711361169405445E-3,0.14280097025910329,2.0631209983389097E-2,2.6440677008926671E-2,5.8807040209030098E-3,1.4494538278293251E-3,0.25602727621443555,1.3129218524450286,0.14898007490278803,0.1889085350243804,9.260931837871765E-2,1.6333297382633595E-2,3.9449355070254946E-3]
[null,14,1.0343675534134786,0.99775122605527244,1.0198067846227932,1.0161939347553453,1.0081381655053072,0.99792330266931506,1.0170067164328442,null,2.2241648508000602,0,1.4327339340494006E-3,0.13830189589889622,1.9117374964470229E-2,2.6654009768645993E-2,5.438037333145667E-3,1.4125548076795672E-3,0.23771297583020773,1.3656624483994479,0.13807296640272856,0.1836922319319837,8.9799875272459376E-2,1.5888705586506645E-2,3.8445085379365759E-3]
[null,15,1.0038161538471329,0.966549222937368,0.99422367648856602,0.98986899980331766,1.0450312965775643,0.99234740011281186,0.96282603755927088,null,2.1984901198078264,0,1.5590502123925278E-3,0.1392956585370396,1.9821335518263924E-2,2.577183908323194E-2,5.4956844845954513E-3,1.5369686223118137E-3,0.23499827502294623,1.3302402309918269,0.14221651241355934,0.18958600785571567,9.1823196654754274E-2,1.5080338907608747E-2,4.1831219283625801E-3]
[null,16,0.95752469083434022,0.99395127716019316,0.98448914894887307,0.99251022907835218,1.0038759785341642,0.97521798368840351,1.0269466903247662,null,2.2349116466552306,0,1.6288686837614302E-3,0.14127694770431443,2.0645839417492089E-2,2.6003715220116248E-2,5.6682203471847036E-3,1.6053929946637977E-3,0.25755109023444905,1.3337765204611505,0.14906859303431327,0.18778196479244263,9.3674212015091962E-2,1.5118668603956857E-2,4.3693505138163967E-3]
[null,17,0.99994529203803995,0.9735431454988217,0.9705200056821498,1.0040821656137522,1.0227747533337874,1.0056230076070556,1.0165487727414324,null,2.2290187927619276,0,1.6630876655821963E-3,0.13833533729907674,1.985167519182339E-2,2.5731316582858675E-2,5.3732437644703973E-3,1.6398435022495839E-3,0.24907008503260591,1.3493119527647306,0.14271262132751916,0.18727896340331268,9.2502268836227461E-2,1.4411459283773581E-2,4.4631134388581342E-3]
[null,18,0.97385007824231073,0.984109500491954,1.0179349378477349,0.9980591457535043,0.99987509460520652,0.99235337380773303,0.99224153533507253,null,2.236157835566551,0,1.5237861291704372E-3,0.14625109713227225,2.0365760008139149E-2,2.6571710319191342E-2,5.7823699418832978E-3,1.5022041314527736E-3,0.24756711468049264,1.3412873817543232,0.14664872717043645,0.1863216898735793,9.5065462160485809E-2,1.6229600079108418E-2,4.0885044443556041E-3]
[null,19,1.0148022609207681,0.9810719471969388,1.0209294630778032,1.031056599415898,0.98447488256519611,0.98380062317155792,1.0218366413656603,null,2.2552999189778284,0,1.4416675345797143E-3,0.13960774004667653,1.9559055976769626E-2,2.7060221876546997E-2,5.5698876562256059E-3,1.4210711021174606E-3,0.24437215477733981,1.3856387256165446,0.14073755523395717,0.18212467632141546,9.0588261081898769E-2,1.6194549738914737E-2,3.8676870840008144E-3]
[null,20,0.97879463394808863,0.99521641992981102,1.0217960027580495,0.98965879944899815,0.9990430970293972,1.0361739006718511,0.99055904359060276,null,2.2338486531957291,0,1.5664973638339341E-3,0.15220442803398157,2.0215384210301907E-2,2.6482423852486295E-2,5.7617497943088574E-3,1.5452487308005999E-3,0.2481106875380657,1.3300059112377818,0.14591701449945571,0.18592343088248989,9.8711959808375174E-2,1.6331254317382627E-2,4.2056576541320261E-3]
[null,21,1.0423043356591393,1.0134298536934763,1.0114816076798845,1.0154533705200179,1.0249552347594109,1.0298472974083928,1.0158841384244301,null,2.2248143677372374,0,1.4878175900819577E-3,0.14011790948616037,1.8901850663808065E-2,2.6462550403507763E-2,5.332307798455691E-3,1.4675122236024337E-3,0.23624456534215124,1.3646508920997071,0.13700315574155061,0.18514905586154634,9.1424757979915935E-2,1.5553543219543614E-2,3.99408450737133E-3]
[null,22,1.0206834763258128,0.98676433180248435,1.0028594745266384,1.0061998523250957,1.0186865936178617,1.0063358991337559,0.97844804901161886,null,2.2125841541441722,0,1.5203615203197884E-3,0.13945795450022511,1.9410508608381491E-2,2.6133464550547734E-2,5.4287363164502514E-3,1.4991272236569435E-3,0.23357606321887317,1.3522000842927249,0.13988578593008155,0.18563888061956749,9.1459003351951978E-2,1.5334776936390623E-2,4.0801301156377368E-3]
[null,23,0.99898568779212493,0.98433756071131173,1.0090587632512182,1.0301425259893044,0.97756460638928921,1.0178807329710455,1.0100686088103998,null,2.2694889085778347,0,1.5519511478500421E-3,0.14506904233493267,1.9846741195151282E-2,2.6884898100050236E-2,5.5853243445579213E-3,1.5305214953083993E-3,0.24765255801775665,1.3843868758595494,0.14293838035875051,0.18225865473405162,9.4790596458431214E-2,1.5931691853188722E-2,4.1655749739541326E-3]
[null,24,1.0039959446355968,1.016605162775565,1.0064479982108594,1.0135856184605887,1.0051763703067425,0.99395872384529937,1.0107762404572536,null,2.2322469394341362,0,1.5053924846613425E-3,0.13956497430311723,1.9606442757524101E-2,2.6461712251748554E-2,5.5032996333134127E-3,1.4841054400325517E-3,0.24072436787246057,1.3621317389213856,0.14221907861272701,0.18508100756663057,9.133489539204126E-2,1.5601463395272354E-2,4.0392457725417844E-3]
[null,25,1.0016158149009535,0.98212433170462421,1.0023812312796254,0.9931255350261099,0.98796397589290352,0.97700373900393989,1.0107789857030183,null,2.2038174076281085,0,1.5072017139159369E-3,0.13799256769122395,1.9800246152883186E-2,2.6031717533128881E-2,5.5350806107589585E-3,1.4855192251308573E-3,0.24408254728823939,1.334629140577638,0.14254767809129196,0.18327222724559269,9.0523650441536582E-2,1.5381140855075484E-2,4.0430936295252412E-3]
[null,26,1.0152706277868673,1.0291433952886007,1.012235763927799,1.020601787320996,1.0063855903723193,1.010715172010652,0.99394960437477098,null,2.2344835161990848,0,1.4916524615929759E-3,0.14076235059653108,1.9340038738913504E-2,2.6584128771851311E-2,5.4600333368163773E-3,1.4709094007588502E-3,0.23401780083318643,1.3715711864543745,0.14065286516146913,0.18456653290280051,9.1804470290970122E-2,1.5741521669292033E-2,4.0033305037119457E-3]
[null,27,0.9916914970603431,0.992463363557057,1.0136329730196898,0.99334784567437173,0.98361646203373909,0.9955198510779194,1.0075093923938527,null,2.2167612277626687,0,1.5118208668016783E-3,0.14323766677777322,1.9959483675906341E-2,2.6302323358261718E-2,5.6427766034303538E-3,1.4904764453396845E-3,0.24603579933010758,1.3349476271131619,0.14400037346868444,0.18338373662211754,9.3342099944053319E-2,1.5874099741844897E-2,4.056585548786463E-3]
[null,28,0.98711002158846639,1.0007261352654147,1.0063574976582945,0.97428078778709226,0.98497394058224474,1.0119972136785556,0.98282368857504188,null,2.1902174599924242,0,1.5646343920410536E-3,0.14505473120356077,2.0010968780867954E-2,2.5760847747003424E-2,5.616336235040687E-3,1.5429040014631179E-3,0.24138426196763438,1.3093108315835369,0.14465172725016576,0.18380824481225386,9.4932613400693339E-2,1.5509351328427625E-2,4.1992760738152187E-3]
[null,29,1.0175939649099841,0.99768735259218422,0.99388700520005835,1.0100420462360395,1.0339904816712668,0.96427108824388308,0.97294773748936236,null,2.2031816094672219,0,1.4850759824336375E-3,0.13249591939360564,1.9416835084292157E-2,2.598989148551599E-2,5.3817046991150299E-3,1.4634296907700582E-3,0.22840191960838768,1.357349379369464,0.1402901972994898,0.18753760054828669,8.7358393931020129E-2,1.4998441140896622E-2,3.9829731988081894E-3]
[null,30,1.0046233527564323,1.0065510436048597,0.98571716326396153,0.97678799610604161,1.026165699744312,0.99680197754016886,1.0118478594643772,null,2.1820899324570897,0,1.5784569193222422E-3,0.13745751657444127,1.9624225970416787E-2,2.5434488829447072E-2,5.3944509044835569E-3,1.5562003706429295E-3,0.24209401370084907,1.3126498494189009,0.14208278019763265,0.18739877078377437,9.1074439419633252E-2,1.466618879861544E-2,4.2354644075757435E-3]
[null,31,0.99823668449932412,0.97724297060836796,0.98379080316285394,0.96904359145839392,0.97291514922084033,0.99956337895746084,1.0229433984620999,null,2.1785748010593453,0,1.6097501379326324E-3,0.13937374976360675,1.9877382169841546E-2,2.5302522290742559E-2,5.4533806803707804E-3,1.5871150538875202E-3,0.2501938521061004,1.3022402340356685,0.14298738659693216,0.18175537319990256,9.2451138190438598E-2,1.4642813125440789E-2,4.3196039843449259E-3]
[null,32,1.0384400578837725,1.0191156410052429,1.030291317915194,1.0016366991620891,1.0432101747820735,1.0005866268315073,1.0259079132296571,null,2.2070644891524243,0,1.3935130840791348E-3,0.13884224087956443,1.8960155125464055E-2,2.6615981446496326E-2,5.4496671568824845E-3,1.3739385995803677E-3,0.2366359964946253,1.3461213611365941,0.13755481192889177,0.18744063495833191,8.9601604829378997E-2,1.6122201731372573E-2,3.7394079493201331E-3]
[null,33,0.96786724206074826,0.99876928925570341,0.95185292124967702,1.0193067506073985,0.98647802057680656,1.0034653682585553,0.993244944419447,null,2.253827212183944,0,1.7717854615250013E-3,0.13926847786158073,2.0382542368313678E-2,2.5649894211749933E-2,5.4121622122019998E-3,1.7469688363085537E-3,0.24790772475916947,1.3697571404363942,0.14739842907591666,0.18512530879169087,9.4197856971836746E-2,1.3997818835991986E-2,4.7546732843097676E-3]
[null,34,0.9634981239030147,1.0359321278022968,1.0181917899543778,1.0253520980458046,0.99458856752983393,1.0109867700849484,0.98446486986900839,null,2.2756474778761699,0,1.5506329415334009E-3,0.14898264304565975,2.0353638382793356E-2,2.7050474928172131E-2,5.7804056973111235E-3,1.5290754854339586E-3,0.24351613155968663,1.3779667844823678,0.14822495641276437,0.18637907956525929,9.6826435422137841E-2,1.642684642436348E-2,4.1616394117529321E-3]
[null,35,1.0067408646805032,0.98280671035864531,0.99892400163784723,0.9889662263622726,0.99836589644462781,1.0162172309295894,0.97056387765814178,null,2.1974548274230377,0,1.570701349170512E-3,0.14239228685205971,1.9694284875184351E-2,2.5781655846669249E-2,5.4863674224850788E-3,1.5489772868917829E-3,0.23611227567013937,1.3290340889325092,0.14181409865503733,0.18414346263673401,9.3601918825006764E-2,1.5200306214794335E-2,4.215805554694042E-3]
[null,36,1.0327588983275489,0.97988242489476285,0.9614877049273427,1.030677513245432,0.99494035714470908,1.0390272285614219,1.0102273041821681,null,2.2447482057922206,0,1.6926103760663395E-3,0.13705406839149145,1.9188049402707991E-2,2.5798371608223052E-2,5.1457889890974915E-3,1.6697141424842187E-3,0.24143753663671466,1.3850436213013353,0.13815822307598896,0.18224117061113471,9.2152315997626258E-2,1.4007544536759649E-2,4.5444114747229016E-3]
[null,37,1.0061761118231167,0.99808962733992612,1.0104164726095592,0.97150338413822979,0.97813766167315719,1.0106349520163205,0.9666058619923239,null,2.1687782490831591,0,1.5209333434657313E-3,0.14273926411734433,1.9645701178897201E-2,2.5609832987086922E-2,5.536257014933676E-3,1.4997814210884065E-3,0.23313358289807048,1.3055853441429597,0.14192001293188961,0.18190020630055601,9.3193622524538167E-2,1.545366628387039E-2,4.0819106253900533E-3]
[null,38,0.97627074622092302,1.0151789886213132,0.99297891346142653,0.97290983253504748,1.0220758752959394,1.0021874074791299,0.96851866731436909,null,2.1881204265958871,0,1.6056812997058217E-3,0.1429433868635733,2.0160886875496269E-2,2.5520069009913798E-2,5.5828143743964992E-3,1.5831625442418588E-3,0.23792734501606561,1.307447812842051,0.1462262083699099,0.18865738111299529,9.429785686357342E-2,1.5070337467338806E-2,4.3088465560338924E-3]
[null,39,1.0020930788927085,1.0002219354215516,0.98919477203336625,0.96033541030796132,0.99711966744269687,0.97861080540040257,1.0151832066576905,null,2.1549445276209314,0,1.5445609128144704E-3,0.13589156328415267,1.970326074611908E-2,2.5174575852873003E-2,5.4352751822695188E-3,1.5223774668364522E-3,0.24282290584092073,1.2905445577165642,0.14244951151169677,0.18426745001239875,8.9849138920697333E-2,1.4685062386084333E-2,4.1434096131317561E-3]
[null,40,0.97723360590182684,1.0120351223992676,1.0000741778386306,0.97940508765575329,0.96974595906758065,0.97445085420613631,1.01735860241787,null,2.1955349821621128,0,1.5379782586327007E-3,0.13982701940885217,2.0159291850586611E-2,2.5826824801804028E-2,5.6224057909485745E-3,1.515795056708122E-3,0.24781238926128496,1.3161870195595373,0.14609883993312678,0.18268865845026069,9.1852796927323455E-2,1.5356424917656096E-2,4.1254944626533578E-3]
[null,41,1.0017849786897841,1.0442516021447845,1.0435515512212596,1.0052933133414002,1.0109707005465038,1.0342807653739852,1.013201510111029,null,2.2407469918689817,0,1.4446455768210805E-3,0.1498735723125714,1.9557068163595866E-2,2.7069078045064844E-2,5.6951351006847796E-3,1.4250139250913808E-3,0.24216398569270309,1.3510673147408994,0.14261855335687695,0.18590040309128583,9.5983025805518915E-2,1.6960069063123258E-2,3.8784181483845831E-3]
[null,42,1.0101961393395418,0.9831767955054489,0.97824144310001615,0.99331610923609559,0.98167659491208004,1.0012681329960946,0.96149163911737656,null,2.1872590994451939,0,1.6096529214706049E-3,0.1370483573492812,1.9612483101129261E-2,2.5367410244591975E-2,5.3504587057038415E-3,1.5870577404612889E-3,0.23176552785352797,1.3348521449710844,0.14128198645291276,0.18203771722990136,9.1213514677599958E-2,1.4432646044377821E-2,4.3194479960920905E-3]
[null,43,1.0217556939290642,1.0010281292474317,0.98639261306426074,0.98408868085223411,0.9729294723221904,1.0115821627556525,0.98689820336353407,null,2.1737244462552465,0,1.5747069552642511E-3,0.13744008421323059,1.9318957815025243E-2,2.5343163911985968E-2,5.314171369840354E-3,1.552827698761601E-3,0.2339512232652233,1.3224616804341494,0.1397019184723888,0.18039159374101715,9.1025934360201233E-2,1.4571312822172867E-2,4.2262851065157543E-3]
[null,44,0.99397339874643464,0.99843490630173792,0.99147352506462416,0.98212371470998394,1.0092989549495355,0.96560563017512746,0.99684839173445539,null,2.1841218488407339,0,1.529851375640383E-3,0.13550131946405411,1.987346166334136E-2,2.5611745483662719E-2,5.4948655712222603E-3,1.5075832620030827E-3,0.23957256818517256,1.3198278126567817,0.14361843900938032,0.1861296761057345,8.9468930310301176E-2,1.4942153840236387E-2,4.1031446644836361E-3]
[null,45,0.9854751367485014,0.98191357967681292,1.0101165780385055,1.0164544171229186,1.0021391733010996,1.0198857815697846,0.99503655241029587,null,2.2612246319475555,0,1.5737201528401943E-3,0.14757851550446616,2.0130423940960013E-2,2.6731325665135922E-2,5.6711541789741925E-3,1.552032630174215E-3,0.24778748385568364,1.3659936490438762,0.14490049513007158,0.18585162736445315,9.6370178256658848E-2,1.600734533802849E-2,4.2241211919151799E-3]
[null,46,1.027198150221498,1.0161344518918856,1.0072872413371732,1.0198899642852568,1.0336027326867478,1.0357640780366719,1.0016952498401308,null,2.2392443620545199,0,1.5307609527893868E-3,0.14235936301698504,1.9166036986856837E-2,2.6518012901351657E-2,5.3842058184907973E-3,1.5099888478702676E-3,0.23648912094045829,1.3706054777248464,0.13900853736028751,0.18696007396795078,9.3117407507453967E-2,1.5547206058547113E-2,4.1096918762129455E-3]
[null,47,1.0040500511519421,1.0427483520857306,1.018052907435687,0.99870139669964419,1.0156429869223298,0.99949795831439037,0.98912685961084001,null,2.2077425589465958,0,1.4693992398429412E-3,0.14109580748353906,1.950334248167818E-2,2.6324560226601134E-2,5.5381573217101795E-3,1.4487363111760777E-3,0.23312993790883443,1.3421507333048712,0.14223807529997587,0.18627126191647697,9.1708104845717828E-2,1.5860258422633562E-2,3.9429826632246543E-3]
[null,48,1.0407035610844113,0.99418446037826702,1.0171043989163533,1.0293655457078748,0.9839640555496223,0.98998645949535602,1.0431368052821866,null,2.238825222597661,0,1.4217689108099374E-3,0.13611339455499635,1.9014332009626995E-2,2.6852198859815025E-2,5.3942025277677001E-3,1.4015836792554673E-3,0.2421104764809261,1.383358233581931,0.13722635577824957,0.1806081533781706,8.8518885242190468E-2,1.5834526672542242E-2,3.8146487429976898E-3]
[null,49,1.0222819358301116,1.0073507984740322,1.0047054125419992,0.99775021960698818,1.0337859480448683,0.9873580242257457,1.008820254528122,null,2.1997176231016167,0,1.4769379560182155E-3,0.13619519838775557,1.9293449108232202E-2,2.607320836388163E-2,5.4059976771049009E-3,1.4559136548784677E-3,0.23650307299905549,1.340847974041488,0.13967121760422788,0.18725633576780221,8.9221581123799007E-2,1.5308095302638089E-2,3.9625170267718456E-3]
[null,50,0.99609440799698223,0.99479444682822593,0.95538542646712377,1.0000517473353316,1.0030505986751146,0.9967258949253387,0.96523196501796726,null,2.2010845632514209,0,1.6991122742229762E-3,0.13498107719123337,1.9824528170319503E-2,2.514340208134044E-2,5.283208536091751E-3,1.6751526328797753E-3,0.23405773578412692,1.343884028625921,0.14322957760709734,0.18526610914580693,9.1099313320734912E-2,1.3780329177306816E-2,4.5592132527817308E-3]
[null,51,1.0477314587331823,0.9613408016401207,1.0010389638164563,0.98613314786090656,0.99964589637037571,1.0198029413836656,1.0179804057344204,null,2.1825467963355969,0,1.5152898679199442E-3,0.13825632944718946,1.9017216022659232E-2,2.5730639748713601E-2,5.3090265385207988E-3,1.4944058798741133E-3,0.24090284204237772,1.3252301421656345,0.13627052658619632,0.18198455327424584,9.0768965463517537E-2,1.5030158860333655E-2,4.0672801742514331E-3]
[null,52,1.0244718260855219,1.0210340512070308,0.97245666820128251,1.01068497615928,1.0111367400514848,0.99047405303271718,1.0149437862182205,null,2.206189004656339,0,1.5758386938985115E-3,0.13182021315201709,1.9175609485022685E-2,2.5629144194416455E-2,5.2005286836904266E-3,1.5534771062873532E-3,0.23584592565524704,1.3581868737145664,0.13930031879466218,0.18454524286290216,8.8042011304061779E-2,1.4237445817640089E-2,4.2280525797237182E-3]
[null,53,1.0000991650290949,0.98521739771508388,0.98311596415457514,0.97732136486269128,1.0218320144031472,1.0188633246564502,0.99773754908817236,null,2.1924616286707463,0,1.6371346069280872E-3,0.14149388855109882,1.9804501080661521E-2,2.5427065306039096E-2,5.4296673148489065E-3,1.6145505252193415E-3,0.24412645811809958,1.3133634314429978,0.14271955235358133,0.18717375886604867,9.3895643785197783E-2,1.4655971640668536E-2,4.3942742932094507E-3]
[null,54,1.0020506085204042,1.023285854598577,0.98158789129524437,0.98093039449883135,1.0150855240008294,1.0079485398935586,0.98661209708722208,null,2.1818209923212812,0,1.6080913541926529E-3,0.13832180257029006,1.9600813523206331E-2,2.5332144817771636E-2,5.3654947882694802E-3,1.5856677027628135E-3,0.23557426817563509,1.3182115813672939,0.14243811217649316,0.18629435348560555,9.1875216005763385E-2,1.4513964290678664E-2,4.3156647717026457E-3]
[null,55,1.0159672327349036,0.98184033404721538,1.0009718062468367,0.9765607117100592,1.0423812989435055,1.0044223015259046,0.98611741434429367,null,2.1797509147848353,0,1.5321829640156418E-3,0.13973940031693841,1.9520922242529173E-2,2.5647753206526666E-2,5.4492782846336041E-3,1.5107427923075807E-3,0.23692854101439115,1.3123659713119444,0.14053087379188878,0.18858542446212589,9.1746300075566001E-2,1.5146146385564779E-2,4.1117438644335943E-3]
[null,56,0.9707031096543246,0.97176029437688483,1.0094534061656135,0.99238936788379928,1.0271893463118356,0.98618589614637631,1.0233412648500138,null,2.240193344424859,0,1.5505487997106407E-3,0.14504545392308291,2.0483122293144872E-2,2.6484885785275997E-2,5.766691906083859E-3,1.5284504099683537E-3,0.25719046694527142,1.3336519026056004,0.14710399574245855,0.18959876462635997,9.4753117748132012E-2,1.5977103076797793E-2,4.1599381623916272E-3]
[null,57,0.975431837342698,1.0028216632528293,0.97858627400863152,0.96107306211661936,0.96363700558936205,0.97796846719355979,0.96261931617614371,null,2.1553475062757945,0,1.6200022935635766E-3,0.13802668477433233,2.022347693536504E-2,2.4919030079965095E-2,5.5190789485143202E-3,1.5967200539619842E-3,0.23610653399592618,1.2915232069729496,0.14631807468174163,0.18209100887296467,9.1845497645956023E-2,1.4452449979418368E-2,4.3457456282601954E-3]
[null,58,1.0125277309882468,1.0220033030447386,1.0060533313598046,1.0180179302659407,0.99566827608245445,0.98345701271818253,1.015064507047857,null,2.2278123411904311,0,1.4764260286403753E-3,0.1366955140655095,1.9418354066810403E-2,2.6463477897650373E-2,5.4483509453616356E-3,1.4553256480699911E-3,0.23823604931028863,1.3680875151197815,0.14101981039736441,0.18350797975687863,8.9477930084180091E-2,1.5517543261101085E-2,3.9609166660755646E-3]
[null,59,0.99140339515609521,0.97534271025780073,0.97535958128431688,1.0028959046244719,1.0027061616264294,1.0366677040987979,0.99446346759295734,null,2.2365753247331974,0,1.7113063006210247E-3,0.14450826638465103,2.001763590017603E-2,2.5785168843550439E-2,5.4449870599262897E-3,1.6881044750603166E-3,0.24807539486818209,1.3477226692530984,0.14395341780172644,0.18552529796579353,9.6346445745662521E-2,1.4624778838366817E-2,4.5944638976235354E-3]
[null,60,0.99880640333954318,0.99941407547517491,0.97459995892436924,1.0293846006395311,1.0112174374843932,1.0332055226818033,0.9975243263453708,null,2.2633263361427747,0,1.6865382231330932E-3,0.14208315568981802,1.976250815122366E-2,2.6181189844975382E-2,5.3714295047500096E-3,1.6635955801845388E-3,0.24373720762258624,1.3833181858324957,0.1428847120538134,0.18604346988921652,9.47732114387701E-2,1.466644999294877E-2,4.5277587651266936E-3]
[null,61,1.0291658338405434,1.0045670869345344,0.991782831888539,0.98328768211972739,0.96237232943259043,1.0201389330346029,1.0144692044948445,null,2.1762296021762193,0,1.5578831369763508E-3,0.13822227323682626,1.9168235883380558E-2,2.5465655616303252E-2,5.3015315424588469E-3,1.5364191927675561E-3,0.23905258686686681,1.3213924400223556,0.13870808224396006,0.17878481303896898,9.1248636467437638E-2,1.4725184639606891E-2,4.1816265622625116E-3]
[null,62,0.97737204992115911,0.99999696451896924,0.98135727532844608,0.97947264420714453,0.95671017548166692,0.9713482340802041,0.9908738458734333,null,2.1843288344358509,0,1.5976580223533128E-3,0.13725534620738791,2.0197624853945641E-2,2.5372678795799845E-2,5.5275702107460854E-3,1.5745404169517606E-3,0.24238063058490397,1.316252332977903,0.14603412039605465,0.18118973314690537,9.1179542414693907E-2,1.46769924850755E-2,4.2853799678337417E-3]
[null,63,0.97143106850828143,0.99496371118373872,0.98993580344222587,1.0171981950043454,0.99786214278378249,0.97897398854345052,0.99314821087778427,null,2.2510873501617117,0,1.593306735155553E-3,0.14049544531491898,2.0349228664379597E-2,2.6350133362760247E-2,5.6176768472405245E-3,1.5704316765093305E-3,0.24573386625642807,1.3669605102356301,0.14694750607391688,0.18622029032685089,9.2851903251874174E-2,1.5309467555562329E-2,4.2741973307953689E-3]
[null,64,1.045842482735825,1.0374780233255299,0.99750371800067517,1.0208471918955166,1.0191234452945561,0.99255786470969398,0.99402510537930411,null,2.2053581155356077,0,1.4635954896276377E-3,0.13207022104973776,1.8732673195369479E-2,2.6113482533908612E-2,5.2110327255023648E-3,1.4428702669981818E-3,0.22481465277482676,1.3718754536078022,0.13650887359700514,0.18428554649000534,8.6890103363517157E-2,1.4949784195850505E-2,3.9270172247133665E-3]
[null,65,1.002334661886209,1.0425487123791508,0.96211983283026503,0.98338021068499049,0.97978005763055698,1.0375469766049832,0.9856993406041904,null,2.1822161134634102,0,1.715675345994587E-3,0.13918527564757666,1.9503059116180953E-2,2.4943006410322998E-2,5.233663067677123E-3,1.6924339977438445E-3,0.23529842867890094,1.3214850924083048,0.1423532338074899,0.18227033491680766,9.3549061841241024E-2,1.3811951486017413E-2,4.6062474311413309E-3]
[null,66,0.99472424632949208,1.0194776702917767,0.98958597606033993,0.98186937008112007,1.0262334469711458,1.0035756160131979,1.0040908325627456,null,2.1950132309759471,0,1.5877304048345833E-3,0.13990566783037892,1.9766370598952553E-2,2.562290088115839E-2,5.4548416861990388E-3,1.5654942014454076E-3,0.24166881062941015,1.3194834432782339,0.14350566929711353,0.18799725645604726,9.248150855152322E-2,1.4888238819006902E-2,4.2607591513095892E-3]
[null,67,1.0030291411089716,1.0101500622350568,1.0347565295548671,1.0333817432010608,1.0323459723691526,0.99424719296572706,1.0259787281077806,null,2.2746982381640706,0,1.4230509980289806E-3,0.14369326199135998,1.9670509039937566E-2,2.7504209400854619E-2,5.6788229810534841E-3,1.4029341438625126E-3,0.24560077094929039,1.3887947791796358,0.14242134308417909,0.18823462731752669,9.2492631413754078E-2,1.6809075398165989E-2,3.818324262477529E-3]
[null,68,1.0097178951734698,1.0120311615236242,1.0122639566710332,0.99159222676811132,0.99670933371985193,0.96978375684213902,0.96912284810112737,null,2.1814668652043228,0,1.4443489642540694E-3,0.1362289413100333,1.9518279714665108E-2,2.596782315732369E-2,5.5105090068489236E-3,1.4234159771693955E-3,0.22819884172023422,1.3325857320843435,0.14142642061349386,0.18379421989004274,8.8846329987884151E-2,1.5536631645634765E-2,3.8740690609043284E-3]
[null,69,0.98524357121180295,0.97280034572885732,1.0176489627383278,0.99028857918682567,0.99263606995976994,0.99875093883026878,0.97413124022704456,null,2.215732152238703,0,1.5206386413936944E-3,0.14583654504455834,2.0181317500872195E-2,2.6302290644111794E-2,5.7283711163858934E-3,1.4992391821707109E-3,0.24214450002539065,1.3308439913554488,0.1449521909126531,0.18479853196499108,9.4811886202716272E-2,1.6073492100990464E-2,4.0804348298050979E-3]
[null,70,0.98734427374301603,1.0185684277361307,0.98986330369081177,0.96527923821878481,1.0008483628461087,1.0113683698925322,0.9899180415029567,null,2.174022580482867,0,1.6114095738167199E-3,0.14212686309522862,1.9918199667430896E-2,2.5295939990943716E-2,5.4982825726947121E-3,1.5890156318024899E-3,0.24077023296629957,1.2971891896934646,0.14457895790393593,0.18557369105368254,9.3934169382567073E-2,1.4834671367726617E-2,4.324776730904133E-3]
[null,71,1.0260635981872988,0.98321378546086358,1.000135798515992,1.001191361478335,0.99407765597272035,1.014521263731943,1.0008533095058418,null,2.2072286585149699,0,1.5345480362429639E-3,0.13962179076955317,1.9322384028579241E-2,2.6006625293030026E-2,5.3893268432224362E-3,1.5132885232956687E-3,0.2387223670004372,1.3454649021314424,0.13914618771274284,0.18255008809625226,9.171462287079718E-2,1.5192950776875984E-2,4.1186725049831762E-3]
[null,72,1.012825405500049,1.0198638466307963,1.015990930779576,0.98393707645947726,1.0030899470260899,1.0339095167764745,0.9967562581785735,null,2.1962146766386321,0,1.5207009725486519E-3,0.14518511732741357,1.942771183922027E-2,2.6036334260042978E-2,5.5053656957825712E-3,1.50002836463346E-3,0.238151699174283,1.3223050486971601,0.14100099216919065,0.18433845666106102,9.4480211336032696E-2,1.5721829362042531E-2,4.0825827243147726E-3]
[null,73,0.99920027995133809,0.99350504994366873,0.97350658530311596,1.0180645252054339,0.99105051090560403,0.99626725189611509,0.99164041169546957,null,2.2328403499506706,0,1.6314043780170605E-3,0.13691421967774925,1.9779825267106255E-2,2.5873901246873745E-2,5.3701452874198065E-3,1.6083889134585125E-3,0.23996982922179061,1.3681047871332874,0.14282587934141666,0.18373940725553581,9.1385993394276138E-2,1.4521873172601051E-2,4.3775044171712454E-3]
[null,74,0.9913160555989079,0.96960470372313268,1.0082700758667718,0.96468257722726403,1.0249202116425054,1.0043169237600256,0.98806933928808305,null,2.1836475898854033,0,1.5507841808805945E-3,0.14458783392971139,2.0066255795737419E-2,2.5718543982304949E-2,5.6426470304950958E-3,1.5290814413549578E-3,0.24488370854624564,1.2964152734514427,0.14404243446072315,0.188070237474665,9.4520161194996233E-2,1.5560541136800075E-2,4.1616556218065214E-3]
[null,75,0.98791446693431428,0.99063303191275098,1.0207963026755231,1.0098413317669521,0.98953303295473616,0.98401972621680456,1.0017301251618285,null,2.2395868600525546,0,1.4784873886861615E-3,0.14311625133865929,2.0048482626072967E-2,2.6753023804790461E-2,5.7085076796499811E-3,1.4573696312740133E-3,0.24490538650498742,1.3571272166787705,0.14456765891685039,0.18428787017203757,9.2872083698509217E-2,1.6255016675080274E-2,3.966479714558031E-3]
[null,76,1.0025259355525014,1.0327739193609657,1.0030411318143919,1.0244740575640277,0.97010738912102268,0.97977922916343907,1.0103586306514776,null,2.2358841779200969,0,1.4914533592208367E-3,0.13682883546417016,1.9565037214454545E-2,2.6506411546061752E-2,5.472952549048624E-3,1.4700582048115113E-3,0.23793576583443943,1.3767585176070278,0.14241978549735837,0.18120061598672257,8.9725115041002002E-2,1.5491522505278032E-2,4.0010138289399587E-3]
[null,77,0.96548891091601452,1.0267114845627778,0.99031161889606856,0.99934598755928095,1.0101879779983067,0.99929142593466258,1.0129054604241314,null,2.2385577616420185,0,1.6238503573165874E-3,0.14339398113023205,2.0333715691214279E-2,2.6125901995918854E-2,5.6155268532603782E-3,1.6010107926919656E-3,0.24994189404269979,1.3429703608831367,0.14785279780685978,0.18798971549809954,9.4746182751449887E-2,1.5253100949127428E-2,4.3574236046415617E-3]
[null,78,1.0351002964400402,0.99404896485105054,1.0061103922169794,0.99592433737145813,0.98729911412797455,0.99822031225779506,1.0061357528505723,null,2.1885943453126013,0,1.4747063507106431E-3,0.13658910904251614,1.9111179352274851E-2,2.5945656086457672E-2,5.3624711986505992E-3,1.4539422500996705E-3,0.23536330331303515,1.3383966148144788,0.13794470027059574,0.18128422074813202,8.9405262042614134E-2,1.5255441031620659E-2,3.9571515128373688E-3]
[null,79,1.0481637589761734,1.0126238919847503,1.0291606958359476,1.0100806105254934,0.99746580331266677,0.98327585383701988,1.0018903029903565,null,2.1966836462968233,0,1.3618138026321963E-3,0.13518829704459775,1.8810015827915E-2,2.6539411562001815E-2,5.400471869106846E-3,1.3423478198835352E-3,0.22834819890141869,1.3574667708674935,0.13627623634130895,0.18173899095710991,8.7300827294755579E-2,1.5980463352979663E-2,3.6534282608830836E-3]
[null,80,1.0399918757026507,0.98558868719901305,1.0473790295507479,0.98120890980792708,0.97974584300450018,0.98224074193022393,1.0075965942291076,null,2.1703738410266156,0,1.3278157146198355E-3,0.13924825362733279,1.9082059311395592E-2,2.6425963227346153E-2,5.5776996170576664E-3,1.3088157042926713E-3,0.23466368394677875,1.3187086189872546,0.13738760756927754,0.18019765189508941,8.8982756814026912E-2,1.6556381145279686E-2,3.5621648961036848E-3]
[null,81,0.96500134070618893,1.0025451340339675,0.97082078054240784,0.97133860539160233,0.98370778642528067,1.0094682296818933,0.9726349445853395,null,2.1905331310374545,0,1.7176967742504883E-3,0.14301560810329877,2.0438305130036163E-2,2.5116473375823557E-2,5.5337268723490412E-3,1.6937808140660962E-3,0.24365639333713474,1.305310574559519,0.14788114478966063,0.18501020062447332,9.5614383327037714E-2,1.4370323857111417E-2,4.6099130211926173E-3]
[null,82,1.0276203051060737,1.004525948057617,0.96856092390300375,0.98723029780016958,0.97921624975289057,0.98697278566394153,1.0182174671203923,null,2.1699974192789897,0,1.5837685836324054E-3,0.13092334844913456,1.9183180513182727E-2,2.5098568548309944E-2,5.1819136461062126E-3,1.5612147421896656E-3,0.23749739190884528,1.3266641860001209,0.138864836601229,0.18075631821349417,8.7650496641468442E-2,1.3950620724600064E-2,4.2491118739388231E-3]
[null,83,1.0155050005920043,1.0332196484717988,1.0198765866193487,0.98768683727762974,0.98955398110680515,0.99901530981704556,0.98426278788055799,null,2.1823466547573513,0,1.4495486358760852E-3,0.1399566740552845,1.9323445073588175E-2,2.6044672585558808E-2,5.4970365310166086E-3,1.429155001696971E-3,0.23038510411183935,1.3273519156131488,0.14063776895301416,0.18265735325942914,9.0870616664285572E-2,1.5752772750561337E-2,3.889688793799462E-3]
[null,84,0.97252289396214753,1.001321002875913,1.0203053496752188,1.0084621077306219,0.96260707047454075,0.9847072217874675,0.99579156313885486,null,2.2427704296502702,0,1.5009243790017777E-3,0.14507458136072249,2.031743811585424E-2,2.6736051815856841E-2,5.7822667310601138E-3,1.4795011137207822E-3,0.24603386235745831,1.3552726681488925,0.14685448405100845,0.18219463684696746,9.4169931247013228E-2,1.6329217926578734E-2,4.0267143141369081E-3]
[null,85,1.0319620039987769,0.99931172270962954,1.033889357586625,1.007919527101566,1.0042461640635747,0.99660497360409284,0.98773062995666172,null,2.2095589449336592,0,1.3922426579797975E-3,0.14022022377471391,1.9163911854659418E-2,2.6683700301259369E-2,5.5278395472138234E-3,1.3726078859613202E-3,0.23122989152705578,1.3545732585282622,0.13842636657045923,0.18339863280487789,9.0302392986181715E-2,1.631657562547751E-2,3.7357861855187129E-3]
[null,86,0.98287402606015251,0.98038840233428093,1.0055842617118655,0.98947362304677255,0.99738078721409851,1.0164164240459612,1.02289328384917,null,2.2308449559573402,0,1.5879320320576222E-3,0.14688025345295913,2.0187704825088047E-2,2.6247339283886405E-2,5.661551901404111E-3,1.5659739596798963E-3,0.25526956032439335,1.3297267741340355,0.14527333507240112,0.1854689838666902,9.6171325457259413E-2,1.5718020816525544E-2,4.2620648950716083E-3]
[null,87,0.96085740670227204,1.0010734490420441,0.98355727858115838,1.0078853544723807,0.97754441316928142,1.0259332785865538,0.99095892836472887,null,2.2564703658260208,0,1.7082432941593481E-3,0.14785112580265436,2.0541333106636788E-2,2.6124929331535061E-2,5.6342015894078083E-3,1.6848406685985404E-3,0.25095965734965098,1.3544370859136536,0.1485493242625435,0.18458975488794727,9.8088247264501147E-2,1.5132528050703231E-2,4.5855808923480927E-3]
[null,88,0.96982685353695386,1.0387049794402494,1.0243436001976844,1.0081249646961237,1.0065490802683736,1.0046002830727756,0.9959324805658758,null,2.2503024033060588,0,1.5104214200797677E-3,0.14782403834154911,2.0212872312859068E-2,2.6857143311422443E-2,5.7756185144411318E-3,1.4892895069521324E-3,0.24394896117289347,1.3548280186712822,0.14727234684290016,0.18733488394891026,9.5728620864623845E-2,1.6487676144532226E-2,4.0533550937696819E-3]
[null,89,0.97588751336315127,0.98944288107955325,1.0057020700082673,1.0161930844573088,0.99912902571911977,1.0215523351741045,0.96073928439565959,null,2.2570959324725437,0,1.6037415021161485E-3,0.14840584256057759,2.0291226493022899E-2,2.656585549917358E-2,5.6912559020801581E-3,1.581676309437774E-3,0.24077668731906079,1.3656345391045381,0.14631364500181146,0.18609885067867393,9.7163447014091325E-2,1.5871846577355134E-2,4.304801514834344E-3]
[null,90,0.97073168622683703,0.97299409521166413,0.99318696868130074,1.028733706769831,0.99434568267896073,0.97711470567032621,1.0214031957337668,null,2.2784936363427115,0,1.588528212874055E-3,0.14145367619394153,2.0466269535043678E-2,2.6756218496862268E-2,5.6685687538484764E-3,1.5656783625368827E-3,0.25563058510664882,1.3824672031281542,0.14706107781703115,0.18586969554285188,9.3303512947208442E-2,1.5578418294367846E-2,4.2612603770918961E-3]
[null,91,1.0150727838527722,1.0346640891316887,0.99910345637536968,0.97395432514812041,1.0482185839179878,0.98976407891716001,0.96374871380519322,null,2.157862182725681,0,1.4996321673862311E-3,0.13597224087128409,1.9313025596755119E-2,2.5408466786329201E-2,5.3811286121083837E-3,1.4783367068614364E-3,0.22467674863730766,1.3088604405007596,0.14065046730906294,0.18929510890515189,8.9372145665991151E-2,1.4930160118942415E-2,4.023545182512387E-3]
[null,92,1.0163979423236562,1.0138879404414207,0.9819057739757685,1.0097737470122106,1.0254041596398424,0.99954500686679892,1.0303517743079571,null,2.2220070324903021,0,1.5743329524471363E-3,0.1355322113272214,1.9363589828708096E-2,2.5937014605505199E-2,5.3022687582107673E-3,1.5521954710801338E-3,0.2429790823629048,1.3569727586629659,0.1404281932931826,0.18662560128590894,9.0005077916081144E-2,1.4658807539796859E-2,4.2245643911806002E-3]
[null,93,1.0136207734919502,0.99000688484000421,0.99550132197667329,1.0096241760818299,1.0017718931774533,0.96686579830940067,0.98953840964156381,null,2.20812723719893,0,1.4924508951359688E-3,0.13381046645113864,1.952711099716007E-2,2.6055513093610896E-2,5.4210849234366176E-3,1.4707554867350149E-3,0.23433052593058246,1.3567902294491987,0.14084377056921488,0.18412556029527405,8.8140149663211098E-2,1.5101609634022437E-2,4.0029116004768103E-3]
[null,94,0.99250124028335773,1.0277985922657027,1.0287355689651263,1.0066867840049607,0.97346876292921691,0.98810708031232009,1.0090328573051517,null,2.2282964128537928,0,1.4418097296562706E-3,0.14295636115541602,1.9799773245326648E-2,2.6763545713235675E-2,5.6822470967982609E-3,1.4213010397972103E-3,0.24147102690557487,1.3529047948430164,0.14391803585857954,0.18220192465356436,9.2340029471464247E-2,1.64108697021077E-2,3.8683128985661573E-3]
[null,95,1.0311624870887537,0.98703698655175365,1.0039516228848002,1.0026078346423106,0.98867388069121653,1.0025517663727208,1.0165998552110107,null,2.205225005718352,0,1.4957668398267478E-3,0.13764795051038717,1.921274878740822E-2,2.6101206782783326E-2,5.3793178938567384E-3,1.4747971951594272E-3,0.23989274371709268,1.3473747097788773,0.13846666055724435,0.18165664224078126,9.0213550054862188E-2,1.5286533241263566E-2,4.0139117984592364E-3]
[null,96,1.0221024113404922,1.0068622912720284,0.99017554265814378,0.9874776866094529,1.0017024849010643,0.99278499461253578,1.0322923696350843,null,2.1862445531652721,0,1.5309096485942027E-3,0.13511861924792892,1.9290033998865364E-2,2.5635475240687652E-2,5.326562524783098E-3,1.5092361843982468E-3,0.24243410031184182,1.3270209681367435,0.13966303409605374,0.18362757521476586,8.9285594300988896E-2,1.475662018245133E-2,4.107643374357553E-3]
[null,97,0.99969629338796329,1.0404295713763194,1.0059725493523224,0.97887178716373058,0.99495422477582474,1.0084650351289381,0.98374295761073793,null,2.18049598108855,0,1.5276418832243694E-3,0.14145369554361847,1.9590380192988761E-2,2.5713330871088784E-2,5.496172757633957E-3,1.5063509504561253E-3,0.23373863516619059,1.3154799070431049,0.14282966079876033,0.18417929116878387,9.2596957529554852E-2,1.533945023090783E-2,4.0997907186842118E-3]
[null,98,1.0242781580465239,0.99320229758966994,0.98652588532003527,0.98325189420368764,0.99339747282966795,1.0009373718165122,1.0034149643992469,null,2.1752717684993392,0,1.5565558993037574E-3,0.13589026562337586,1.9304766843314072E-2,2.5401456139600914E-2,5.3109845678993009E-3,1.534698836814054E-3,0.23737454938168639,1.3213373396017645,0.13935817697888969,0.18256245428904044,8.9992291380882439E-2,1.4584396434899671E-2,4.1769443204722669E-3]
[null,99,0.97733566085418899,0.9845630810027165,1.0157533118343713,0.98622610046521675,1.0006284032715833,0.95873338834495958,1.0093761639197034,null,2.2098495511615619,0,1.4734325859440196E-3,0.14041954584275768,2.0289667372172082E-2,2.6307482165574457E-2,5.7482628752375722E-3,1.4518319570781667E-3,0.24807536111325559,1.325380796125134,0.14612056469694776,0.18618749114392005,9.13917286746493E-2,1.5998843789887012E-2,3.951407990890745E-3]
[null,100,0.9844268099870882,0.99522439910610982,1.0287476030329177,0.98073665612945693,1.0000432005069066,0.99778572856183212,0.98727290795040268,null,2.2055288486869831,0,1.4782745707245871E-3,0.14659770757760904,2.010412373764571E-2,2.636196535671197E-2,5.7696599583674799E-3,1.4574511633593846E-3,0.24283483712421211,1.3180299690857782,0.14509850348055348,0.18569610106588078,9.4691428029584121E-2,1.6398675059988689E-2,3.966701618017366E-3]
[null,101,0.99489530202917853,0.99042020455750568,0.96955320700198144,0.99655282785043187,1.0040564207599585,1.0031477804323148,0.96708554075989939,null,2.2037538619569914,0,1.6644409675086221E-3,0.13803838381339878,1.9876533764723685E-2,2.5387297100334532E-2,5.3746587783793359E-3,1.6411204890191067E-3,0.23591345234134622,1.3391929314634496,0.14343479006993892,0.18546314344199699,9.2358029845723777E-2,1.4271372840299057E-2,4.4665889758862005E-3]
[null,102,1.0035886676568018,1.042017765812882,1.0001711171169843,0.99918405501479268,0.99897687317319739,1.0158182134183746,1.0411778196687644,null,2.2205888581341284,0,1.5508581146409888E-3,0.1411233617779466,1.9504272230109459E-2,2.6148538677760142E-2,5.4402515352172829E-3,1.5294000747514646E-3,0.24680127131756338,1.3427674117918558,0.1422623869283989,0.18439869839820802,9.269902766843062E-2,1.5302573011651876E-2,4.1625228368743434E-3]
[null,103,0.95563790832899276,1.0018136769856454,0.9969251298851326,1.0128645957374884,1.0061407873152151,1.0060354545155827,0.99373418827068305,null,2.2678336623373636,0,1.6380028530620632E-3,0.1475783803951668,2.0658888495993479E-2,2.6546416590277264E-2,5.7435185313033585E-3,1.6151186736248202E-3,0.25139380930947069,1.3611470663926568,0.14939282601092546,0.18817154099503672,9.7126518901847994E-2,1.5701760288243265E-2,4.3958206058790925E-3]
[null,104,1.0179233579441094,1.0021446076653415,0.99717643453352722,0.97169400222550839,0.99399844873698884,0.98475906156170345,1.001524477971129,null,2.1591388279189987,0,1.5043600773771862E-3,0.13559907418895731,1.9393541981886347E-2,2.5395640786743955E-2,5.3930952975317333E-3,1.4828889034117661E-3,0.2361477277475946,1.305819972426552,0.14025223507136544,0.1830009431628033,8.9229156968145082E-2,1.4892976700489479E-2,4.0359347608911952E-3]
[null,105,1.0305661012020788,0.97177313731877335,0.98161944571402215,0.98419664492654535,0.97019722282734933,1.0007589147066531,0.96204234661484234,null,2.162322113573536,0,1.5700820240214537E-3,0.13505155793636334,1.9276287288124059E-2,2.5155029088560491E-2,5.2768285889360717E-3,1.5480310970584332E-3,0.22863453782211851,1.3226009298975887,0.13849695740078108,0.17958250632828507,8.9701368244671023E-2,1.4354931567193028E-2,4.2132303378790573E-3]
[null,106,0.99749429052194805,1.0021896668397918,0.97526499474283423,1.0282916465625134,1.0418884990859956,0.98495318907431673,0.97728847483259196,null,2.2456209356773886,0,1.6066979618361964E-3,0.13553808194913419,1.9776848414962356E-2,2.6107791912878292E-2,5.3789720796349784E-3,1.5837706768670149E-3,0.23499985714619354,1.3818501539222607,0.14307419261441046,0.18958928336444669,9.0371031420687656E-2,1.4647148445178299E-2,4.3105016925686999E-3]
[null,107,1.002914150728264,1.0030091295698802,0.97940773399238035,1.0172307591275147,0.96060442596884654,1.0257169121194321,1.0240747639429848,null,2.2425423742394868,0,1.6496660096615792E-3,0.14099952310179753,1.9669004696384901E-2,2.6029803035872E-2,5.372247031234745E-3,1.6270611150423213E-3,0.24818249511350113,1.3669908078371003,0.1423104791061795,0.18008290602082364,9.3777115436486966E-2,1.4722273760132696E-2,4.4283239945927758E-3]
[null,108,0.97186196674453285,0.99735023676137036,0.9858376868396026,0.98482161481376174,1.04059173429686,1.0008306533245859,0.98045095818238359,null,2.2139701739337281,0,1.641164726845556E-3,0.14297866568153805,2.0326858076483895E-2,2.5720887757354639E-2,5.5882778881924042E-3,1.6181171350869105E-3,0.24392954611178283,1.3234459249330028,0.14687266376219113,0.19101974354655454,9.4725693131767791E-2,1.4980979207082388E-2,4.403981429536347E-3]
[null,109,0.97012104822556977,1.0217321263609258,0.97582201399444135,1.0203400085377368,0.99706507876611228,1.0117057780409582,1.0042130824278426,null,2.2616157296176898,0,1.6877664265481671E-3,0.14267169832555557,2.0249021143924784E-2,2.6160283537744237E-2,5.5105218293502794E-3,1.664319167040974E-3,0.24811992014594048,1.3711650966833566,0.14711253598794258,0.18620021632206857,9.509532044906413E-2,1.4824834322229499E-2,4.5297281300195674E-3]
[null,110,1.013136092502092,1.0020565483429418,1.007783569366788,1.0106448234219547,1.0175063985647579,1.0124230421124867,0.99236127800662144,null,2.2275140408336962,0,1.5201285605050204E-3,0.14153768605914022,1.9492096589445881E-2,2.6381684372130475E-2,5.4785250778562194E-3,1.4990251680868422E-3,0.23735297073611866,1.3581820367546567,0.14093906784963375,0.1859427667631548,9.2552803423510036E-2,1.5595654246448069E-2,4.0798523540185308E-3]
[null,111,1.0202918887263626,0.99286666406069701,0.99339763267344039,1.0187380121670178,0.97761359719996332,1.0107500509175837,0.99816163084651455,null,2.2282038482070718,0,1.5557742782353573E-3,0.13869260634851918,1.9385838607226483E-2,2.617453447026204E-2,5.3704617577293098E-3,1.5341402798981743E-3,0.23791617672944707,1.3690347661299045,0.13991812943551282,0.18101032066554326,9.1470783864065708E-2,1.5076440084522164E-2,4.1754241126754797E-3]
[null,112,0.99695990009620261,0.99071411200484327,1.0156378816680469,0.98367709548211735,1.0305691983344201,0.99191771207563306,1.0249867032691111,null,2.2089987966217941,0,1.4927370051833618E-3,0.14228051420728038,1.9862976894301141E-2,2.6260115679725603E-2,5.6267299938823406E-3,1.4715854828206817E-3,0.24891916689192653,1.321954990966459,0.14324404848314543,0.18837653071663929,9.2609210681383586E-2,1.5880493053198521E-2,4.0051705762138602E-3]
[null,113,0.99164820704444301,0.99078065040830532,1.0147155084636834,1.0103814823074762,0.95971666185595705,1.0123440665508354,1.0106150650551029,null,2.2442554970926634,0,1.5345544589926046E-3,0.14590207549031461,1.9968492890926094E-2,2.6634586248973722E-2,5.6514219085456591E-3,1.5132491351144319E-3,0.24840047279145269,1.3578409924031998,0.14400917856042453,0.18068589292690268,9.5017911182118095E-2,1.6047212710344635E-2,4.1185653033381604E-3]
[null,114,1.0178944456628487,1.0008878626778028,1.0043369379743128,0.96280223684582977,0.99870073532676307,0.99200630628729947,1.0203043700418668,null,2.156190887942905,0,1.4935408709395616E-3,0.13758235158681664,1.9403841609371239E-2,2.5447254144848254E-2,5.4349211573392585E-3,1.4723798481210439E-3,0.24137023466365401,1.2938817803030334,0.14027241663207951,0.18354031786542543,9.0149976755541594E-2,1.5121621670915802E-2,4.0073325766989938E-3]
[null,115,1.021891123250793,0.98753985727309401,0.98859936648769864,1.0231396044000727,1.003139934085798,1.0211212802251284,0.98190877355920747,null,2.2352253526633907,0,1.5868300852182608E-3,0.13944385796599576,1.9375483896230988E-2,2.6156337168452216E-2,5.3416381465939368E-3,1.5649883531314987E-3,0.23506903407826335,1.3749430087889274,0.1396883659482363,0.18380073779714831,9.2230774498101076E-2,1.4938573708576037E-2,4.259382398951979E-3]
[null,116,1.0188524888065438,1.0070595791965853,1.0095796863647923,1.0044028071796463,0.98599714025879726,1.0009642621319637,0.98288391132754693,null,2.2049369497767839,0,1.4872955656124579E-3,0.13921121899197678,1.9362609257323957E-2,2.6168089555636913E-2,5.4519179383642445E-3,1.4664116135315369E-3,0.2323178508107907,1.3497967475617405,0.14015237617207582,0.18205415981035267,9.093504203724205E-2,1.5516732583784764E-2,3.9910890095743601E-3]
[null,117,0.97245742765891563,1.0175316608957976,0.96708328823958734,0.9952696237171631,0.9741077396388208,0.98919626233711311,0.99903634109590655,null,2.2130034412509243,0,1.6777465704336111E-3,0.1380773512723554,2.0213121849229819E-2,2.5452264460388892E-2,5.4518796219941842E-3,1.6539081283278286E-3,0.24483852894531366,1.3374663276270926,0.14673849731372399,0.18345061688631922,9.2523271069774218E-2,1.4314027932195385E-2,4.5013927146403737E-3]
[null,118,0.95282307475562178,0.96869479190161845,0.98754246678750013,0.97460494352563587,0.99896892876121757,0.98829950604134653,0.97098810405962166,null,2.2091057739243074,0,1.6577737823467939E-3,0.14514594849708065,2.0867542710657192E-2,2.5629784961768719E-2,5.7468356057983104E-3,1.6341977528832609E-3,0.2490095906912338,1.309718482249393,0.14981151933177331,0.18753566424496246,9.6063139480952991E-2,1.5153094609947201E-2,4.4477475702037811E-3]
[null,119,1.0481012054163921,1.0104623201271956,0.99999213118959362,1.0038660402871638,0.99604840372032577,1.0151838649734419,0.97138700232867925,null,2.1846649970946541,0,1.4946952332659184E-3,0.13593798972699708,1.880260055170151E-2,2.5795801067228587E-2,5.2435935238178523E-3,1.4740013535781003E-3,0.22380493935929768,1.3490590765438377,0.13622015367383905,0.18155705610306255,8.9302435955573745E-2,1.4950298688959829E-2,4.0117457800239731E-3]
[null,120,0.99320779611376342,1.0023656708460045,0.96615323394145614,0.96404299994063558,0.98577364990361815,1.042110817006606,0.96000265001424612,null,2.166021743956049,0,1.7396283392378316E-3,0.14287194819454274,1.9855733653780662E-2,2.4720551768202457E-2,5.3503868983620891E-3,1.716165717072535E-3,0.23617286123569228,1.2955024996621045,0.14367065240307136,0.18349478465729402,9.5790402200653976E-2,1.394454855651556E-2,4.6708373479948505E-3]
[null,121,0.99352326162532589,0.995378073624689,1.0005679911628114,0.96825453173978238,0.97970723315853525,0.97252344237574384,1.0130919069233462,null,2.1709049078333829,0,1.5137406107053623E-3,0.13782489989232638,1.9901603149426166E-2,2.5557030652209961E-2,5.5532919957898145E-3,1.4918637319146007E-3,0.24459816640427967,1.3012029559449603,0.14370457004124473,0.18281975363888067,9.0511036735978975E-2,1.519311497155189E-2,4.0603612855244905E-3]
[null,122,1.0271741867069839,0.96991367295414033,1.0248443681439294,0.99906282438654304,1.0036729614835165,1.0254786786882586,0.95756414827905589,null,2.2057275855947776,0,1.4763039287470044E-3,0.14474514908894329,1.9374568906763093E-2,2.6347527541426396E-2,5.5388317997986745E-3,1.4560698648431586E-3,0.23071490242386122,1.3426503895545079,0.13905122989949845,0.18359378620931169,9.3707419496580291E-2,1.6061072559186249E-2,3.9629421788011333E-3]
[null,123,1.0234543047589502,0.96596036055287116,0.98489953409702813,1.0172872217554711,1.011531069942017,1.020811105035528,0.99676108036223265,null,2.2337569789410221,0,1.6038795283772947E-3,0.13937330461237846,1.9437883243668578E-2,2.6063884589525431E-2,5.3388021548476062E-3,1.5817964133244436E-3,0.24085311554766278,1.3670733986825816,0.13946670635013636,0.18465753822444403,9.2389182417740121E-2,1.4820117835067013E-2,4.3051283980216236E-3]
[null,124,1.0141210252318034,1.0035809259455051,1.0196786587872,1.0136822141097783,0.99822179840656211,0.99584976305209738,1.0102717710570039,null,2.2302566936400181,0,1.456821875052338E-3,0.14056857816460969,1.9473991148771196E-2,2.6674786164894961E-2,5.5387730236318286E-3,1.436260762683697E-3,0.2399878122119099,1.3622866864440868,0.14082924722122092,0.18371665553955294,9.1278482913258352E-2,1.6013213587658177E-2,3.9090283327918489E-3]
[null,125,1.036484229566689,1.0423644825362617,0.95969600831534851,1.0086742520581706,1.0194623951103836,1.0330554479459682,1.0125626339062064,null,2.2023667647505838,0,1.6603049202011421E-3,0.13369976873214079,1.8859777104578625E-2,2.5292357720015021E-2,5.0484517315622437E-3,1.6377158580957998E-3,0.23340167647639243,1.3554739225079147,0.13765770081849163,0.18480562123765326,8.999577596429055E-2,1.3696978826801315E-2,4.4573226928492412E-3]
[null,126,0.99189005115399387,1.018311710421294,1.0157891780373212,0.96879278310814332,0.99194728404407084,1.0261271767175366,0.99829077985051606,null,2.1874899554029801,0,1.5422729750294629E-3,0.14713965004003943,1.984428474186296E-2,2.5860752949713763E-2,5.6222825163497678E-3,1.5211481054910256E-3,0.243108601336224,1.3019523776235793,0.14397656400692568,0.18431538311990986,9.5763476385287469E-2,1.5787643855818954E-2,4.1400636968083639E-3]
[null,127,1.0387207461358039,0.9961184314308531,1.0036878201463673,0.99419458990279452,1.0129450908583724,1.009506701137028,0.99361745770552701,null,2.186380157376651,0,1.492991479498695E-3,0.13729656780794594,1.9034396776192848E-2,2.5854583236731704E-2,5.3279716503699176E-3,1.4722049445430316E-3,0.23223255684000174,1.3360679622960216,0.13745852183181559,0.18398126273366891,8.9997323271438195E-2,1.5142940920601516E-2,4.0068565468165942E-3]
[null,128,1.0232983167054575,0.97401830664673683,0.99959454561341499,1.0124992055090567,0.99645434229857888,1.0108493653492412,1.022220813441844,null,2.2305284521514883,0,1.5380241849611497E-3,0.13970229292524611,1.9414360106293101E-2,2.6304428277418707E-2,5.4120349936903882E-3,1.5166391138470591E-3,0.2453295576842961,1.3606602343377097,0.13952098776911953,0.18297451550965382,9.1797031726352035E-2,1.5306602184877944E-2,4.1277917079421828E-3]
[null,129,1.0182182059905924,1.003218999435894,0.98391002636931579,1.0338322482506352,0.96891239554137476,0.97427915059665349,1.0143104249563539,null,2.2376825726375293,0,1.5290108850206619E-3,0.13238200033638492,1.9375235372955765E-2,2.6254699180894278E-2,5.3162589769961185E-3,1.5069531383187233E-3,0.23802955951497004,1.389306021724372,0.14018166996290005,0.18013707280419439,8.7806981373271295E-2,1.4813701461757285E-2,4.1014296755350274E-3]
[null,130,1.0205523837746933,1.0015902969284605,1.0037535969208582,0.97249403439475246,0.95512503768960866,1.0035449505029312,1.016462992168554,null,2.1650823982256724,0,1.5085710127789665E-3,0.13874519844082214,1.9349962024851421E-2,2.5530296749276225E-2,5.4166597960950942E-3,1.4874427930241898E-3,0.24066754568006302,1.306905350778693,0.13990577275279972,0.17846243145673132,9.0943349569952647E-2,1.5128630248914064E-2,4.0483289472269049E-3]
[null,131,0.97138173947372153,0.99730694509470375,1.0002214464912837,1.0262330105895663,1.038870488419491,0.9997892286783594,0.98487512004247546,null,2.2749937882907276,0,1.5921177310742665E-3,0.14486729824404931,2.0346346506377413E-2,2.6776112141894123E-2,5.6754151509994634E-3,1.569735637742503E-3,0.24518347615348909,1.3791176100058991,0.14697932793160293,0.19086806628788075,9.5155443319429239E-2,1.5774771699714717E-2,4.2723029427211819E-3]
[null,132,0.99570339404616914,0.99802010132027275,0.9729636659156875,1.0183505561945998,1.0112211293366133,0.99874566254383568,0.99129377219018067,null,2.2378211590308346,0,1.6414098523397517E-3,0.1375325904968856,1.9829161657942015E-2,2.591370480218971E-2,5.3805587804872804E-3,1.6183106966225396E-3,0.24037725738471388,1.3684886083678269,0.14332623040744996,0.18622754326310867,9.1828997766826556E-2,1.4535097018892371E-2,4.4045082402287862E-3]
[null,133,0.98749109803975932,1.0041529328175587,0.99244077030992772,0.97363743148248316,0.98158754103457113,1.0157611711710761,1.0236721371205251,null,2.1961886881433568,0,1.6146066971044022E-3,0.14353160286178487,1.9979413813070234E-2,2.5607685274510832E-2,5.5295580736660624E-3,1.5922653621864855E-3,0.25109479870523849,1.3084248478764877,0.14456346219025612,0.18338980794994378,9.4716359594767832E-2,1.5039871712813582E-2,4.3336214257360369E-3]
[null,134,1.0189256010966392,0.97939887055221853,0.99042456400648116,0.99208914748934351,1.0029192411528838,0.99667364401708169,1.0074259793531386,null,2.1951769940876149,0,1.5503065424551773E-3,0.13694132448094395,1.9468417571864911E-2,2.5714331816334736E-2,5.3771726815926933E-3,1.5284441048639468E-3,0.24094945164305062,1.3332184166336425,0.1400990378639585,0.18394625851581897,9.0476532275691537E-2,1.4847992040329125E-2,4.1599210019759077E-3]
[null,135,1.0262960690383989,1.0280185527905867,0.99510246934884283,1.006086871338979,1.0279788846361539,0.97718025895529126,1.0121951250685606,null,2.199613440668585,0,1.478667815026902E-3,0.13243560377201163,1.9126502202444582E-2,2.5973407961968498E-2,5.3077346176818438E-3,1.457399655353157E-3,0.23311902403249704,1.3520360008537344,0.13910338192615948,0.18636481017320788,8.7255294717765344E-2,1.4946387140581139E-2,3.9665614302040238E-3]
[null,136,1.0430452324370811,0.9705677361576337,1.034660055157939,1.0046951337900116,0.96736263379333298,0.97371122346359418,1.0125673054952882,null,2.1973885741841843,0,1.3523006371016515E-3,0.13646823415005102,1.9082878566715047E-2,2.6619952281764218E-2,5.5086515408148138E-3,1.3327807611407698E-3,0.23619074966908327,1.3502417008527869,0.13695718049142738,0.17861929544221813,8.7846919072974872E-2,1.6245142111544285E-2,3.6273898807653443E-3]
[null,137,1.0456673462138379,1.0214148601081556,1.0068846044045805,1.02313449890834,1.0053161657288772,0.98102173392528713,1.0266617886460456,null,2.2157212312447019,0,1.4238155757661424E-3,0.13215112693175268,1.88058189352527E-2,2.6433280293920829E-2,5.2808824466363154E-3,1.4034165659259545E-3,0.23320366339201701,1.3749650103393056,0.13655239875358363,0.18274219378424206,8.6460762391650264E-2,1.5326855729875464E-2,3.8196372563038278E-3]
[null,138,0.9586509628643366,0.95305943382763825,1.0019256199712543,1.0369521605451184,0.99320401718126838,0.99605767542117762,1.023294339261793,null,2.3120881813431233,0,1.6176371274847588E-3,0.14794113741980175,2.0824530426545532E-2,2.7228311436279115E-2,5.8187529782307845E-3,1.5948110862941194E-3,0.26377015455041364,1.393525544471492,0.14893529028803096,0.18651871363707306,9.707618921862711E-2,1.6131832910257139E-2,4.3405500475592902E-3]
[null,139,1.020067965001934,0.99814379041704204,1.0220601976666019,1.0245144961367918,0.99537763131556134,0.99310345461653249,0.96836189916417392,null,2.2311290557334131,0,1.4389130613843076E-3,0.13983606274002558,1.9385074846648118E-2,2.6752026120858519E-2,5.5265464275389585E-3,1.4185485479008874E-3,0.22912004156990931,1.3768491622246424,0.14001361280441468,0.18305616365490768,9.0676478998608104E-2,1.6073429336357321E-2,3.8608215229830774E-3]
[null,140,1.0206273414221132,1.0372341135250451,0.97942552501126168,0.97830161697458207,0.99068467224569501,0.9788820363631372,0.98363091670433023,null,2.149970146173604,0,1.5355841992964725E-3,0.13116859049568891,1.9185510919024752E-2,2.50388808782584E-2,5.2402838917065707E-3,1.5135357904827033E-3,0.22680927546324364,1.3146764644181539,0.1398406924104181,0.18245700756673505,8.7237740813539272E-2,1.4218402240893893E-2,4.1193454847546765E-3]
[null,141,0.95661738908017502,1.002120725450329,0.98807815597779303,0.99600748964619756,0.97492579445778582,0.98672493656125015,1.0333716203971044,null,2.241878223232368,0,1.6344959516147858E-3,0.1433365700729976,2.0630577005314451E-2,2.6121094084404099E-2,5.6846571243408979E-3,1.6112138745582416E-3,0.25937055278044718,1.3384809054235371,0.14921859569654039,0.18457142077392377,9.4835132387883256E-2,1.5266806929996416E-2,4.3851930300365331E-3]
[null,142,0.96927907797083512,0.9661495243476137,1.0288785796806494,0.97656366228003066,0.98055805137031959,1.0232572097225352,1.0016059713746122,null,2.2271112365247472,0,1.5493573040331395E-3,0.15376219809061084,2.0552015342719387E-2,2.6485115108265449E-2,5.8989642085777181E-3,1.5280758769470109E-3,0.25608622443337964,1.3124220888986629,0.14736639119028572,0.18443605441689709,9.9311608548014338E-2,1.6652938907446492E-2,4.1589188069723086E-3]
[null,143,0.99542110067050116,1.0207398239454788,1.0263132332496125,1.0280805552547956,1.0211663328763947,0.96156955959653978,1.0100608238093098,null,2.2531595457266498,0,1.4081815732744319E-3,0.13855087736107627,1.9770129026555297E-2,2.7157734496119131E-2,5.6601491320508934E-3,1.3875984190770965E-3,0.23966585049920758,1.381650838801993,0.14349025632880516,0.18741547111581311,8.962056062548604E-2,1.642167601870766E-2,3.7765854750319429E-3]
[null,144,0.98218875353882351,0.9928508446396872,1.0246357560302013,0.99360793318626306,1.0245786559677417,0.98070555392939474,1.0258377108481913,null,2.2310632534396957,0,1.4695770172337853E-3,0.143903632445885,2.0157891813396996E-2,2.6691851394214535E-2,5.7615774588145362E-3,1.4485155950650346E-3,0.25173134506625727,1.3353190671850459,0.14541945361655764,0.18860284668047458,9.3173953882425414E-2,1.638031337206031E-2,3.9423819467294422E-3]
[null,145,1.0010280228171382,1.0188955984131285,1.0088281919517423,0.96270902029024308,0.95962224635289717,1.0060004228739619,0.99236040920469748,null,2.1590405517803521,0,1.5198597280094996E-3,0.14194694667172783,1.9656320679359837E-2,2.546617506258788E-2,5.5304600851893218E-3,1.4986253609085899E-3,0.23774502354512417,1.2937640093874012,0.142646221060963,0.18010918015552407,9.2763187638618877E-2,1.5355497650280997E-2,4.0787642106757307E-3]
[null,146,1.0250700734512306,0.99185697552556451,0.99798103150811612,0.96674224575477596,1.0296630443506989,0.99801316787997352,0.98401611679509848,null,2.1535402677597153,0,1.5148894799193742E-3,0.13690688051031738,1.9302590749450357E-2,2.5308327334864947E-2,5.3721517971100771E-3,1.4935551672786681E-3,0.23262207093045498,1.2991667061418899,0.13927621292717249,0.18662673501735269,9.004658764170205E-2,1.4868374207037852E-2,4.0649648150039635E-3]
[null,147,0.98742755955223516,0.98951909360057067,0.99496063096743603,1.0052076046006924,0.98342324668889047,1.0005454311754274,1.024439562070522,null,2.2381935807157354,0,1.5873574601777693E-3,0.14215779428299846,2.0046932090623779E-2,2.6246779440872333E-2,5.5623648949392115E-3,1.5650591526306706E-3,0.25189429225465465,1.3508541812819839,0.14457863402600157,0.18360340957993923,9.3668694145390641E-2,1.5343221934026353E-2,4.2595750918496779E-3]
[null,148,0.99985331696821855,0.9624845509660509,1.0031155226779884,1.0330805834870564,0.96270013447042369,0.98131140168698594,1.0071084220915079,null,2.2612514272651176,0,1.5209505677414882E-3,0.13956949532843801,1.9923955099480955E-2,2.6778798142037721E-2,5.5737691622127009E-3,1.4991663368550956E-3,0.24647644493138932,1.3883246850357918,0.14280064648231491,0.18052158349157452,9.1518258213900805E-2,1.5705339039991571E-2,4.0802365688694447E-3]
[null,149,1.0023527789031383,1.0025537806948035,1.001935247782767,0.97760854858509594,0.98852892515525326,0.99050347470909827,0.99599109814569642,null,2.1790240623127555,0,1.5214110580220087E-3,0.13913365359090094,1.96959970616663E-2,2.5666643687441915E-2,5.5034734112458092E-3,1.4998224549233952E-3,0.23893549171438189,1.3137756520786907,0.14244184743848376,0.18329214401166502,9.1296362514669466E-2,1.5222363100745354E-2,4.0820223059620927E-3]
[null,150,1.0291511971671867,0.9908598954195571,1.0002656916238877,1.0008983797399349,0.98564843451308026,0.97802800115514765,0.98445121496071597,null,2.1869743324958781,0,1.4720025289390896E-3,0.13391338478779519,1.923168982993019E-2,2.5869110300509326E-2,5.3647310848239493E-3,1.4508485901126114E-3,0.23040034106945559,1.3450713821101068,0.13872902008575019,0.18142393358681699,8.7958101164539643E-2,1.5085060824800572E-2,3.9487315901773345E-3]
[null,151,0.99787236870562501,0.96561008430194917,0.97404122146819228,0.98394414020047971,1.02006323151811,0.99331920181597488,1.0100593657811807,null,2.1994099453590628,0,1.6371690783808113E-3,0.13761471324144753,1.9930965696539574E-2,2.5426528146225667E-2,5.414130792632298E-3,1.6140037383453277E-3,0.24803787037832134,1.3222533539708479,0.14301717210612153,0.18709853845704294,9.182375646019221E-2,1.4423295330137937E-2,4.3927861195866306E-3]
[null,152,0.97009093898111176,0.97750497951866777,0.96940400264090143,0.97159918213690599,1.0080874087108496,1.0187197431933022,0.97760923087956975,null,2.1984626661468001,0,1.7390457647017315E-3,0.1441918101169774,2.0443613160905302E-2,2.516653220254635E-2,5.5271551125193998E-3,1.7150524491966084E-3,0.24745182405679478,1.3056594567341757,0.14710193781397396,0.18744259809710842,9.6483898473998686E-2,1.4350026293479473E-2,4.6678073998252358E-3]
[null,153,1.0164834180577855,0.99825872511678826,1.005488028899437,0.99478327210935991,0.97638053920570878,1.0075117660977464,1.0412010533339255,null,2.2091630825784718,0,1.5162429675353898E-3,0.1401910415701052,1.9442732204997801E-2,2.6121495074097483E-2,5.4521018466781824E-3,1.4950909085067925E-3,0.24826233744548404,1.3368621036541035,0.14046974445029853,0.18109927599057754,9.1796723924060478E-2,1.5417533880725703E-2,4.069144596369958E-3]
[null,154,0.98164362862740762,1.0186057130981949,1.0235857231811663,1.0117804292277708,1.0023557793329518,0.99501551245910747,0.99977460258278805,null,2.2470656078358289,0,1.486713308476428E-3,0.14515170119484117,2.0055102666201884E-2,2.6862858590178805E-2,5.7262308911678501E-3,1.4657127253292711E-3,0.24350622281557929,1.359739013648801,0.14549773600154162,0.18612357133650712,9.4039613665483218E-2,1.639537074239732E-2,3.9891868662762283E-3]
[null,155,0.99642184581848137,1.0300968950440985,1.0106999231212024,1.0126701815842121,0.98612901209576587,0.98572444922138414,0.99071891459736916,null,2.2253078296536799,0,1.4867245565908054E-3,0.13959845106695493,1.9700911311679756E-2,2.6449002770385387E-2,5.5533883416444716E-3,1.4655258695621942E-3,0.23557042394400707,1.3609091607340269,0.14330996561236234,0.18338102365805442,9.1127778197571993E-2,1.5740244397543842E-2,3.9886783064752296E-3]
[null,156,1.0278057267420897,1.0055886235175886,0.99112812659996086,1.0142529487020975,1.0073218097243222,1.0116516500232837,0.98411336424535689,null,2.2144501832030699,0,1.5487195369455981E-3,0.13712146730720548,1.9188913282389253E-2,2.598615529746609E-2,5.3037423801893975E-3,1.5272028322403681E-3,0.23143420666743217,1.3630042205036246,0.13889017166360432,0.18394155273820201,9.0557399404672639E-2,1.4887327995909994E-2,4.1565426670799373E-3]
[null,157,0.97380871860831852,0.98211120770977389,0.97432037775472524,0.98996898800780264,1.0172278548042122,0.97937764588721921,0.98924882992442231,null,2.2122127764328186,0,1.6469742894099247E-3,0.13852762574480559,2.0347663604413292E-2,2.5571444125781925E-2,5.5288979565638174E-3,1.6233384729255206E-3,0.24568265455842184,1.3303500068427303,0.14655190653741637,0.18824671453879616,9.2417248239341124E-2,1.4594057911109855E-2,4.4181921899194869E-3]
[null,158,0.98352192630114876,0.9884906970356836,1.0055482799896465,0.97545289357606668,0.99710088474189118,0.96234863164867812,1.0294434076734924,null,2.1932068514612206,0,1.4998663101089959E-3,0.13861000837453077,2.0137886592494339E-2,2.5929554806487523E-2,5.6473769693315664E-3,1.4779607635348943E-3,0.25113461358036543,1.3108846358341772,0.14517755119677356,0.18539754810245127,9.0758231576458057E-2,1.5528827986017858E-2,4.022521988707224E-3]
[null,159,1.0123832540406654,0.96901731524333079,0.99973248110043511,0.98969844300594001,0.98027873719450687,1.0231954076947873,1.0033542322402496,null,2.2054871933482212,0,1.5749261174266187E-3,0.14313815893477447,1.9645998666539276E-2,2.5889013055957741E-2,5.4773671334462726E-3,1.5532921794785607E-3,0.2450152637819038,1.3300193492556176,0.14102555421954682,0.18177124506590564,9.4046993743715349E-2,1.5252334158849731E-2,4.227549269911291E-3]
[null,160,1.0094991137348102,0.99344255691468752,0.96599726903902294,0.98936424108492704,0.98441538288623542,0.97333989314293379,0.9919863195692129,null,2.1767527160029831,0,1.6022687833202854E-3,0.13140170477423563,1.9573673383353713E-2,2.5118690044980754E-2,5.2735395168957986E-3,1.5791319016886995E-3,0.23574971131702735,1.3295296181623275,0.14135173870863446,0.18237771563278171,8.8108414046676423E-2,1.3993170821992506E-2,4.2978764757051523E-3]
[null,161,0.96562208671736594,0.98305085392166125,0.98034854653209214,1.0216524743615842,1.039438460315868,0.99497395375883291,0.99686725352284145,null,2.2726308257807384,0,1.6661430622142183E-3,0.14275249280581201,2.0519756307319892E-2,2.6389232012941556E-2,5.6099773419597898E-3,1.6426069593240438E-3,0.25089538348181439,1.372933972757338,0.14780870725583245,0.1912789501445864,9.4889069313201416E-2,1.5106185804781798E-2,4.4706346580414341E-3]
[null,162,1.0178212854322575,0.9569274462252686,0.97171826315468712,1.0069064745133949,0.97744206005687118,0.99023058366260919,1.0019354775033897,null,2.2098899615430661,0,1.6109839611881873E-3,0.13445875306171093,1.9577761322950912E-2,2.5596165202474506E-2,5.3055934154529168E-3,1.58811803180224E-3,0.24205844654849432,1.3531084888542384,0.14020885755945833,0.18111384601268127,8.9844579763715543E-2,1.4318001971676019E-2,4.3223337595972126E-3]
[null,163,1.0253912969885277,1.0287667469906292,0.98170453585748185,0.99181026696162533,0.97401485082158268,1.0293644796144195,1.0007149957290482,null,2.1848930326992262,0,1.6026046477843651E-3,0.13793908245294467,1.913221866653424E-2,2.5393105354518861E-2,5.2378427742266042E-3,1.5807224370125137E-3,0.2345508554808319,1.3328325056321271,0.1391960953485635,0.18030454986550309,9.1614563640756652E-2,1.4411890305454407E-2,4.3022053885367461E-3]
[null,164,0.98922183422337084,0.9900698979791519,0.98780713878332538,0.97558898280306283,1.0208556344342519,0.97485115462097771,0.97097238884651027,null,2.1772179960146749,0,1.5666437219086496E-3,0.1372495855069901,2.0003599778142585E-2,2.5407080178914743E-2,5.5103851203527664E-3,1.5440563392633405E-3,0.23616965130093739,1.3110412206749689,0.14429976746220638,0.18771949212076064,9.0822596469093797E-2,1.4814792427509223E-2,4.2024123574393706E-3]
[null,165,0.99662112541696146,0.98575066951759982,0.97524289400327047,0.96890669969760568,0.96487892833958999,1.0337814786897466,1.0113133912920855,null,2.1831793395738197,0,1.6940560902590533E-3,0.14299560141404438,1.986631589114364E-2,2.5117420240210797E-2,5.4031840421372357E-3,1.671024017936782E-3,0.24939907104010742,1.3020468010986816,0.14319949270077331,0.18093592548204443,9.5344665544633805E-2,1.4345917668460006E-2,4.5479765239044524E-3]
[null,166,0.99907793539023837,1.0109083811291271,1.001331089622612,1.0005870259399421,1.0366440548176974,0.99523061355818454,0.98936865202075019,null,2.2166258278852538,0,1.5328053810611461E-3,0.1399296376999167,1.9724136355625251E-2,2.6140621379379024E-2,5.507993191886891E-3,1.5111584035132398E-3,0.23751100701690858,1.3446546805903024,0.14290736011258898,0.18892434319945739,9.1851602858290748E-2,1.5383217437312557E-2,4.1128750211292028E-3]
[null,167,0.95841432872653709,1.0267052717146612,0.98841178583170153,0.98934164878367359,0.98410113350773076,1.0354325681341663,0.958415925901143,null,2.2250096807983257,0,1.7016838362555499E-3,0.14948075168243372,2.0482608246900107E-2,2.5768088924903634E-2,5.6457904547318688E-3,1.678584950571865E-3,0.24110670974100662,1.3295234812088992,0.14893962436132283,0.18549264971428314,9.8880487577428636E-2,1.5144032882024434E-2,4.5685548900763753E-3]
[null,168,0.97074608020685182,0.98446836811954275,0.98748510007058254,0.99818091961826949,1.0354825101906275,0.97771259862033211,1.0037057058225667,null,2.2335649841809375,0,1.6042159967168226E-3,0.14041040913141015,2.040957158065234E-2,2.6069388216437145E-2,5.6203858827508918E-3,1.5811545999340597E-3,0.24972365726390536,1.3414008764176879,0.14704539485676763,0.19051378947522132,9.2932178384627695E-2,1.5159012774712743E-2,4.3033815935467259E-3]
[null,169,0.96959928100231085,1.0033978691301095,0.98419033587485927,0.9776994723329121,1.0258502099876634,0.98794269622122632,0.98784803308299696,null,2.2003726843726734,0,1.6271911542831668E-3,0.14103050802997838,2.0346155939921149E-2,2.5552038541760167E-2,5.5842514476016859E-3,1.6040416979145062E-3,0.24453837288553421,1.3138728444519505,0.14721150790286169,0.18949433202555974,9.3527625044601145E-2,1.4872524829754144E-2,4.3656727295196792E-3]
[null,170,0.99443666562639588,0.99568575804056791,1.0050149923790868,1.0427235643839401,0.98233249751138041,1.0243645593351147,1.0255081364024472,null,2.2934922593148079,0,1.5782269423966848E-3,0.14574764917811969,1.9884768678237047E-2,2.7110594177130517E-2,5.573414028896626E-3,1.5565724062399536E-3,0.25165377639771985,1.4012869133122061,0.14358287554948237,0.18306563369829826,9.546190001718026E-2,1.5909911847864049E-2,4.2364769658293422E-3]
[null,171,0.96771895445675571,0.99786171555311021,1.0277846144140412,0.98994617810896735,1.0302981909148214,1.0118305547431901,1.0192689044044023,null,2.2465188127352507,0,1.5271376782363083E-3,0.15103425897260656,2.0438697065585876E-2,2.6794459218474408E-2,5.8600914049244304E-3,1.5059245665059841E-3,0.2558756602328473,1.3304047182663887,0.14760135645175401,0.19015579565731941,9.7611739821238649E-2,1.6664618513710663E-2,4.098630242129358E-3]
[null,172,1.0143828923545786,0.95436883928882654,1.0346491669262794,1.0206006915997714,0.96952883260165157,1.0128917161251951,0.99895739620523416,null,2.2517451177221126,0,1.4518618526130663E-3,0.14659370997929411,1.9694868006252579E-2,2.711919701467326E-2,5.6852533888481398E-3,1.4317155083018148E-3,0.24477693790001018,1.3716176592386893,0.14082700924666666,0.18047210399802407,9.4365454007090399E-2,1.6716413638165433E-2,3.8966576487070707E-3]
[null,173,0.99385339646202087,1.0243489067454277,0.98584354114326722,1.0100050734274708,1.0025970775839985,0.98496998654516943,1.0204317981573237,null,2.2276968541728897,0,1.5701441453387763E-3,0.13676238277191349,1.9760619177998966E-2,2.6054451478985736E-2,5.4326392079114515E-3,1.5477388587222818E-3,0.24368598648987205,1.3572885545497086,0.14362276148683792,0.18537444026820496,9.0606985713454907E-2,1.4918003353150688E-2,4.2124349614643944E-3]
[null,174,1.0218277809055829,0.98318356290573217,0.9645461576282951,1.0206131373068443,0.96394049013475458,0.99268581531817679,0.99456203266281018,null,2.2168472604842946,0,1.6229410241071641E-3,0.13255114637249416,1.9380836930702704E-2,2.5591923364378336E-2,5.2138264381388685E-3,1.599962353535677E-3,0.23623390065573707,1.3715213523147791,0.1396430354459279,0.17935328603065925,8.8957973864214654E-2,1.4068387638955591E-2,4.3545700988760197E-3]
[null,175,0.96002970454276737,0.98050807825270425,1.0362601432544423,0.9796869517111032,1.003806092599163,1.0355963657760143,1.0403825729058214,null,2.2548139679664474,0,1.5539222492184435E-3,0.15771084398907775,2.0687635474890314E-2,2.6914664783623761E-2,5.9813231768882725E-3,1.5328324354769295E-3,0.26772943279367606,1.3166360962186243,0.1488039765298029,0.18766087759777969,0.10142729986057084,1.7111042763963608E-2,4.1718645912916484E-3]
[null,176,0.99563414594268451,1.0024573723739583,0.99531454095969529,1.0192996036561652,0.97871186071368887,0.98948269557734614,1.02931697027116,null,2.2461284975953117,0,1.5512858310080839E-3,0.13905387939953912,1.9825176255277542E-2,2.6434496000865958E-2,5.5027974479392111E-3,1.5292506004393087E-3,0.24847197088803466,1.3697923336804627,0.14338775194662404,0.18257599002279049,9.1604159825120199E-2,1.5339861342152246E-2,4.1621160170708478E-3]
[null,177,0.97688817006310957,1.0114511959498202,1.0086381642656006,1.0092024184935307,1.032606714650407,0.99343822719474539,0.98181780165156063,null,2.2433433019800946,0,1.5410604031334079E-3,0.14381865194443777,2.0174447350661408E-2,2.6545642101121019E-2,5.675160185652328E-3,1.5192575780312795E-3,0.24089945376920122,1.3562451487316072,0.14617069886907239,0.18982336966024022,9.3996901078828382E-2,1.5880712810098698E-2,4.1349183042751437E-3]
[null,178,1.0011644211918047,1.0209259797677228,1.0163795567956149,1.0003326170014606,1.0036410873597215,0.96810469222247697,0.99816263796090421,null,2.2060348654039306,0,1.4390052357109609E-3,0.13741778274076125,1.9649736344916225E-2,2.6350055254164412E-2,5.5704385715000318E-3,1.418113523921994E-3,0.23590839934929647,1.3443396371877676,0.14264418611907315,0.1850835026193185,8.9405173870453158E-2,1.5827207527350392E-2,3.8596375311181442E-3]
[null,179,0.99506603165728125,1.0227011536004476,0.9696348235582718,0.96005971611978802,0.98866419808357908,0.97801500372829109,0.95563218033533892,null,2.1356030598954239,0,1.6107823758260583E-3,0.13357249791954123,1.9733440490182278E-2,2.4598690406586958E-2,5.3364112768815022E-3,1.5876337439412046E-3,0.22746709224506703,1.2901526359971125,0.14341036798057952,0.18371296855983191,8.9365576562948953E-2,1.3955511400892193E-2,4.3210156876849247E-3]
[null,180,0.99504123221629459,0.9791850114613565,1.0043018220027189,1.0118874587200688,0.99286327683781783,0.99244744341315327,0.99348082892452916,null,2.2365536257987713,0,1.5360242259460435E-3,0.14148174100994462,1.9945432224557118E-2,2.6426662843459722E-2,5.5864213189514011E-3,1.5142709572157308E-3,0.24311138342890609,1.3598459151626692,0.1434939862230295,0.18421909137021261,9.2706955609317881E-2,1.5636443510196822E-2,4.1213463662543286E-3]
[null,181,0.99530454826532622,0.9766199010410006,1.013802278370056,0.97799714951479744,0.99360423931142539,0.98840773773105317,1.0478398968960965,null,2.2049785835183231,0,1.5003475284704295E-3,0.14220862515092694,1.9957667997320568E-2,2.6169782774914215E-2,5.6432163344445098E-3,1.4790126728851435E-3,0.25641800596194397,1.3143183330379129,0.14347803072842424,0.18429562965332333,9.2662291430787358E-2,1.5822950364712762E-2,4.0253849391967793E-3]
[null,182,0.99111686989123104,0.98347763643925645,0.99095880835810679,0.96934406240321369,0.99409727824736205,0.96656307792531015,0.96157538545277654,null,2.1611387219327747,0,1.5425340428757912E-3,0.13641420623693529,1.999670832102015E-2,2.5272763753997653E-2,5.5260685746956074E-3,1.5201035646502637E-3,0.23359896244841769,1.3026531668702277,0.14403117219544986,0.18458284357646995,9.0099442863141171E-2,1.4848596769672729E-2,4.1372208009726038E-3]
[null,183,1.0092879450451142,1.0004683060858806,0.9521096719808958,0.97870232848663663,0.99897647598144301,0.99925475983391465,1.0042729228100142,null,2.1707496378950299,0,1.6904166525178986E-3,0.13296812197892263,1.9538902612999245E-2,2.4737000888578952E-2,5.1895265768354083E-3,1.6666399560518221E-3,0.2398364511451809,1.3151925440717298,0.14134984781166879,0.18402496399062765,8.9922191525723741E-2,1.3477819436566287E-2,4.5360445526592044E-3]
[null,184,0.98398841006077864,1.0053820116050318,0.99213094001591029,1.0184579429134701,0.96770580149126384,0.99710945818822849,0.98731184427564778,null,2.2430692654688289,0,1.5911938338899389E-3,0.14128078942363717,2.00449428354545E-2,2.6275564081805224E-2,5.5459591932230969E-3,1.5687646109231988E-3,0.24139057143694512,1.3686565434082316,0.14507733840994483,0.18203418825035378,9.3248324781082415E-2,1.5267812743300406E-2,4.2696601278179418E-3]
[null,185,0.98362319321686642,0.98580860423504713,1.0286451709784967,0.95756749819694365,1.0032013142184162,1.0239436102108685,1.0308437269099848,null,2.1963221849344259,0,1.521771553022224E-3,0.15091968900359654,2.0162605805900936E-2,2.6133300175728211E-2,5.785857255456159E-3,1.5008830461125545E-3,0.25717307836544262,1.2868922964742273,0.14521680766306488,0.18610221931421353,9.7488915222095324E-2,1.6383395276052617E-2,4.0849088855551934E-3]
[null,186,0.98486404181233744,0.9689662408741595,1.0344653089079709,0.97992010997042611,1.0110890505421732,0.98178977335411144,1.0044204240882928,null,2.2106580086434766,0,1.4451821411947507E-3,0.14577342620590281,2.0217425288734051E-2,2.6559072690477515E-2,5.8350401593826344E-3,1.4244932098222772E-3,0.24900227449391607,1.3169453143904462,0.14504751661644383,0.18692323314653658,9.3847399699637568E-2,1.6650993950295297E-2,3.8770009330758234E-3]
[null,187,0.99773388510520378,0.99539658718669777,1.0030294909180628,1.0233411325035671,0.99399279847488931,0.99402061766202809,1.0199342395512196,null,2.2541480201282091,0,1.5328167319962613E-3,0.14064796846833641,1.9819076697018979E-2,2.6659386085846538E-2,5.5439505717405305E-3,1.5111432436375419E-3,0.24699071129085298,1.3752359954419884,0.14310379151665487,0.18418472448735787,9.2230137101066395E-2,1.5641118194756814E-2,4.1128337609450056E-3]
[null,188,0.97284584464017043,1.0132131081171989,1.0033692046823237,0.98370554267261467,0.99997805653086547,0.99226636289945136,1.0298813428758462,null,2.2178203005649197,0,1.5620415917698307E-3,0.14347308774026021,2.0247143288149895E-2,2.6105211441739738E-2,5.6656236890366496E-3,1.5399158264837148E-3,0.25338121177512063,1.3219715268090875,0.14676557975657545,0.18638276988189623,9.4063767549692506E-2,1.5595361152073052E-2,4.1911432465729006E-3]
[null,189,1.0138037653294385,0.98755487700206313,0.97991302017743576,0.98635983999723598,0.98627884274726429,1.0122431472751094,0.97453686829682917,null,2.181997841334228,0,1.6143328360589972E-3,0.13816509947855957,1.9524627974752077E-2,2.5307147479212106E-2,5.3355530410172484E-3,1.5919176570201267E-3,0.2344137324667688,1.3255059423444246,0.14078301708683477,0.18235046152212678,9.1863933960648347E-2,1.4438066072025831E-2,4.3326750868941848E-3]
[null,190,1.0045145182629018,0.99143224628282156,1.0169725228811868,1.0212748041712765,1.0225119079152682,1.0072750364960694,1.0084860602196846,null,2.25517355835595,0,1.5000392731440799E-3,0.14358497671631687,1.9711285355220442E-2,2.6885580278211408E-2,5.5911879299177618E-3,1.4791083426433048E-3,0.24423072206399535,1.3724848702479147,0.14216982445070114,0.18701936675146041,9.338511521895837E-2,1.6105914953010017E-2,4.0256453207409655E-3]
[null,191,0.99926447529334539,0.96787204763031942,0.99440609535458191,0.95442767154713426,1.0176714214754004,0.97717145567882047,0.9893585947419592,null,2.1515823795962352,0,1.541153897236825E-3,0.13774188594894402,1.9905746774645055E-2,2.518297089782004E-2,5.5201037242864053E-3,1.5189867802375542E-3,0.24119585357464327,1.2826124866792425,0.14286473265432226,0.18676263798293377,9.0789067184004743E-2,1.4894880010443451E-2,4.1341812819490923E-3]
[null,192,0.99519621612684384,0.99787247555969172,0.99507891690701877,0.99345092139847369,0.99816244249400432,1.0327917259347679,1.0346005048509843,null,2.2295631325494556,0,1.6223237863605094E-3,0.14540585175492049,1.9853765174185647E-2,2.6064423414332624E-2,5.5094242560696973E-3,1.6002458354827027E-3,0.25403749158110533,1.3350550674217845,0.14345030413515497,0.18480064457327885,9.5802098383707526E-2,1.5250798162507191E-2,4.3553416432860247E-3]
[null,193,1.016335067086886,1.0400664840910285,0.97075880052075303,1.0285517378788651,0.98923035862857533,1.0018636857384093,0.99945123749195941,null,2.2299209306699548,0,1.6058260049415778E-3,0.13366182197698859,1.9249721906368707E-2,2.5864200673707684E-2,5.21158471168585E-3,1.5832979431642091E-3,0.23284850532720588,1.3821950384980137,0.14041172600319995,0.18253085712601028,8.9364193600721731E-2,1.4296593840565466E-2,4.3092150672662862E-3]
[null,194,1.0006485160735392,0.95781314505263204,1.0053321905445358,0.96801785642433147,1.0045996103572148,0.96966305962967214,1.0304960049732066,null,2.1798672774217946,0,1.4964095919738686E-3,0.13821578932897094,1.9930840153468986E-2,2.5759248812928241E-2,5.5881035425284749E-3,1.4747193893421059E-3,0.25166763744365001,1.3008925337682475,0.14269226865144521,0.18521250858905808,9.0511681228100674E-2,1.5404656069353451E-2,4.0137000366731682E-3]
[null,195,0.98201000485059109,1.0094285241409393,0.9694643429512968,1.000482275860157,1.000359413838581,0.99024876155896369,0.98582935904040947,null,2.2151387420332731,0,1.6579544151546241E-3,0.13743799119489683,2.0053240615944035E-2,2.5544531314784024E-2,5.4219480920129045E-3,1.6344222301217098E-3,0.24030852017885496,1.3444733412462682,0.14531664087531113,0.1858271611529288,9.1961297752022469E-2,1.4369243272034619E-2,4.4483585232479366E-3]
[null,196,1.0074885127387632,0.97216473444347451,0.96534248087285413,1.0133392376396049,0.97907394197709563,0.98448104169821382,1.0172011583830698,null,2.2237477965842913,0,1.6338016927166627E-3,0.13374441529113137,1.9705971983590576E-2,2.5664802305122025E-2,5.3056228668848923E-3,1.6104764612952928E-3,0.2457801247740467,1.3617471953458402,0.14163234030571054,0.18189056006421461,8.9715134961033366E-2,1.4201767883916045E-2,4.3831860342230019E-3]
[null,197,0.96943338832174231,0.99433372061041203,1.0056255124123821,1.0446489633491718,0.97556357491342705,0.96356418021845358,0.96664329780636415,null,2.2795744281867334,0,1.5213673569340739E-3,0.14063245176469821,2.0404122279362422E-2,2.7041240397979789E-2,5.7224817522335773E-3,1.4991758178554515E-3,0.23863063868399001,1.4038754918211043,0.14728756456797246,0.18383982280469413,9.2078266805412243E-2,1.6004276475334204E-2,4.0802623730270019E-3]
[null,198,1.0271773235264563,1.0108954848145897,0.97870390136142549,1.0479899786296887,0.9942286964590642,1.0079660064794298,0.99672039362929488,null,2.2576747466581351,0,1.5824004435282799E-3,0.1349294729464954,1.9170912176176627E-2,2.6361451473221918E-2,5.232455239487825E-3,1.5603354153174284E-3,0.2335527537809434,1.4083253028846012,0.13894736092661916,0.18248651761828266,8.9778172187175126E-2,1.4665693817280306E-2,4.2467186360626193E-3]
[null,199,0.99185780041464178,0.99442950354644266,1.0140394764285643,0.98844606172980265,1.0096708138701971,1.0384919725812818,0.99388754158903292,null,2.2233838079453152,0,1.5747972777225797E-3,0.14947606767801747,1.9947706876890903E-2,2.6257507694910785E-2,5.6417344117602698E-3,1.553483742627347E-3,0.2458881519112642,1.3283609413187569,0.14397717472767727,0.18631906098434742,9.7384133537119444E-2,1.5924571698012899E-2,4.2280706416535137E-3]
[null,200,0.99528341304653578,1.0066020108903404,0.96377153745884703,1.0224933398015765,0.99427815254499174,1.0317989977975561,1.0328256211228015,null,2.2589938938165512,0,1.7256857619270371E-3,0.14068888418437059,1.9794465431383395E-2,2.593709823185145E-2,5.3208725553667673E-3,1.7021785787736203E-3,0.25215607266024498,1.3740473719407855,0.1433655561991124,0.18432972519383159,9.4464120342448735E-2,1.4280465291901748E-2,4.6327689684041067E-3]
[null,201,0.98652975596451231,1.0447497086783348,0.98570542849608445,1.035780295249757,0.96893326086699971,1.011288314455224,0.97265555166910522,null,2.257628948207401,0,1.617497577835673E-3,0.14088117009628501,1.9821049001433111E-2,2.635453524225484E-2,5.4484902806514711E-3,1.5950172506945229E-3,0.23378237313084632,1.3919262304747215,0.14468864339118429,0.18201197826675811,9.3343488341816647E-2,1.5052359149493027E-2,4.3411111590951103E-3]
[null,202,0.97782116246850548,0.98750885213483652,0.96478072223098787,0.98172575978489818,0.9932396085107793,0.96885690888831699,1.0101959295702998,null,2.193837044602251,0,1.6528723181507194E-3,0.13504396939585309,2.0233667190436254E-2,2.5223881589798974E-2,5.4445635901119388E-3,1.6288942802332412E-3,0.24822082000821369,1.319263865804382,0.14592818750593539,0.18527699843390652,9.0617969051938932E-2,1.4173786803649302E-2,4.4333132659397168E-3]
[null,203,1.0037941543030344,0.96606096895456184,1.0161445802501772,0.99030249855165398,1.005737971342624,1.0205595340500737,1.0168293583529373,null,2.2224416858024205,0,1.5322480823813213E-3,0.14632900789447012,1.983773010704867E-2,2.6360040854330108E-2,5.6224160396712228E-3,1.5111460289108332E-3,0.25072861623422499,1.3308597827625268,0.14226994755812386,0.18516502836088947,9.521601980638765E-2,1.5961356896674685E-2,4.1128413415407383E-3]
[null,204,1.0064134047299373,0.99457519175266806,0.95710595691574818,1.0294651081258408,1.0237029517989085,1.0247967546105883,1.0086016328960845,null,2.2562968218839177,0,1.7230191014385571E-3,0.13764986866964579,1.9623275539848727E-2,2.583849904428067E-2,5.2388504581430909E-3,1.6993878714148855E-3,0.24436046693136665,1.383411237407453,0.14176491802606694,0.18699200559905291,9.2802191552490962E-2,1.4013966302662459E-2,4.6251735829300642E-3]
[null,205,1.0051383745247686,1.021767509562395,0.98360803407594333,1.0015237279224274,0.9678910962854671,1.0201911894650624,0.9810746976785254,null,2.2056244821808719,0,1.6163846072586941E-3,0.13991115424394673,1.9548230764379074E-2,2.5651572729819234E-2,5.3620835082312307E-3,1.5941157918998793E-3,0.23467167997290841,1.3458881376618574,0.1420051593334867,0.18077933799724344,9.281782890371984E-2,1.4672908195213609E-2,4.3386576854219025E-3]
[null,206,0.98409342450353787,1.0069656776032905,1.028213677264481,0.96862593680821851,1.0128138794367494,1.0280630263530346,0.96497141066792902,null,2.1928258917588925,0,1.5214130517662249E-3,0.1506963781006338,2.005876957836358E-2,2.6084523317670562E-2,5.753603214626566E-3,1.5006131456734774E-3,0.23841862531199237,1.3017530118355831,0.14514640460370121,0.18715947834110491,9.7369079284453014E-2,1.6322643771322882E-2,4.0841743055326819E-3]
[null,207,1.0318737250983836,1.0106563324427571,1.0194599371820794,0.98550086592876318,0.98293087681812208,1.0112724143401957,0.99138639358097025,null,2.1767082195205236,0,1.4523470566130887E-3,0.1400749389775259,1.9109263420219631E-2,2.5961890405314107E-2,5.4338555786181278E-3,1.4321617093565699E-3,0.23182513772837388,1.3244133619596403,0.13840588439137172,0.18098137620408952,9.0969581341633715E-2,1.5655242800106203E-2,3.8978720608879771E-3]
[null,208,1.0443079750755666,0.99822182728627884,0.98911857541075765,1.0092160367571654,0.98791376648355123,0.96508344902623566,1.0162625648021522,null,2.1883328177706498,0,1.4625110096250706E-3,0.12861683827655146,1.8915062314623567E-2,2.5796968027580105E-2,5.217443381252124E-3,1.4412115662833739E-3,0.2324332352815888,1.3562325721881734,0.13669099332560733,0.18083408377823343,8.5043101644615871E-2,1.4651316207608012E-2,3.9225027881582024E-3]
[null,209,0.99828473031823373,0.98687994650021638,1.0119766495961997,0.98589050237632936,0.9939844602804595,1.0089465407535143,1.012715574177856,null,2.2092661122792157,0,1.5292370773802603E-3,0.14419269646440402,1.9851243386397391E-2,2.6149246228433922E-2,5.6029056358464398E-3,1.5079340836048982E-3,0.24745058011779986,1.3249227461338398,0.14304548662137273,0.18415898100372463,9.4056070201354508E-2,1.5753359994579032E-2,4.1040994852354689E-3]
[null,210,0.98948569764936245,0.99937425306389016,0.9920726629434361,0.98629481340856062,0.98000469347104147,0.98484089984033985,0.99499622231811635,null,2.1954403326623853,0,1.5651352554937889E-3,0.1389178432624654,1.9959843615218374E-2,2.569515341796472E-2,5.5220893557408309E-3,1.542798516222402E-3,0.24165296489541746,1.3254339821932928,0.1442711965341277,0.18308947589338501,9.1691925807442301E-2,1.5029205448839145E-2,4.1989889777631906E-3]
[null,211,0.99716877559842965,0.99674690516635112,1.0142831911805359,1.0132967331700447,1.0023401742442966,0.98117923561719611,1.0117005613902907,null,2.2378972125261534,0,1.4784552187316164E-3,0.14032221894467753,1.9831459449808932E-2,2.6670433815922386E-2,5.6102200918960853E-3,1.4572767867380202E-3,0.24401166856604345,1.3617579326657774,0.14321090838488168,0.18517205329722608,9.1407277621895461E-2,1.5957991097679335E-2,3.9662270223372502E-3]
[null,212,0.98020835194721589,1.0290498702050674,1.0373485650835161,1.0358944061752573,1.0055135264755597,0.99329195011960747,1.0008331524224998,null,2.2826011542116045,0,1.4410505515949582E-3,0.14664970277096687,2.0048200044835901E-2,2.7588080319379916E-2,5.8026638355886534E-3,1.4206596571245567E-3,0.24285446326131696,1.3921779737562763,0.14574325653485193,0.18658206694211246,9.4254385657361564E-2,1.7054184717018694E-2,3.8665672663629356E-3]
[null,213,1.0182986465225063,1.0124902201281596,1.0222392241014606,0.99622724399100548,0.9978932252766507,1.0075201298094449,0.98526564902795699,null,2.2001170374921211,0,1.4572109030675244E-3,0.14171987690099794,1.9357995737059406E-2,2.6290661244373757E-2,5.5198075227007636E-3,1.4368825283755029E-3,0.23298557660709207,1.3388341789773772,0.14025729597069092,0.18344174825478585,9.1888426740606377E-2,1.5931077337085698E-2,3.9107205740399409E-3]
[null,214,0.97299234507171117,1.001660971593678,1.0073293980605309,0.98273965085788229,1.0253022795217945,1.0232630272258183,0.96135796713039579,null,2.2153747646247717,0,1.601442283799395E-3,0.14892658876476866,2.0297773401287071E-2,2.6024188087276946E-2,5.7023787549793543E-3,1.5794455608047553E-3,0.24032610896202999,1.3206801417473584,0.14675286021823666,0.18923971206158621,9.7410610019173199E-2,1.5737669178646895E-2,4.2987301524213565E-3]
[null,215,0.98030826476761712,0.97043761441401577,0.98508853065460422,0.97989240357088425,0.99948351744385655,1.0101760209004149,0.98208453728927925,null,2.2045052309466411,0,1.6546933351798739E-3,0.14384997469799127,2.0272883433943491E-2,2.5562325081736673E-2,5.5692097648856655E-3,1.6316707314005527E-3,0.24632047808881227,1.3168209017494221,0.14560545922321366,0.18584639708196099,9.5345884079029289E-2,1.4893870498663687E-2,4.4408698507602566E-3]
[null,216,0.97098502232929162,1.0060320312612232,1.005202085190769,0.98685369594494932,0.99886390933462699,0.98064062858915135,0.97823715901764452,null,2.2083409166828041,0,1.5432383896946526E-3,0.14250859134576538,2.0318891878212914E-2,2.6033881024111943E-2,5.6961606117845055E-3,1.5211198162779814E-3,0.24106893392927886,1.3262052806097968,0.14705119420834881,0.18637537980726768,9.3330042680141834E-2,1.5634692458615863E-2,4.1399867028959923E-3]
[null,217,1.0473896675297716,1.0255265576617869,0.98901822903271541,1.0196093319590886,0.97760911596059208,1.0043789973342048,0.97689910811710601,null,2.1976091034425314,0,1.5089125997418103E-3,0.13273395697051799,1.8747714985100316E-2,2.5828834282818104E-2,5.1707583165995176E-3,1.4877971449745932E-3,0.22270367365791779,1.3701994387386141,0.13628859272564803,0.17950206001096342,8.7770673225518306E-2,1.4635222607175662E-2,4.0492933764238147E-3]
[null,218,0.99736938550720133,1.0463937129994016,1.0158860290168454,0.9991766605006106,0.98123489745179815,0.99874964413595013,1.0028122921838081,null,2.2111333100835027,0,1.4836708746850424E-3,0.14153622659863149,1.9617565862398687E-2,2.6316003326251242E-2,5.5585849303432791E-3,1.4627916239041076E-3,0.23745356988039298,1.3427851990458048,0.14318581163288854,0.18277596808839072,9.2111341729778501E-2,1.583268164826223E-2,3.9812365911377576E-3]
[null,219,1.0104810778929649,0.97229007744996232,1.015405885958764,1.009939829444197,0.99556019997010858,0.97083855763295801,1.0223065095525505,null,2.2270124673590148,0,1.4481288921330251E-3,0.13788903630806856,1.9678146930891548E-2,2.660399044949548E-2,5.5730831821898434E-3,1.4271639253362947E-3,0.24554245206117969,1.3572487964873907,0.14132677987586509,0.18362275521651628,8.9763059698337325E-2,1.5901062375571935E-2,3.8842697403038474E-3]
[null,220,0.99309908923861678,0.98555165682816459,1.0168990725929767,0.95676239051931578,1.0075210537041279,0.99889101603149011,0.98786702690346784,null,2.1666691185907743,0,1.5068535418921386E-3,0.14418815190372228,1.9963926908553566E-2,2.5664648960017942E-2,5.6624365700179832E-3,1.485651049647242E-3,0.24203605118759944,1.2857869004213549,0.14380386078511737,0.18600389536917913,9.3781449276920351E-2,1.5755547288133217E-2,4.0434524124028995E-3]
[null,221,1.027559387091133,1.0447696640064654,1.0158775436491192,0.99684323842524669,0.99486103522226366,0.96543421990803302,0.97975151839072072,null,2.1728629491898941,0,1.3925435692807671E-3,0.13277421618124507,1.9047698571219362E-2,2.6009607617272928E-2,5.3970689227875734E-3,1.3722704731087164E-3,0.2228270891069469,1.3396493161719878,0.13897895067873103,0.18256814646165329,8.6409482612238214E-2,1.5486778103021289E-2,3.7348678589620428E-3]
[null,222,0.96722239844993352,1.004628972208117,1.0082767736999525,0.98725104719787171,1.010496737201342,0.9721648604555756,0.97521610844312645,null,2.2104554526538163,0,1.5265457947318658E-3,0.14226402740837366,2.0406184765117776E-2,2.6125832313962143E-2,5.7382737826773261E-3,1.5044757153655779E-3,0.24076688484484521,1.326744545646122,0.14763056938881747,0.18793081680560725,9.3000671331093493E-2,1.5775029499627814E-2,4.0946869469388218E-3]
[null,223,1.0035336233495986,1.0048550334078716,0.9978065942930151,0.99573827504107693,0.98298084627552929,1.0056962435007526,1.0145953582358949,null,2.2104342363107463,0,1.5554149377976637E-3,0.14051059303403465,1.9660333249048308E-2,2.5977003165599647E-2,5.4707555480736636E-3,1.5336772466250845E-3,0.24403195477814627,1.3381330556235158,0.14226476623860182,0.18259173468865017,9.242642440153126E-2,1.5215189385973917E-2,4.1741638887450071E-3]
[null,224,1.0344827744492049,1.005784519366407,0.98744969374763136,1.0078243177065709,1.0439431542219411,0.99990919848263027,1.0064099526247741,null,2.2061629335889692,0,1.5324267020986693E-3,0.13415604995915123,1.9062027220765877E-2,2.5873319705351037E-2,5.2491111247765501E-3,1.5108863338250014E-3,0.23418607324934301,1.3543600659052142,0.13798553522724716,0.18770568214020925,8.8794548902637785E-2,1.4699925985421242E-2,4.1121345371255653E-3]
[null,225,0.9938153280464368,1.0226541601258865,0.99656796819970794,1.0097836574039325,0.98272212427409611,0.98368106101058528,0.98841018356004584,null,2.2196674419513873,0,1.5342556890712783E-3,0.13803754456906692,1.9775274612327802E-2,2.6129803436650011E-2,5.4958820092631143E-3,1.5123338285951001E-3,0.236220253964121,1.3570061714156731,0.14365307302173316,0.18313944583543382,9.0866696032083499E-2,1.5249144774786935E-2,4.1160741407232507E-3]
[null,226,0.96461130479133272,0.98150778737492905,1.0021223572668685,0.97793615404901724,1.0066850151419942,1.0133528485349046,0.9903123759169622,null,2.2197826566554109,0,1.6243438227515417E-3,0.14867912085179846,2.0562497250384049E-2,2.5982416795039646E-2,5.7466711936415525E-3,1.6018143387311451E-3,0.25139360033496322,1.3142162095532679,0.14801548750753135,0.18766033986632222,9.7549051198640893E-2,1.5640180995767635E-2,4.3596105920713276E-3]
[null,227,1.0023699426755739,1.0019033896216658,1.012612345446771,1.0007152340868559,1.0222057362196748,1.0409768647982622,0.99426471503752423,null,2.2330226968465783,0,1.5640723637241111E-3,0.14782482402761171,1.9705130549886277E-2,2.6402852465014642E-2,5.5651969808213709E-3,1.5429545117376432E-3,0.24268710919165984,1.3448466517980096,0.14246395996511405,0.1871072400370169,9.6389212763055079E-2,1.585222337424436E-2,4.1994135461317682E-3]
[null,228,0.99545574447302465,0.97078935665632948,0.9793255652773819,1.0027524534301673,1.0291793794606456,0.98069705158479159,0.97691435190425302,null,2.2158294896708037,0,1.6008053877706915E-3,0.13670207512997135,1.9959177203946115E-2,2.5766179125995076E-2,5.4510471823407645E-3,1.57786305131108E-3,0.23887562158682513,1.3475342526665657,0.14337654439622025,0.18827773883041352,9.0923446965196122E-2,1.4691925836537792E-2,4.2944230832536864E-3]
[null,229,1.0034729081709746,0.99069695793381651,0.97892075367734477,0.99111210247850612,0.97553371179573756,1.0221079560087634,1.0392099531187189,null,2.2128892039770971,0,1.6490762681362096E-3,0.14073467344033377,1.971123851652053E-2,2.563410197248837E-2,5.3811170979702434E-3,1.6263996675926246E-3,0.25295551686476725,1.3318910814920404,0.14223012370903079,0.18173720499499241,9.3628512724535345E-2,1.4581786012282289E-2,4.4265237526807943E-3]
[null,230,1.0161392685516497,0.99227594919104256,0.97881574962770235,0.99709292671436323,1.00035343662801,1.0181777990783845,1.0153672717956075,null,2.2074123387368663,0,1.6220421398814194E-3,0.13837611617360213,1.945865114095242E-2,2.5617758640939521E-2,5.3115941261002971E-3,1.5996511916177051E-3,0.24356190367678046,1.3399282038726739,0.14045696230286439,0.18380612090264511,9.2065244891922832E-2,1.4498450737937213E-2,4.353723218709798E-3]
[null,231,0.96466739221956666,1.0219410220709484,0.96437367398510976,0.99672335973713178,1.0162501192549782,0.99050371202716392,0.96121371482829576,null,2.215222646081366,0,1.7014044898894538E-3,0.13888254793316002,2.035523907520724E-2,2.5407087208165494E-2,5.4749915155957434E-3,1.6772618117826658E-3,0.2370450814328614,1.3394176286788595,0.14791703273117063,0.18870471209089987,9.321694445409856E-2,1.4260569896989386E-2,4.5649537424647607E-3]
[null,232,1.0191575919984492,1.0404861347722303,0.99119891800845639,0.98165005347056011,0.98692484410908576,0.98088625314042921,1.0069243470438265,null,2.1632537327753214,0,1.5028198634391731E-3,0.13302724302994737,1.9207088279811647E-2,2.5398159399089459E-2,5.3091455093587474E-3,1.481285985077207E-3,0.23239823413959446,1.3191909042949301,0.14006889385985233,0.18212567762312892,8.7849780340699762E-2,1.4668568031683506E-2,4.0315721455864116E-3]
[null,233,0.98910918341184095,0.99804923442144744,0.98281001374185406,1.0133652636793975,1.0152007371404761,1.0040820145000577,0.9992372152253699,null,2.2421990502780607,0,1.6277023224777079E-3,0.1405195978592573,1.9967429839288085E-2,2.6097642622174986E-2,5.4726371275991325E-3,1.6049178083332094E-3,0.24442299687720739,1.3618002821686155,0.1443045975738004,0.18708279457365429,9.3266290445298522E-2,1.4919508492039543E-2,4.3680572132696657E-3]
[null,234,0.99018935671185226,1.0285406238275157,1.0009697593304909,0.99795324364492399,0.9794681687883855,0.98878465410916683,0.99182589675504607,null,2.2081793343302372,0,1.5318617201354875E-3,0.139677881184219,1.9825402945248951E-2,2.602392988080407E-2,5.5342628923414783E-3,1.5100870380473296E-3,0.23766716663021303,1.3411146475559135,0.14418934851098927,0.18299413475701082,9.1706020996006749E-2,1.5358354542068839E-2,4.1099591175065243E-3]
[null,235,0.99907991962937948,0.99392861382565179,1.0067964718424578,0.9849541814013576,0.98466885793809744,0.99596325440919964,0.97724855667558885,null,2.1908077883246775,0,1.5222905676323113E-3,0.14128426573534852,1.9801162600875978E-2,2.5867432118343116E-2,5.5598952749696768E-3,1.5008078995869313E-3,0.23669010901971949,1.323655280027688,0.14291967889025223,0.18305404170667749,9.2440995776892729E-2,1.5471705480470822E-2,4.0847043614844923E-3]
[null,236,0.96249128680813589,0.97531474957379261,0.98219699512688041,1.0171099908502084,1.0397457808329444,1.0114246087599874,0.9847658890703952,null,2.2731539846533027,0,1.6956610508118398E-3,0.14613032227638312,2.0623519045679356E-2,2.6355408809083575E-2,5.6489409868761787E-3,1.6720975667328703E-3,0.25101376915270368,1.366831840333887,0.14829390896107722,0.19151507941710971,9.7026102222668734E-2,1.5187758562079903E-2,4.5508983698321391E-3]
[null,237,1.022634723588407,0.99278392938882232,0.98822278759274884,1.0147371741539948,0.99956218510064543,1.0169849982422037,0.99498523760936219,null,2.2236537982257158,0,1.5786445107128933E-3,0.13855880395572434,1.9338619184331992E-2,2.6015902034264959E-2,5.3294441544568865E-3,1.5568270715263881E-3,0.23707362150347586,1.3636509169742215,0.1395859464626199,0.1833537904508295,9.1666086193604432E-2,1.4865314670584297E-2,4.2371700807886277E-3]
[null,238,1.0138382864397621,1.0056067620349496,1.0240622799382761,1.0037424885217368,1.0206902861463854,0.95549534663989222,1.0098484682971676,null,2.2069191667452333,0,1.3848648331971595E-3,0.13532219664908846,1.9473488614861333E-2,2.656319754443601E-2,5.5627949089898402E-3,1.3644938126121723E-3,0.23652681614788312,1.3489377738248398,0.14087850951448852,0.18627654466942734,8.7646993301959422E-2,1.6037520237177565E-2,3.7137023526658936E-3]
[null,239,1.00950127133224,1.0032910302452969,0.99739280058258328,0.9917308278152992,0.99856739768817326,0.99327027482265151,1.0212763782262253,null,2.2003018424279879,0,1.5289503806682106E-3,0.13792282569391481,1.955055440502753E-2,2.5894327353456759E-2,5.4379427690698047E-3,1.5073152297221289E-3,0.24336639371959515,1.3327469747821543,0.14142282735824613,0.18400378300250994,9.0746575100493609E-2,1.5128858225492075E-2,4.1024151689716985E-3]
[null,240,0.98086357301979521,0.97473295633216039,0.9951519428102451,0.9758792625424072,1.0228117190340846,1.0175489192024989,0.99656853893229846,null,2.2089662486629096,0,1.629881850152573E-3,0.14608531394672625,2.0248164466439445E-2,2.5767388114809983E-2,5.619283728190004E-3,1.6073687759294683E-3,0.24994211418851403,1.3114413926032042,0.14554660995037771,0.18845797462062544,9.6245575290928906E-2,1.526021688820911E-2,4.3747279391054333E-3]
[null,241,0.97454212579088573,0.99975908153844761,1.0325631709501399,1.0032231722724607,1.0111184244740878,1.0272456134427383,1.0424447605429779,null,2.2691129451839678,0,1.5236571294361793E-3,0.15290876606974479,2.0290194303069713E-2,2.7157842997921344E-2,5.8450607976092877E-3,1.5028099679938994E-3,0.26097803855275636,1.3482586212301133,0.14657927896665118,0.187563076758577,9.8549510203557789E-2,1.6913249133702974E-2,4.0901533317065867E-3]
[null,242,0.99069330484430562,1.0211428712909576,1.0080415324989225,0.98191124555923137,1.0107798118103073,1.0121950641362978,1.0082140278931762,null,2.2040513348020121,0,1.5469477963741211E-3,0.14414657563872277,1.9851252753228969E-2,2.6003668311777008E-2,5.5809115401744252E-3,1.5254672452477088E-3,0.24429348210405924,1.319568097419497,0.14413244787826412,0.18650931081373884,9.4244419817560057E-2,1.5590830104693375E-2,4.1518189714220173E-3]
[null,243,1.0105194374191993,0.99148124707134822,1.0033745812004631,0.99275915476238219,0.9803048750407497,1.0255119249118181,0.98982640207902606,null,2.2050609226628572,0,1.5616047972984656E-3,0.14350210896300145,1.9585504899228605E-2,2.5946969962518357E-2,5.4805113745692528E-3,1.5402023026778288E-3,0.2396132271597671,1.3341384056377172,0.14129396377768011,0.18188547429227675,9.4082494589128055E-2,1.5361741561251542E-2,4.1919229403364266E-3]
[null,244,0.99246547622320247,0.98613482957122556,1.004240709055001,1.0161612587272857,0.97814806480624994,1.0230985385496392,0.9684564684012309,null,2.2450002682866494,0,1.5853057426850311E-3,0.14605689782561584,1.9966067826692017E-2,2.6434490627303839E-2,5.5918583419337147E-3,1.5635271633960884E-3,0.23916537332632576,1.3655892451838425,0.14386625579695358,0.18271044578449439,9.5708325474667927E-2,1.5677681155931496E-2,4.2554055221732598E-3]
[null,245,0.9562849555610532,1.020176481003392,1.0253585991919085,0.99597770612765868,1.0122248114172792,1.0169467634916476,0.98477719235047556,null,2.2498099809753294,0,1.5535020000922585E-3,0.15253268062062064,2.0581101570381895E-2,2.6754292846551227E-2,5.8867574573216964E-3,1.532031232294503E-3,0.24784266352298995,1.3385053604283585,0.14936031523166429,0.18884394821443523,9.8719450076325821E-2,1.663519779413326E-2,4.1696839803456419E-3]
[null,246,0.9886026480330139,1.0033685187553041,0.99158210937399915,1.0175001854189221,1.0107295529907518,0.96438314912533907,1.012627234920328,null,2.2391690483929638,0,1.5342050587617969E-3,0.13592900048397416,1.9959839569115758E-2,2.6335348757274297E-2,5.5193536457351167E-3,1.5118452659989656E-3,0.24398294037090748,1.3673686692559706,0.14439892295340279,0.18661568073167012,8.9745488951921221E-2,1.5221419031365006E-2,4.1147444343911889E-3]
[null,247,0.97259653769581456,1.0190693296026629,0.9884302820939318,0.99486160666928647,0.98627017207753043,1.0345097171100954,1.0003851960864918,null,2.2336299923825931,0,1.6780651836549078E-3,0.14741245687156998,2.0217122591660336E-2,2.5935041965016017E-2,5.5727167256734841E-3,1.6552665810106199E-3,0.24883304927267288,1.3369414828864201,0.14676786013147253,0.18483543613080936,9.7511242988101779E-2,1.512129144680888E-2,4.5050899750291255E-3]
[null,248,0.95912819587684262,1.0058497299347702,0.97889912006617841,0.98762005989199564,1.0213062434419937,0.98243338062937247,0.97894240233840191,null,2.2156319829839148,0,1.6528947517503488E-3,0.14097189364114676,2.0553808698602089E-2,2.5647437832523746E-2,5.6110131237346707E-3,1.629247750882397E-3,0.24419057166680261,1.3271983284707198,0.14880599573966485,0.18964380600903064,9.3787557692117079E-2,1.4810941813913145E-2,4.4342752965251487E-3]
[null,249,0.97249059922465553,1.0067205156825514,0.9804644909206599,1.0044507330847354,0.99561647490746741,1.037974742211802,1.0386437055839903,null,2.2591633986232709,0,1.716452415349033E-3,0.14720184322510796,2.0268533201793476E-2,2.6119028357815557E-2,5.5419473715722185E-3,1.6932101230107935E-3,0.26016859642824358,1.3498177789806831,0.14676503664894097,0.18589156060861542,9.7839751107806072E-2,1.4964205196763341E-2,4.6083597882683406E-3]
[null,250,0.97249966340517291,1.0100640415031665,0.99186662096607792,1.0195249126673527,0.96509518661078642,1.0175299989326037,1.0245201027066542,null,2.2680135752915365,0,1.6421843085184901E-3,0.14573353580660445,2.0260856603289738E-2,2.6497580621264113E-2,5.6042016159889782E-3,1.6195008823146754E-3,0.25457876990643269,1.3700900105666605,0.14679060276741207,0.1824509953180424,9.6202439800205611E-2,1.5419518178502107E-2,4.4077475333381723E-3]
[null,251,1.0043415576075663,1.0105121112799935,1.0121160619858156,1.0012786793331727,0.98185885656097738,1.0189613335547081,1.0126999444895477,null,2.2234391785516987,0,1.5266889243424832E-3,0.14403301678659045,1.9629156739408016E-2,2.6351794112809124E-2,5.5409941649110575E-3,1.5056304536999554E-3,0.2438814775864965,1.345602933791509,0.14218315026538603,0.18243006847837337,9.3944201205088132E-2,1.5765614127742297E-2,4.0978297640256092E-3]
[null,252,0.98036393863467008,0.96784301903889958,1.005233935753518,0.9937453053202232,1.0112228320097645,1.0238913388809923,0.99018310209978633,null,2.2366944210367214,0,1.6094259783745813E-3,0.14872620186615207,2.0296594496359743E-2,2.6274852198245848E-2,5.6900914483265196E-3,1.5873331603803908E-3,0.24994809495654627,1.3354667770641446,0.14564446411649593,0.18718784811075179,9.7400170442408188E-2,1.5761221556963401E-2,4.3201975983197345E-3]
[null,253,1.0235083640529028,1.0272293414721809,1.0015280455018749,1.0284422178737389,1.0378793748494446,1.0206734512051971,1.0008016449840369,null,2.245772454773145,0,1.5284469681826794E-3,0.1396646561863058,1.9185734814365325E-2,2.6552551185526671E-2,5.3587037447992425E-3,1.5073996128436625E-3,0.23464613557898323,1.3820886490574043,0.13949670453518795,0.18764678606580523,9.1666946567882338E-2,1.5383989560208856E-2,4.1026448320116244E-3]
[null,254,1.0152054170879072,0.99143428377011078,0.9777685258447345,1.0021464983558543,1.0297952921434474,1.0321988307639463,1.0260230506653976,null,2.2253358693841814,0,1.6497663351328505E-3,0.14032264257223515,1.9479543483443613E-2,2.5789423903542125E-2,5.311634996770718E-3,1.6273020268027002E-3,0.24757726481148706,1.3467181975044999,0.14058379705602655,0.18718712345612043,9.3419453755674592E-2,1.4540272475721273E-2,4.4289796769879869E-3]
[null,255,1.0027122520960299,0.9800674250089122,1.0249292821371205,0.98687480899382463,0.9978709288335248,1.0129199218433782,1.0430587022571796,null,2.2210330334889283,0,1.4901164531939772E-3,0.14611164537421611,1.9801858874296203E-2,2.6517564511632636E-2,5.6614627374280743E-3,1.4694398556724397E-3,0.25505723654366674,1.3262709736314118,0.14244368703113774,0.18434759487326469,9.4587402491781436E-2,1.6254953131191151E-2,3.9993308864221437E-3]
[null,256,1.0111778249456567,1.0108438577415548,0.99616138867016957,1.0035474283273051,0.97752041898933406,1.0322955303587575,0.97535970374111192,null,2.2124812451310736,0,1.5878209726642887E-3,0.14277881330793929,1.9485202878654594E-2,2.5924458214446985E-2,5.4130490418491583E-3,1.5662021786292683E-3,0.23417351659632302,1.3486249457217538,0.14118554306546649,0.18152619796218766,9.4010535861177663E-2,1.5117915243489615E-2,4.2626860318194411E-3]
[null,257,1.0141219712605232,1.0094148130387621,1.0084914146234383,0.98359941116350613,0.99116088756284304,1.0439384612608342,0.99356838634591882,null,2.195970947542965,0,1.5611092010189617E-3,0.14572625359179317,1.9442264375172203E-2,2.587596184849273E-2,5.4683910262610059E-3,1.5400911538689774E-3,0.23902445094511637,1.3218375682842562,0.14080366294099872,0.18290852169398211,9.5251921695798478E-2,1.5461348758324342E-2,4.1916204299189295E-3]
[null,258,0.98982217480852941,1.0235424329181904,1.0061795825847435,1.0051320552448275,0.96935840884862401,0.99394332881353686,0.98707874427341058,null,2.2196949469289762,0,1.5254924351631844E-3,0.1413138192434332,1.9857296330399159E-2,2.6242456419952542E-2,5.5722129263792311E-3,1.5039208325068939E-3,0.23763955026187999,1.3507707455178106,0.14425496137260133,0.18187830181253639,9.2494065566666672E-2,1.5599932341259642E-2,4.09317673871457E-3]
[null,259,0.98382727678423643,0.98854696661782804,0.98301124314711008,0.99480398082753196,1.0065592519920381,0.95994068126900289,1.0095751502709869,null,2.2096972476236423,0,1.5671436180171353E-3,0.13528556904040634,2.0117051348801037E-2,2.5786229481727357E-2,5.5147711127360687E-3,1.5441980729727059E-3,0.2458305184467261,1.3368571407937897,0.14507980014688265,0.1864280381196973,8.9781453029714645E-2,1.4836823538328499E-2,4.2027981098737583E-3]
[null,260,1.0083761592656484,0.99472287183554642,1.0016192542491267,1.0094891343593821,1.022279529957103,1.0361497942442905,1.0077755720887562,null,2.2411663724884412,0,1.5857879395367424E-3,0.14497445237612475,1.961195489696602E-2,2.6363230894639576E-2,5.4782516498903559E-3,1.5642771405272142E-3,0.2449197776108869,1.3566183920588764,0.14159027123039894,0.18675334621468828,9.5146805546221069E-2,1.547395409606137E-2,4.2574467126942888E-3]
[null,261,1.0166127659334236,1.0000702312962497,0.99158025994699928,1.0122192622905424,0.95850254930472245,0.97729618141938623,1.0164775595235169,null,2.211755991939905,0,1.5130123288208438E-3,0.13407679256425931,1.9423962227564082E-2,2.6023120051218047E-2,5.3711612326677958E-3,1.4912527621728337E-3,0.23959094153185179,1.360271892648748,0.14042038240734422,0.1790588799498086,8.852268888643508E-2,1.495923157936108E-2,4.0586984272935212E-3]
[null,262,1.0135055940391555,1.0224769881998472,1.0152634954029445,0.96876351939859362,1.0364617793123128,0.97992802730439821,0.99589089906608574,null,2.1606975908322377,0,1.4417046567446092E-3,0.13723704922946584,1.9403299323859077E-2,2.5723514405657382E-2,5.4944632652577435E-3,1.4210262964133905E-3,0.23324810816880517,1.3019120689663299,0.14090470649941769,0.18807057454390319,8.9346099013468377E-2,1.5510820638760013E-2,3.8675651376445328E-3]
[null,263,1.0044214286528099,1.0111849084705662,0.97644693439213948,0.99250360024302642,0.99138301536241114,0.99382435952810344,0.99229426752263761,null,2.1911092559683047,0,1.6029068441734209E-3,0.13572037998791928,1.9602613249268826E-2,2.5413222641785482E-2,5.3380066313448117E-3,1.5802378305908727E-3,0.23661671770209455,1.3337583159846522,0.1420901593373933,0.18347095927904114,9.0427807624990808E-2,1.4392856093789862E-2,4.3008864496075043E-3]
[null,264,0.99115115572588108,0.99984617393348896,0.96975032079265722,0.99946863082591841,1.0041894938442122,1.0133137408785204,0.97190202985122343,null,2.2132304254301904,0,1.6834614184030882E-3,0.13971909251043896,1.9910209151172826E-2,2.5477138862495287E-2,5.3848496399216449E-3,1.660111078184664E-3,0.23766130796958557,1.3431114436424687,0.14397708113404392,0.18570349151662119,9.3471332463930856E-2,1.4319553780381971E-2,4.5182750993488108E-3]
[null,265,0.98377021113862761,0.97086923535853353,1.0080325224223097,1.0003556836240126,0.9656198315670167,1.0399512100504655,0.97468210518724119,null,2.2393249522107541,0,1.6184592313143291E-3,0.15086267695864525,2.0214221710652239E-2,2.6318220895042047E-2,5.6829041185519364E-3,1.5965855048739978E-3,0.24610597320300609,1.3443551405717242,0.14514673115446661,0.18182615075671454,9.8635996427046319E-2,1.5853430711349318E-2,4.345379429996789E-3]
[null,266,1.0160082138394004,0.983921023805305,0.98235955395279928,0.99753608186695708,0.99322474395080129,0.98106018756130109,1.0128044635337012,null,2.1972530912699395,0,1.5545880823110089E-3,0.13398023607447354,1.9499576924198805E-2,2.5650730618717917E-2,5.3419660008687487E-3,1.5323163673906274E-3,0.24105825424973251,1.3405278578738726,0.14048308519224362,0.18301075827650101,8.895009773024648E-2,1.4602340019921525E-2,4.1704600240825345E-3]
[null,267,1.0103321906132186,1.0123968127388117,1.0019207048437961,0.99960310828561838,1.0421824848621628,0.99206038712748146,0.99540406769578249,null,2.2082693823608661,0,1.5085673613098893E-3,0.13795614811133869,1.9498477401589727E-2,2.6089537537439179E-2,5.4482027292887926E-3,1.4871946029562889E-3,0.23587990156328248,1.3433333864438195,0.14131683563686068,0.18888944734290605,9.0524491259027257E-2,1.5306673637990277E-2,4.047653455677913E-3]
[null,268,1.0039651016325186,0.96954557275722353,1.0351109325205314,0.98951430208259483,0.98122846748093551,0.99835390298863114,1.0057772118907937,null,2.2121423743751287,0,1.4394761436368716E-3,0.14551569837222514,1.9830575018803736E-2,2.6606162717622513E-2,5.7270345567051332E-3,1.4192108020486373E-3,0.24586642684771462,1.3298407424921093,0.14228938577093714,0.18240211230897518,9.3646506456083134E-2,1.6575371215080646E-2,3.8626239604612313E-3]
[null,269,1.018426080224891,1.01517833445755,0.9746697009006916,0.96531455519436249,0.97243099497365071,1.0288386897032202,0.96019396092527221,null,2.1440614626247925,0,1.641159053472838E-3,0.13828126243219757,1.9315213323551818E-2,2.470850080684138E-2,5.2502284938408328E-3,1.6187389629295969E-3,0.2279932731738952,1.2972189890970258,0.14013223739938938,0.18051521056456504,9.2233347624116904E-2,1.4029945959971252E-2,4.4056738399386461E-3]
[null,270,1.0352206111353239,0.98223607588421347,0.98782500651769789,1.0019578136434792,0.9625379550886084,1.009145085721733,0.98455538123544861,null,2.1901607255795286,0,1.5523485998462767E-3,0.13607218662599729,1.9148209915949801E-2,2.5623256092687518E-2,5.2748465323169532E-3,1.5307279062778925E-3,0.23237172169459874,1.3464768887137326,0.13788802132508826,0.17846311328980305,9.0042507159351637E-2,1.4655458167001293E-2,4.1661367565697348E-3]
[null,271,0.99141703629971201,1.0054956818515333,1.0071228895403901,0.98953173608646439,1.0000250130693935,0.9979600424802928,0.98000085177914242,null,2.2036967971746986,0,1.5321855775582423E-3,0.14234693607336446,1.9903686675659529E-2,2.6020965246033763E-2,5.5905095796386231E-3,1.5106065338800958E-3,0.23797443688662898,1.3298075041526833,0.14402509579748685,0.18524910778817957,9.3118322991727079E-2,1.5570438013065646E-2,4.1113730139115592E-3]
[null,272,1.0351478914810899,1.0135963779788248,1.008445009768526,1.0163370515161489,0.98820029287802391,0.97147663591885558,0.99570735762187756,null,2.2028825789700539,0,1.4220845284444322E-3,0.13259488369226607,1.9030009874883548E-2,2.6276059530384786E-2,5.3521905648824565E-3,1.401510135587736E-3,0.2286247481186264,1.3658328778252815,0.13794355610309444,0.18138546245586548,8.6671160429541372E-2,1.5377756186705274E-2,3.814448581377789E-3]
[null,273,1.0027903454445068,1.042449531366062,1.0017552663529095,1.0108937529595574,0.98450865159263579,0.9606085515211833,1.0145633572210302,null,2.2116780054897043,0,1.4627874769541692E-3,0.13363990097041911,1.9518998642197832E-2,2.6229616982003066E-2,5.4530307422373222E-3,1.4413847671966152E-3,0.23621137373583495,1.3585062355451107,0.1423792797436329,0.18281172500394532,8.7700853370021384E-2,1.5325419280108537E-2,3.9229741839483818E-3]
[null,274,1.001665554775278,0.98103599120441576,0.98781795590985377,1.0284474334643614,0.9725982109950102,0.97568734924011302,0.99909424216875042,null,2.2439469071830063,0,1.5515995166529854E-3,0.13593775244631665,1.9794979699636377E-2,2.6327104245784976E-2,5.4529763078834566E-3,1.5292482088889482E-3,0.24116688362432351,1.3820748457906629,0.14250715203553924,0.18151963507902216,8.9953929160975554E-2,1.5071890592564674E-2,4.1621095080591414E-3]
[null,275,1.000525700639618,1.0208943163759809,0.98189548912627,1.0456299568974716,0.99057635913378972,1.0023002965803134,0.99040233241930198,null,2.2682213657176793,0,1.6013227565296224E-3,0.13785684273950938,1.9640985708277003E-2,2.6489842203676485E-2,5.3781710071685133E-3,1.5788676565266996E-3,0.23667077941763504,1.4051576983054881,0.14265590879464976,0.18361426795043656,9.1549401357882948E-2,1.4932766045475493E-2,4.2971572874825831E-3]
[null,276,1.0060939979465804,0.99867461104626265,0.98806503633309828,0.99728113376733218,1.0190305840490059,1.0262672025366675,0.99791236975422626,null,2.2162128069344496,0,1.6176659078527571E-3,0.14193401678688103,1.963089207365909E-2,2.5831966530883384E-2,5.4091269009538022E-3,1.5955113870981211E-3,0.24170614024007203,1.3401924698421497,0.14188045407338834,0.18650790408429446,9.3907906533794425E-2,1.4891628353631562E-2,4.3424560354936833E-3]
[null,277,1.0013136661681401,1.0095410133300287,0.99386002529731921,0.98433165806277845,0.98208608900584715,0.99957574289188456,1.0212069786314568,null,2.1942040756805152,0,1.5605058757541942E-3,0.13928702092800593,1.9681308129410269E-2,2.5710741213100359E-2,5.4548594441379689E-3,1.5385634985418824E-3,0.24506820946492211,1.3227983241046575,0.14257110521432428,0.18261819299520285,9.1837443479676165E-2,1.5011350428580336E-2,4.1874626557100187E-3]
[null,278,0.99848849690791242,0.98990585968512035,1.0309519541217826,1.000928688102217,1.035980339895394,1.0067106418556442,1.0273756301848516,null,2.2413611819052353,0,1.4654802668652208E-3,0.14631641435027648,1.984576596592685E-2,2.6907333258316079E-2,5.707941687703286E-3,1.4450200943020618E-3,0.25056390364001185,1.3451713367020377,0.14306019079171908,0.18891099529350652,9.4388864179253268E-2,1.6576027863102805E-2,3.9328683459441474E-3]
[null,279,1.0329866612715193,1.0152024735968326,1.0011332102858477,1.0304665964799911,1.0251703505242888,0.98980288095285962,1.0081232382752412,null,2.2346669150458562,0,1.4736351147286103E-3,0.13443703497550219,1.9058773141092656E-2,2.6517086182996179E-2,5.3211317866815313E-3,1.4527096445526044E-3,0.23315139349558145,1.3848084833627443,0.13821585503230061,0.18567803430127708,8.8256557253480444E-2,1.5289694217507317E-2,3.9537967668665649E-3]
[null,280,1.0044243943250812,1.0379090658036403,1.0212463606223074,1.0032863345659,0.980534369669532,1.0067184658093007,0.99846583178159176,null,2.2158483745960371,0,1.4711703846041911E-3,0.14264803027477679,1.9518011476136188E-2,2.6460848406990055E-2,5.5599495902095035E-3,1.4506309295962223E-3,0.23637885910579892,1.3483188697740236,0.14219240591887869,0.18228377590566761,9.2543890961682598E-2,1.6016133446877551E-2,3.9481391900034954E-3]
[null,281,0.99434739179988385,0.99794546020638686,0.99365962500280247,0.9883557115595919,1.0315635698465111,0.97692267911481279,0.97717197355490704,null,2.1943542205475981,0,1.5403734647275943E-3,0.13736135293379492,1.9869502367735863E-2,2.5748475568371579E-2,5.5059061925244006E-3,1.5182119309733544E-3,0.23572088655888687,1.3282057772343288,0.14356947712520568,0.18862587666385397,9.0578615595777234E-2,1.5058439443188947E-2,4.1320723976809321E-3]
[null,282,0.98506340134712667,1.0180984995388338,1.0046347852712585,0.9991408937815216,0.99157098847341785,1.0007341855272447,0.98900189505067759,null,2.2208264738905359,0,1.5501099636443237E-3,0.14293982085502568,1.9975672649126898E-2,2.6188025203886831E-2,5.5967594468025158E-3,1.5283389951682253E-3,0.24041980846331779,1.3427167417868975,0.14494823357796591,0.1846772552817407,9.364390493097699E-2,1.5582387735234701E-2,4.159634928033556E-3]
[null,283,1.0329356378919294,1.0264459887160793,0.99896057208371025,0.97702300689048649,1.0088928299629465,1.0032935166038854,0.99879065252084098,null,2.1592931366964629,0,1.4969097151178062E-3,0.1356931665625668,1.9012279762921185E-2,2.5437469857092741E-2,5.2965715513569643E-3,1.475939563132254E-3,0.23076695857123949,1.3129841066978485,0.13821783976590635,0.18383908989078743,8.9196295316091675E-2,1.4853307925136826E-2,4.0170209474997701E-3]
[null,284,1.0076986714609726,1.0039422665520523,1.0370516199946691,1.01079199903726,1.0352397742624238,0.96571650415528298,1.0079358162216354,null,2.228642755075557,0,1.3710988626445062E-3,0.13934909509473511,1.9607358696043825E-2,2.7018182873954962E-2,5.6734093083852626E-3,1.3511438000737162E-3,0.23863244333662209,1.3584411753761378,0.14176665493510607,0.18828960407534961,8.9577506773042839E-2,1.6629911649379863E-2,3.6773680193666666E-3]
[null,285,0.99916407884446501,0.99117028893879777,0.98966573876588215,0.98967821254094024,0.99955506477248779,0.97368886079399097,0.96824787167672266,null,2.1861406795721683,0,1.5428776680921888E-3,0.13592689335511818,1.9800875670383546E-2,2.5595471526729089E-2,5.4648045586822378E-3,1.5206063834617884E-3,0.23295676470091758,1.3299774504444684,0.14286817860509254,0.18471666336140674,8.9847134275418253E-2,1.4870125050559579E-2,4.1385893080233991E-3]
[null,286,0.98577955389931893,1.0160497766006811,0.99197838682668027,0.97427399473527865,0.98192012397419515,0.95854775247261836,0.99600950775049524,null,2.170604448821992,0,1.5238176089469406E-3,0.13515834510264116,1.9962018488460277E-2,2.5447407181163513E-2,5.5221654091426537E-3,1.5014740056733093E-3,0.23868968818142391,1.3092796540539704,0.14481337963348484,0.18353128567263863,8.9215521035431761E-2,1.492081038423846E-2,4.0865172826698021E-3]
[null,287,1.0082335751173364,1.0054331138168899,1.0200725355302227,0.98655955083462121,0.99849840957144442,0.992229355334865,0.96718767603115308,null,2.1854504250620463,0,1.4582139580070241E-3,0.14086283163370072,1.9580007292289023E-2,2.606441090114224E-2,5.5711072306003171E-3,1.4375581039577508E-3,0.23060730470547011,1.3258373467949036,0.14165250362734877,0.18408997750629899,9.1448479214909603E-2,1.5844552741359322E-2,3.9125592680713892E-3]
[null,288,1.0183924729737388,1.022405479229701,0.97823963677310144,0.98402241506132582,1.0096909441218764,0.99545629283897819,1.0368929976774883,null,2.1815281124106836,0,1.5738308317880313E-3,0.13398653827100157,1.9287899777143621E-2,2.5367078094725638E-2,5.261899836532075E-3,1.551609513014476E-3,0.24267151868637674,1.3223629590430739,0.14014490180984737,0.18473205412394111,8.917579648576647E-2,1.4336717994562594E-2,4.2229696064869041E-3]
[null,289,0.97997429758132137,1.0179562327376686,0.99677971736711202,0.97920252851189982,0.97175076846505359,1.0108794031418857,0.97997975278824634,null,2.1942784162784239,0,1.5998639718707857E-3,0.14408865581236688,2.007503753918238E-2,2.5651441173026548E-2,5.5803810010483981E-3,1.577619725962939E-3,0.24023057329444231,1.3159097819746388,0.14568250769522209,0.18274251908974842,9.4838024947043312E-2,1.5207977165745941E-2,4.2937608318682251E-3]
[null,290,1.0105365253407868,0.97642665587389721,1.0018072994511156,1.0283503591836023,1.0081953648685609,1.0298096343719949,1.0020551362600787,null,2.2638111283378604,0,1.57853555110254E-3,0.14438120650792599,1.9650235870788662E-2,2.6683385637358184E-2,5.4899813910572635E-3,1.5569913004237069E-3,0.2447575560668237,1.3819656708670454,0.14128800233138236,0.18503572198299495,9.4746882438686633E-2,1.5596412436767619E-2,4.2376170577090883E-3]
[null,291,1.0075058381944706,0.9744879125870558,0.97719614039808311,0.95549484987730482,0.9718498623522378,0.98925881230338009,0.95975314945514278,null,2.1333813649362514,0,1.6011661969518635E-3,0.13587174418722425,1.9702645159256876E-2,2.4661936028790299E-2,5.3693408036092939E-3,1.5784172937810524E-3,0.23206980007076208,1.2840255409901733,0.14165686578385214,0.18108275449735711,9.0487610480742955E-2,1.4179944289100204E-2,4.2959315485509696E-3]
[null,292,1.0019622354706645,0.9961965348832339,0.98348818981797637,0.96309861893262816,1.0111461109514899,1.01111217110691,1.0030782909113829,null,2.167326645932325,0,1.6164646608100369E-3,0.13984982635616341,1.9719771085371821E-2,2.5140302486602147E-2,5.4084795065811944E-3,1.5939947756292664E-3,0.24300897387851728,1.2942507780910619,0.14245502952149883,0.18585586118121844,9.2783838834790397E-2,1.4537926556671884E-2,4.3383283190262974E-3]
[null,293,1.0014199584536947,1.0092335742455398,1.0219385905295115,1.0161918248156814,0.96680685076089756,1.018003622014156,0.99797138438447719,null,2.2428604271118586,0,1.499189333489293E-3,0.14569152373366334,1.9698038681708611E-2,2.6768317214026456E-2,5.6150920512744356E-3,1.478490725605644E-3,0.24118568661382792,1.3656640354251421,0.14262060483612715,0.180910044471665,9.4480154789110898E-2,1.6223663532433267E-2,4.0239643707618558E-3]
[null,294,1.0033084666876846,0.99545216114585577,0.99039178847852627,1.0306957243461643,0.96496811150192663,0.98975459275158506,1.0162355175118747,null,2.2516373955771702,0,1.5580315063633071E-3,0.1375962875466652,1.9700843693007557E-2,2.6445233871360982E-2,5.4411885056112486E-3,1.5359065365465531E-3,0.24427658070958772,1.3850997954872075,0.14227969339780089,0.18056240362760928,9.0911047902055092E-2,1.5166214525054227E-2,4.1802312810260197E-3]
[null,295,0.99043599669374094,1.0456414081397496,1.0092137118639339,0.99110201946848864,1.0359360419475365,0.99797587165596646,1.0066708421261685,null,2.2106666297774122,0,1.5139855943896545E-3,0.14154688360379139,1.9753846272438171E-2,2.6176873002463991E-2,5.5600431543601381E-3,1.4926632144154845E-3,0.24000782661892328,1.3319214350519422,0.14417262088290644,0.18936942435080209,9.2480701574502347E-2,1.5635760431912161E-2,4.0625372133425595E-3]
[null,296,1.0068659031217864,0.95747380511252878,1.0124437111158051,1.0156379760838024,0.98597016779234636,1.0209189601888367,1.0090786887578373,null,2.2515689436706907,0,1.5429413293548714E-3,0.14571426896886228,1.9813772215842958E-2,2.6696221707339447E-2,5.5949380457416421E-3,1.5216994900205609E-3,0.24917213174085567,1.3649007887432392,0.14182742899643977,0.18274695653231085,9.5022454552771599E-2,1.5959659622884793E-2,4.1415643837338966E-3]
[null,297,0.99128194693585214,0.99135127089400066,0.96969041699092118,0.98384850398771695,1.0143939071470536,0.98786748400245261,1.0274322333410746,null,2.20012011918215,0,1.6442564886608969E-3,0.13639108994740567,1.994494918480361E-2,2.537783278996741E-2,5.3939150040984525E-3,1.620862469000565E-3,0.25016086043785601,1.3221206640887859,0.14395794613986806,0.18684910794312526,9.1248243924255637E-2,1.4287450418193447E-2,4.411453323450232E-3]
[null,298,0.97584245401884206,0.99969566669501586,1.0266732320406828,0.95907514317684706,0.99411757863258654,0.9972504253766441,1.0184604208193395,null,2.1880094017125145,0,1.4954575535977403E-3,0.147375938897369,2.0259652555195264E-2,2.6061562498266137E-2,5.8023675994166267E-3,1.4743807942228372E-3,0.25208324341889471,1.2889143135993408,0.14637000107816267,0.18555473029946642,9.5309009480286672E-2,1.6286880553111008E-2,4.0127784923763713E-3]
[null,299,1.0214814610544531,1.0069714766319726,1.0016397387873808,0.99254889478268016,1.0007453620737212,1.030072595376244,0.97340361222877991,null,2.1936753546190277,0,1.5520106823709249E-3,0.14188376734968378,1.9308295337731526E-2,2.5803048104386356E-2,5.393540694651284E-3,1.5308338572636129E-3,0.2316567740447559,1.333853008667895,0.13977375655865554,0.18356442848506352,9.3117255177072006E-2,1.5176231904013628E-2,4.1664251202261316E-3]
[null,300,0.99827116994225795,0.97312563597022395,0.99120836393659839,0.99373364037058987,1.0189042680813436,1.0188585939281312,1.0486831308533318,null,2.2328837735167948,0,1.61726554190242E-3,0.14323944678247552,1.9899827033560333E-2,2.6080527396998735E-2,5.5006820315810015E-3,1.5949554480484574E-3,0.25871843493212143,1.3354294516037435,0.14299952016600873,0.18695830238191921,9.4593276617157968E-2,1.5145671712413045E-2,4.3409429526657566E-3]
[null,301,1.0020078320072341,1.005604766987978,1.0227356137143713,0.99359307837907052,1.0245281310935923,1.0226774401818692,0.97288240222277034,null,2.2143197547645248,0,1.5038851240292393E-3,0.14650900207494544,1.9702586802270446E-2,2.6376387030444051E-2,5.6208347492030892E-3,1.4832165761793068E-3,0.23577403382938841,1.3352951361008882,0.14253876751036854,0.18740025941867669,9.4966073243835367E-2,1.6120515974205479E-2,4.0368265781471416E-3]
[null,302,1.0077998006076339,1.026689376130774,1.0019052192771583,1.0003325626878572,0.99647146539993359,1.0073869360242989,0.99450832043979509,null,2.2079637870838336,0,1.531042915496955E-3,0.14003556479886581,1.9487269142755666E-2,2.6038146264533078E-2,5.444986286749596E-3,1.5096817459747981E-3,0.23582463623623431,1.3443136506596221,0.14167189988536594,0.18387001164383049,9.1889813775029874E-2,1.5300313514279065E-2,4.1088560460895906E-3]
[null,303,0.97741639949422887,0.98683793600871306,0.99168510325771231,1.0013560180811019,1.0191342476451817,0.97137444871236456,0.96960929714820787,null,2.2208845094466456,0,1.5684012442964226E-3,0.13901681652668046,2.0262257339950223E-2,2.6017974566553217E-2,5.6035618856644254E-3,1.5457075876577457E-3,0.23883129886774276,1.3456734587974131,0.14605176922457069,0.18825250575647035,9.177852682341385E-2,1.521212680358737E-2,4.2069065112350541E-3]
[null,304,0.98495896457876775,1.0342448093806709,1.0016173420284755,1.0116419607876743,0.99528236762419531,1.0141536856658695,0.99206476713262903,null,2.2400097174494777,0,1.5754688460878879E-3,0.14398728020728566,1.9906853361496734E-2,2.6363961353689118E-2,5.5606156253008654E-3,1.5536345083755269E-3,0.24036996991294443,1.3595114997214301,0.14495654603245292,0.18510043929550352,9.4499031221263977E-2,1.5546874079498415E-2,4.2284809763201443E-3]
[null,305,0.99711860108141603,0.96833509020195641,0.98600931188627294,0.99930166331685066,1.0018376871323253,0.95498945320613904,1.0321230797835157,null,2.2141010314978153,0,1.5357286836933303E-3,0.13377099257705788,1.9941196911067719E-2,2.5941131263710306E-2,5.4832048366381132E-3,1.513126526163168E-3,0.25018295676358704,1.3429050613815476,0.14315283052401714,0.18509331917161956,8.8616318939928676E-2,1.4918389683978489E-2,4.1182316021908501E-3]
[null,306,0.97908349469530154,0.97650982708226619,1.0211005230823949,0.99980218748255811,1.0056380668637352,0.96785016179434857,1.000642247647991,null,2.2313450008119431,0,1.4710200247587148E-3,0.142489649122262,2.0293514892253079E-2,2.6656094501699108E-2,5.7800239060879412E-3,1.4496579006123428E-3,0.24730317240177743,1.343636217689957,0.14587232357430313,0.18665032530144007,9.2449020489912812E-2,1.6290530130528443E-2,3.9454909258682938E-3]
[null,307,0.99883637747842824,0.99145826461007969,1.0170195504422084,0.98493292054292747,1.0402241561258323,1.0173128634431983,1.0318250857205511,null,2.2207048708276251,0,1.5234421899210735E-3,0.14586618164767007,1.9823254292109981E-2,2.6364441407856178E-2,5.6232117101471437E-3,1.5023944523792445E-3,0.25213343812492262,1.3236453291357262,0.14297813385071201,0.18935727188726748,9.4866154013982032E-2,1.5979480059593428E-2,4.0890224351781811E-3]
[null,308,0.95885286449645557,0.98811292954040275,0.98420708396774337,1.0198781575885201,0.95908420603203692,0.97492480883924837,1.0029450474815056,null,2.260990214404643,0,1.6291829506394301E-3,0.14118308056406609,2.0643796220077504E-2,2.6345580813316404E-2,5.6660386899933888E-3,1.605695671381941E-3,0.25190055578674897,1.3705543212889699,0.14886143220196274,0.18263262415786041,9.3627863321302587E-2,1.5228234339534684E-2,4.3701743000658282E-3]
[null,309,1.0004580171743414,1.019803504918054,0.96456078796303835,0.99888514050256216,0.99599053080032229,1.0140599099211247,1.0065609819893322,null,2.2088310988140512,0,1.6796788394969587E-3,0.13723272796274535,1.9636204596224376E-2,2.537843208841584E-2,5.2826045967975417E-3,1.6563981084107232E-3,0.24148747027285172,1.3423228260919258,0.14262584143176452,0.18421583869881361,9.2099062020737921E-2,1.406520216525701E-2,4.5081696196043004E-3]
[null,310,0.97369465696821134,0.99009516321028856,1.0285808274746799,1.0142180839582589,1.0044794214520512,1.0258326756749905,0.99741957941903392,null,2.2729649066196669,0,1.5388616864461342E-3,0.15258888855561661,2.0348724539026218E-2,2.7137818280298463E-2,5.8388941069275786E-3,1.5177774908997996E-3,0.25098420618292355,1.3630259002955247,0.14669739662308398,0.18686189008835188,9.8570846122573649E-2,1.6800536025871348E-2,4.1308899950138487E-3]
[null,311,1.0041984852951233,0.96674614099757306,1.0067453133976234,0.9655216010475598,1.0159594744696097,1.0113840610765614,1.0166442074487103,null,2.1839924395988954,0,1.5475566405490613E-3,0.14363837344105848,1.9820748882899933E-2,2.572074255322087E-2,5.5651097199730555E-3,1.5260504036716269E-3,0.24966834214656269,1.2975402356269083,0.14219107624957333,0.18628821204753945,9.3984109191959223E-2,1.5443589839662496E-2,4.1534061364137988E-3]
[null,312,1.0008679716419722,0.99398725913391817,1.01738847536666,1.0298066320982981,0.97790448312937039,1.0047304056772024,1.0082943330731977,null,2.2631072746512899,0,1.4995533319797586E-3,0.14371357918005015,1.9772163143894902E-2,2.6997237880562113E-2,5.6107794420042593E-3,1.4785761885463238E-3,0.24455683290681748,1.3839515815070822,0.14268876309572232,0.18219292485909813,9.3445962235622598E-2,1.6174230571152096E-2,4.0241969727135337E-3]
[null,313,1.026595799687263,1.0059700787761852,1.0055708254632953,1.0039940475855806,0.96595854395067071,1.0030541074684416,1.0094592368453716,null,2.2030533197417403,0,1.491880262637199E-3,0.13796429871686997,1.921870050823301E-2,2.6096200833128677E-2,5.3897263876589701E-3,1.4709755797197026E-3,0.23706165014879063,1.3492403558682671,0.13908624680127324,0.17934636215295058,9.0334232502118014E-2,1.5332939884339723E-2,4.0035106210274977E-3]
[null,314,1.0363457480053959,1.0015741964302789,0.96032255028196878,0.99574898547810697,1.0088960196522023,0.98900789488498464,0.98348407301157259,null,2.1703766205133825,0,1.6016779672685551E-3,0.12914441774920862,1.9029052701373766E-2,2.4986308061562431E-2,5.0970452464332849E-3,1.5789160196319587E-3,0.2278945690392504,1.3381051685552834,0.13767747804492833,0.18361923685851098,8.6896078248462766E-2,1.3652739040090605E-2,4.2972889159122044E-3]
[null,315,1.0055189849406883,0.98848693227490259,0.9986178068124868,1.016970623586311,0.9623197489468801,1.0129139033851762,1.0108009366584176,null,2.2402789111418224,0,1.5665064340357139E-3,0.14187418292798379,1.9693042273363524E-2,2.6360667706244009E-2,5.4843318823272983E-3,1.5447697332330933E-3,0.24522347978394671,1.3666676455607747,0.14198572639653892,0.18014027085100157,9.3278332172720038E-2,1.5388614307068581E-2,4.2043539806547797E-3]
[null,316,0.96795160811288905,0.99190337577624899,1.0305179157088864,0.98058046672829569,1.019952130374101,1.0016724514006543,1.0027166084103885,null,2.2264412270646781,0,1.5048412856288617E-3,0.15003916008982815,2.0462500287856154E-2,2.6595451898283586E-2,5.8827997654688578E-3,1.4837259035237495E-3,0.25158831010976007,1.3178239307322139,0.14757240935831709,0.18897426059969247,9.6814786384648771E-2,1.6670520421430916E-2,4.0382127992790008E-3]
[null,317,1.026543420190041,1.0004414379521325,1.0188525030811337,1.0190594008791423,0.96155232785705558,0.97882207615856076,0.99019375558818845,null,2.2149019612975662,0,1.4179948610896914E-3,0.13644757477131111,1.925109414090475E-2,2.654915039549478E-2,5.4708798854824848E-3,1.3976335903793102E-3,0.23141240891393813,1.3695113934354086,0.13912318767255902,0.17886301052943074,8.8645361921444038E-2,1.5844362999078172E-2,3.8038979032232367E-3]
[null,318,1.0430977143607738,1.0483664328976687,1.0260510772208917,1.0261252113506434,0.97794833650980251,1.0026668431877614,1.0045405904984008,null,2.2197443464955269,0,1.3938049161823043E-3,0.1371113076080416,1.8755824914838966E-2,2.6750988852553757E-2,5.3683613167822952E-3,1.3742669517233942E-3,0.22759682569322798,1.3790224470743577,0.13693120113638466,0.1798051980313439,8.8702923958966243E-2,1.597850425787414E-2,3.7403016156121972E-3]
[null,319,0.9774048126480287,1.013300378339564,1.0235017016702894,1.0127588164679269,0.97550275752043925,0.98040112723270367,1.0256677155056484,null,2.2509957265017362,0,1.4731788023909303E-3,0.14376313738565299,2.0165177536180794E-2,2.6944361512093801E-2,5.7571800281984555E-3,1.4520592049381362E-3,0.25032134959345881,1.3610536967478326,0.14612853296906289,0.18335048264622725,9.3144568962925944E-2,1.6436332232900485E-2,3.9520264846533452E-3]
[null,320,1.0150541365668255,0.99370071099071167,1.0137624397204719,0.96735459096401755,1.0316125598866461,0.96972872469882099,1.0301114872842976,null,2.1668196989000892,0,1.4379776382538248E-3,0.1362427167612017,1.9494828643216833E-2,2.579867948005423E-2,5.512125137218632E-3,1.4171358082549399E-3,0.24351212032087696,1.3000158567541937,0.14068633336874137,0.18743181498179198,8.8777020442360438E-2,1.5512068329053746E-2,3.8569765113763074E-3]
[null,321,0.97279940667813891,0.99300270105605859,1.0205663499078066,1.025177047719902,0.99135286574908699,0.9830862543022777,0.98296748742566331,null,2.2665865321622936,0,1.4999646554783035E-3,0.14509255055956935,2.0349142499955425E-2,2.7063948435918563E-2,5.7927921907776772E-3,1.4785197874080203E-3,0.24368261922677764,1.3777364270740817,0.14681336113038948,0.18542669810229562,9.4167219894756488E-2,1.6459174448430775E-2,4.0240434674077017E-3]
[null,322,0.97725534008684734,1.0008818004019209,0.97534093081873308,0.98362634596361775,1.0302407044690973,0.97403148511709048,1.0026271411923606,null,2.2008317622766231,0,1.6219992185994114E-3,0.13683810417604367,2.0192275307418146E-2,2.5482716506050995E-2,5.4923862509690608E-3,1.5985940581833449E-3,0.24535007428193933,1.3218276184677902,0.14603743620587045,0.18950383707489804,9.123363202895729E-2,1.4546241087117264E-2,4.3508460499854127E-3]
[null,323,1.0419552452480367,0.98048204385898741,1.0408088472106005,0.97391839653678702,1.010851298718207,0.95778665203054014,1.0473941829291604,null,2.1636517584799377,0,1.3116683495151354E-3,0.13480999876471778,1.9063900176890535E-2,2.6312017322237192E-2,5.5365878521822969E-3,1.2924201888201265E-3,0.24207716531021897,1.3088942324383632,0.13711411405918328,0.18359977778410505,8.6472167004128811E-2,1.627350422083965E-2,3.5175417077676413E-3]
[null,324,1.0114142591486579,0.98882640330545424,1.0252592240543092,0.98238974073334706,0.9828206297793658,1.0225052333935829,1.031644549014477,null,2.2055036047387051,0,1.4873371090963938E-3,0.14600355728524733,1.9593302964132888E-2,2.6318982721180599E-2,5.6036680456490783E-3,1.4668925451956608E-3,0.24977530611626822,1.320244136206246,0.14121888380616926,0.18213753007418451,9.4499259776404596E-2,1.6137024360096522E-2,3.9923979470250261E-3]
[null,325,1.0218750046598128,1.0039189659360652,1.0033640468683682,1.0174247287826856,1.0015609391868248,0.95890504198637661,1.001731444815648,null,2.2128119537879383,0,1.4400291983905171E-3,0.13219810590047168,1.9314808576879602E-2,2.6313358311858676E-2,5.4047066876082104E-3,1.4189220446846449E-3,0.23309180670254956,1.3672856918875242,0.13972381345090551,0.18363573826311108,8.6671933521621281E-2,1.53312595810099E-2,3.861838058105283E-3]
[null,326,1.0282883057487451,0.9624365520674194,0.98027145522603865,1.0056936214591623,1.0127171513529278,0.98795289524958807,1.0182437471651351,null,2.2092077560871561,0,1.5610729402660407E-3,0.13370544201966014,1.935923935657799E-2,2.5776789777377827E-2,5.292284398410509E-3,1.5388643529362094E-3,0.24267299734827272,1.3514877923326445,0.13880073770192247,0.18451539451362375,8.8879536582075855E-2,1.455146916172362E-2,4.1882814821947532E-3]
[null,327,0.97814361608361222,1.0125108550180961,0.9882274844874045,0.96986028777431599,1.0263611718328216,1.0350332595027052,0.98512012368096402,null,2.1972698277121667,0,1.6724683223233474E-3,0.14683174684479405,2.0130916487695268E-2,2.5462973229085129E-2,5.547816212654536E-3,1.6497572535689585E-3,0.24446461468278941,1.303343280032103,0.14593505925301067,0.18902127906426955,9.7138927686260784E-2,1.4925829886374491E-2,4.4900954018822267E-3]
[null,328,1.0158106486434724,0.98634696891171114,0.9630736474576701,0.99080405461990817,0.96155453891512555,0.98898594860845324,0.97705982796710422,null,2.1736321519489255,0,1.6302641043806187E-3,0.13254951870011777,1.9480963001195391E-2,2.499751895889794E-2,5.2328535436456519E-3,1.607095396071118E-3,0.23277919904364727,1.3314621213708477,0.14046689031877591,0.17942606307106365,8.9037035546627827E-2,1.3849173213163356E-2,4.3739838892506494E-3]
[null,329,1.0332096039879788,0.97476497518451666,0.97098759417129354,1.004150107096581,0.99984941364250934,0.99896168531011265,1.0058043351501409,null,2.198350259210855,0,1.5968990331674874E-3,0.13300538958785091,1.9207530308334664E-2,2.5470332209763118E-2,5.2013775246960506E-3,1.5744311268972094E-3,0.23783487721018801,1.349403700251222,0.13811900768016161,0.18277860158345921,8.8912939689831286E-2,1.4153888555285807E-2,4.2850825163327092E-3]
[null,330,0.96339544361229057,0.9920958370694859,0.97389998237631592,0.97929287312829416,0.95533473112739653,1.0089054738006131,1.0131789114330938,null,2.2122668234541343,0,1.7126432229518007E-3,0.14392917890071666,2.0521609243750599E-2,2.543966907440216E-2,5.5737727809731406E-3,1.6887843239383044E-3,0.25554400989738696,1.3160027019235347,0.14813497555432259,0.18190791763613287,9.6045329217583242E-2,1.4595203902189789E-2,4.5963142221572975E-3]
[null,331,1.006950332071288,1.0149955551247907,0.98832840187011406,0.9848717957912515,0.99684648663639241,0.98326765464668164,1.0391869268100453,null,2.1894883741639761,0,1.5422152672589417E-3,0.13533954819807731,1.9544534315167464E-2,2.563258547983073E-2,5.3867669547828685E-3,1.5201704135031884E-3,0.24593658881458827,1.3235165742319559,0.14176039665049103,0.1839503141577474,8.9530656780916415E-2,1.4775050692658038E-2,4.1374027415135468E-3]
[null,332,1.037387389252642,0.99507628520912916,1.0360988692529658,1.0182517266869326,0.95786504818981544,0.98727759797567982,1.0278716087504591,null,2.2225005314922068,0,1.3669690914638254E-3,0.13857579519733937,1.9082848095455709E-2,2.6944256101816846E-2,5.516461508280876E-3,1.3475086185901469E-3,0.23915136431696363,1.3684642786763319,0.13770734615624305,0.17785749232746884,8.9129433842609573E-2,1.6423241488865741E-2,3.6674742537056433E-3]
[null,333,0.99178645024727019,0.964076904892327,0.98467456586888757,0.9766401240365874,1.0234863273871859,1.0067214074533373,0.9728326876205583,null,2.1919555707692249,0,1.6337086469972858E-3,0.14184109836741901,2.0067009178100819E-2,2.5437393036590934E-2,5.5103408890280463E-3,1.6109000127608824E-3,0.24169683693883867,1.3124498406425158,0.1439193732275196,0.18785913616970967,9.4037783418259857E-2,1.4775228733789059E-2,4.3843388016886337E-3]
[null,334,0.99371707093717532,0.9677511310409681,1.0044141734813876,1.0097288837578238,0.98217651523570426,1.036568649967688,1.0084389970129333,null,2.2538044916614139,0,1.6102299446481157E-3,0.14845781746764886,2.00237566217847E-2,2.6500510220614254E-2,5.6089907086328099E-3,1.5883964222627286E-3,0.25217972273648942,1.3569452608295873,0.14368545724657733,0.18309066564712789,9.7271607942804164E-2,1.5739444315870987E-2,4.3230914466592741E-3]
[null,335,0.98461732264570112,0.99962501243931767,1.0125649712807916,0.99845093129402362,0.98827255667214209,1.0028617784066653,1.0054207691875956,null,2.2298542482647887,0,1.5348915265568433E-3,0.14497066975965825,2.0070433314932124E-2,2.6416639421784044E-2,5.668099112085977E-3,1.5133800319548534E-3,0.24699575590194298,1.3418036000289024,0.14503246979021678,0.18433893498118228,9.4530796113685617E-2,1.592943977361358E-2,4.1189215613876536E-3]
[null,336,0.99651884803915614,1.006655777868376,0.98468026081515003,1.0139944748857677,1.0053728608661199,0.98984914827665815,1.006856300736219,null,2.232701287856123,0,1.5835530041011224E-3,0.13745569451884998,1.9782725834944895E-2,2.6081677558676301E-2,5.4323088928421937E-3,1.5610677620187452E-3,0.24227654194853263,1.3626481866903515,0.14323592339018079,0.18552759692253049,9.1130037025692098E-2,1.4904368473237707E-2,4.2487118423655788E-3]
[null,337,0.98919261645432643,1.0196968560632047,0.9811170830193584,1.0201965470050567,0.97415693136598747,0.99022402534917819,0.9730673215748008,null,2.2315843663704182,0,1.6031464299185714E-3,0.13766532898805151,1.9870652663317785E-2,2.5989734448610614E-2,5.4367598056401711E-3,1.5803915939118836E-3,0.23437620795569858,1.3709783620967608,0.14428849740875321,0.18243663357683074,9.1465147983708681E-2,1.4798491336371443E-2,4.3013049426792295E-3]
[null,338,1.0343973117888223,1.0005067995856507,0.98886046913540937,0.98327477520235995,1.0045193575536573,0.98321876373630246,0.9845203073776867,null,2.158969259309464,0,1.5043168051660427E-3,0.132226172724692,1.9086530539942692E-2,2.5316868353416764E-2,5.2633663016059488E-3,1.4828126133123777E-3,0.22845066142652234,1.3213711263907968,0.13800006981964544,0.18325513094514165,8.744317018221702E-2,1.4541939692945035E-2,4.0357271243896854E-3]
[null,339,0.95989259272434269,1.0012690176811692,1.0002375056505188,1.0217100176457274,1.0197005433450963,1.0199367022038286,1.021146622630674,null,2.2908002417751234,0,1.6421542444865847E-3,0.14946947351214568,2.0571934183352316E-2,2.6879208600322477E-2,5.7384332550844443E-3,1.6195247577369919E-3,0.2584648878288428,1.3730393487701991,0.14873859147330887,0.18943216923376463,9.8177424856667847E-2,1.5903587033816811E-2,4.4078125143671874E-3]
[null,340,0.99413345821060384,0.99825951867746032,0.99131580458084378,1.0201246123046592,1.0102943180248158,0.99222287932372577,0.97726478978319564,null,2.2398874106201134,0,1.5723435326017762E-3,0.13925368480959791,1.9870930932244273E-2,2.626634895658566E-2,5.4932907187030906E-3,1.5500708679331225E-3,0.23694478476389341,1.3708951261198692,0.14359495109863463,0.18623244567028932,9.1955223722591434E-2,1.5184114570580024E-2,4.2187819217896737E-3]
[null,341,1.0075419424078391,0.99716511804080954,0.98628633581239544,0.96294836298444975,0.99341585987491354,0.97121418014074068,1.0016809603064396,null,2.1485050159905397,0,1.5348378155360754E-3,0.13383883773631494,1.9608103659264981E-2,2.5081851546079233E-2,5.393127751253929E-3,1.5126261332315827E-3,0.238051834460318,1.2940522584542535,0.14167250066019932,0.18352619004461598,8.8646505423584945E-2,1.4539148239374031E-2,4.1168696975855592E-3]
[null,342,1.0035185731596858,1.0162952475484275,1.0044972629131972,1.0165469185821363,1.0325497053591222,1.0027832638179268,1.0167867152578467,null,2.2437084317322298,0,1.5257485734431978E-3,0.1406390607159225,1.9615874307452808E-2,2.6552710339656952E-2,5.4951938268375201E-3,1.5043635430231292E-3,0.24300683415703492,1.3661079620363905,0.14228225262713615,0.18820153570942097,9.2144116199723333E-2,1.5589895192272999E-2,4.0943816508002802E-3]
[null,343,0.98751593451607966,1.010741596329402,0.99542882230621166,0.95593712603040726,1.0084710060954232,0.96040118742024605,1.0441671901630456,null,2.1613997656458501,0,1.5149656097228881E-3,0.13578585317767564,1.9952070320763172E-2,2.5376819369684181E-2,5.5386567822071752E-3,1.4927946719584504E-3,0.25063063824178916,1.2846424231837541,0.14456678609233975,0.18642978216204237,8.9445192947044838E-2,1.4990819308872199E-2,4.0628949974395451E-3]
[null,344,1.0141048530290355,1.0267829708879608,0.99402067725889232,1.0099285271543952,1.0114982858655299,1.0302790680373806,0.99953293586420189,null,2.2250165773738648,0,1.5817186620608031E-3,0.1413090267464808,1.9360894399742746E-2,2.6085678276548941E-2,5.366923284606564E-3,1.5601408036429113E-3,0.23727044773832648,1.3571970234247543,0.14077318054757942,0.18519580618151801,9.3161693467227608E-2,1.5071292198261288E-2,4.2461889672383039E-3]
[null,345,1.0177237124354335,1.0078829593836161,0.97863612658660337,0.98593097845155875,0.99151656308375635,1.0028919806662486,1.0230130813347524,null,2.1841857473884292,0,1.5903261605205281E-3,0.13556778217976639,1.9361657481593922E-2,2.5372866588416802E-2,5.2841524435946995E-3,1.5680384211090648E-3,0.24189108395796571,1.3249281895627096,0.14023788682580612,0.18271617078295491,9.0206580137467532E-2,1.4373981489033504E-2,4.2676836785322768E-3]
[null,346,0.99622100154858795,0.99681529224371601,1.0107537633291548,1.0178424449702868,1.0211013127528354,0.9715270776600885,0.98161751695635857,null,2.2356057060487915,0,1.4760694966855419E-3,0.13859120357895763,1.9847807948407372E-2,2.6609013553822163E-2,5.5950972809109727E-3,1.4547151704631279E-3,0.23618362638903911,1.3678601720058345,0.14333898241493617,0.18734610879412306,9.0467391536375688E-2,1.5828401725334472E-2,3.9592551472735719E-3]
[null,347,0.99943830874871742,0.96195674382617591,0.95863575289533109,1.0103453222841066,1.0049597756772675,1.0376897517931001,1.0166524730704005,null,2.2456795248860875,0,1.7642392488801336E-3,0.1416223149226544,1.9906681720804609E-2,2.5637798204452323E-2,5.3228844628273294E-3,1.7403433193534819E-3,0.25326447081688924,1.3577187951178094,0.14275779718320888,0.18528543541258954,9.5390656199051793E-2,1.4059945964068767E-2,4.7366408112591392E-3]
[null,348,0.98116095224956279,0.99179111178272494,0.97664354000941056,0.99422330710703455,0.97925847647276176,0.98352638299326189,0.96104223810561873,null,2.2012386132727531,0,1.6301748727950835E-3,0.13809061136273976,2.0153137035016529E-2,2.5486223075220218E-2,5.4890191672304998E-3,1.6068788299001199E-3,0.23606802917090727,1.3360695242144285,0.14545916390851252,0.1835002125281868,9.1996094027052208E-2,1.4576500358826823E-2,4.3733944675242113E-3]
[null,349,1.0247576724699639,1.0095859134641982,0.97972846139750591,1.0036168213079979,0.99419295397282714,0.98611348637053142,1.0102868312587807,null,2.1954983713694509,0,1.5489077018990217E-3,0.13244215161989412,1.9222280518650922E-2,2.5616264711193375E-2,5.2519442767372908E-3,1.5268310800938601E-3,0.23572941338796552,1.3486962833944049,0.13927773669514468,0.18261964261514191,8.8068645753750049E-2,1.4440554138090854E-2,4.1555308802852051E-3]
[null,350,1.0160834773207612,1.0257931524119681,0.98698213259613654,1.0252890078492114,0.97932470455791309,1.0101205031428524,0.95947427153975628,null,2.2235564224287638,0,1.5708130678090818E-3,0.13734206780817776,1.9322996778141081E-2,2.6017819122785661E-2,5.3184563632823721E-3,1.5489563323388968E-3,0.22585894379683544,1.3778292798043483,0.14048312783291847,0.18143906023421102,9.0928816312177474E-2,1.4821962588048285E-2,4.2157485233087532E-3]
[null,351,1.017537669642915,1.0305737544070832,1.0021986350990133,0.99817787188557905,0.99750878561543221,1.0132962569924848,1.0097572346211798,null,2.2032392878389038,0,1.5230916859710749E-3,0.1394433467412487,1.9284926336231831E-2,2.5998122570740061E-2,5.3900368558448238E-3,1.5019653789986904E-3,0.23717586060366441,1.3414185127040403,0.14031675924007186,0.18342416407649839,9.1485277018058572E-2,1.5235553360593698E-2,4.087854638880316E-3]
[null,352,0.96728024206174457,1.0128262842021389,0.9889084793459092,1.011799978637832,0.97893574896567281,0.99423831253049022,1.0077100542498205,null,2.249852635907355,0,1.622191989569101E-3,0.14263076746302214,2.0356046499385567E-2,2.6264985952921094E-2,5.6137249017164633E-3,1.5992597888204478E-3,0.24945048645124876,1.3597047088347172,0.14757565117149229,0.18434196354357785,9.4321171019341246E-2,1.5263404321356646E-2,4.35265794932156E-3]
[null,353,1.0175996195221149,1.022635540750839,1.0059111360507154,0.98672289395816193,1.0083667580513795,1.0039853642445327,0.98727574819024921,null,2.1826560343008623,0,1.4999708258582882E-3,0.13885694905285637,1.9318854136798951E-2,2.5805959140592263E-2,5.4196613772075179E-3,1.4789722709974815E-3,0.23207564911464454,1.3260306975536471,0.14031662180644242,0.18465117088165758,9.0900404505632651E-2,1.5275790307664495E-2,4.0252749785770394E-3]
[null,354,0.99400122666015467,0.97928387547000206,1.0258899230539691,1.0353304564208281,1.0209788351890816,1.0301330134683251,0.98687030376981288,null,2.2884869206759806,0,1.525932984795184E-3,0.15009294828958622,1.9979518324463163E-2,2.7361565165291261E-2,5.7176982485319279E-3,1.5051132049790934E-3,0.24491414449639237,1.3913931317876154,0.14369423961560296,0.18747905427023243,9.7110391974717186E-2,1.666862629984394E-2,4.0964219835184171E-3]
[null,355,0.99951312552222715,0.99533282406446399,1.0313781803905739,1.0006467056711617,1.0073741639937157,1.0065595467844728,0.9942548934222597,null,2.2277479442799017,0,1.4607005291692556E-3,0.14602637739164048,1.9801857494945875E-2,2.6736723138776858E-2,5.6977119681279019E-3,1.4403040272215001E-3,0.24156878671803253,1.3447933379953665,0.14291452221557485,0.18561714853916245,9.417847838933828E-2,1.651336416487828E-2,3.9200327660019541E-3]
[null,356,1.0185210333177699,0.969285045639804,0.99284828030589822,0.98961223508760043,0.96813423101104346,0.99987523427984115,0.96609521656382558,null,2.1813858508508948,0,1.5516511563652864E-3,0.13807435720954442,1.9522173038929586E-2,2.5550903355646335E-2,5.4052335254033143E-3,1.5298398210326005E-3,0.23262726028547678,1.3298932010169331,0.14016015818089753,0.18003940212955263,9.1092934558897304E-2,1.4878319203656336E-2,4.1637196812892713E-3]
[null,357,0.99969852579040897,1.0384063157892478,0.96738337830093424,1.0039433271516929,0.98597152672299304,1.0072270895654087,1.0030203481477624,null,2.2095410155406654,0,1.6533455688566806E-3,0.13622802590566133,1.9574865123493462E-2,2.5466832979966089E-2,5.2813512555668751E-3,1.6302743672128434E-3,0.23815814187334969,1.3491225133578715,0.14274066146946171,0.18313057649682773,9.1267362062455282E-2,1.4156686809904883E-2,4.4370694077526425E-3]
[null,358,0.99909974636312127,1.0098714794616799,0.99450045138947285,1.0204738876227277,0.97338799672764387,1.0179504601611877,1.0014359031239448,null,2.2454196730557099,0,1.5904863851717772E-3,0.14227468895877998,1.9723899199676948E-2,2.6338058946755557E-2,5.4701955887478436E-3,1.5685261346767942E-3,0.2422942253754688,1.3713691721585854,0.14288850505745149,0.181766813277391,9.3771467260993627E-2,1.5275596408263743E-2,4.2690110740889013E-3]
[null,359,0.97673295963898321,1.003321345644375,1.0069361002406121,1.0201485615061803,0.99930032308528294,0.99506057535817072,1.0256364623819185,null,2.2672194383336288,0,1.5520423218929474E-3,0.14410441157143733,2.0212420638120215E-2,2.6826282517357893E-2,5.6761644836432626E-3,1.5301199259735337E-3,0.25282795067613978,1.3709523748151888,0.1461899096386996,0.18606671619574844,9.4278409282907427E-2,1.5942238875701693E-2,4.1644820346019218E-3]
[null,360,0.98611936102239817,1.0065900992714529,1.0006621591790867,1.0152175446373868,1.0048810557503152,0.98876372408895652,0.99874458358696416,null,2.2432256010557481,0,1.5464554504571887E-3,0.14087754626834587,2.0001736467251958E-2,2.6456820643808793E-2,5.5817610793232391E-3,1.5244728601539062E-3,0.24290168341572121,1.3643150383654097,0.14478374079919348,0.18611370371436617,9.2510565881140719E-2,1.555587442849447E-2,4.1491125829956439E-3]
[null,361,0.9775130586554911,0.95763602357095035,0.97618715732180505,0.96730294321120802,1.0013779965011174,1.0090278431476183,1.0108218216913776,null,2.1970137831980554,0,1.6932729489147335E-3,0.14329009437846393,2.0384611517761674E-2,2.5300717147101873E-2,5.549484868285914E-3,1.6696867586887825E-3,0.25578734356150945,1.2998925914700477,0.14600091914204591,0.18622582798769668,9.548637932601052E-2,1.4575063044299657E-2,4.5443369450587912E-3]
[null,362,0.99424398975747685,0.97616082669815052,0.98288521280700158,1.0063324887363478,0.99221158726790981,0.98646692159950378,1.0239421394393657,null,2.2307246155978038,0,1.598419431087403E-3,0.1379880088662182,1.9961500653963626E-2,2.6004377431158701E-2,5.4714295826540612E-3,1.5756452798534786E-3,0.25049047125330659,1.3523494534230789,0.143559505308301,0.1841744722973126,9.1581863801388635E-2,1.4877920091220154E-2,4.2883870404342595E-3]
[null,363,0.97324591542584737,1.0071476891948534,1.0009160046289822,1.0146407095687566,0.99775227558457347,1.0190165142535315,0.98370501063088644,null,2.2573897993697813,0,1.6138062334970025E-3,0.14718877311277609,2.0263999791886183E-2,2.650306734339257E-2,5.6563917575655947E-3,1.5915473106949932E-3,0.24479009972258731,1.3635402645400385,0.14669944379443697,0.18610387803436471,9.6640409617423095E-2,1.569406345182937E-2,4.3316671262818036E-3]
[null,364,0.96503143065883268,1.0039447754678947,1.0122083663426917,1.0088894544192999,1.0026887582499353,0.97102578272470241,0.96264918179575409,null,2.2383291933968077,0,1.5160141396192124E-3,0.14296699665000709,2.0458126574794792E-2,2.6561801138244891E-2,5.7755312253789035E-3,1.494070610901368E-3,0.23822380510736341,1.3558311094750974,0.14797513840370763,0.18719117915848676,9.3243832711921618E-2,1.6057248797892467E-2,4.0663676826290076E-3]
[null,365,0.98308158715237071,0.98884071602927126,1.0444049668091515,1.0056228652679082,0.9992391560537075,0.99082588190830923,1.0314822167499431,null,2.2542263961809961,0,1.4247563106763019E-3,0.14810100853449354,2.0170182249109461E-2,2.7300116795563704E-2,5.8785978576191373E-3,1.4045458029637106E-3,0.25441390312209844,1.3515123885766007,0.14533392134193587,0.18570270481316553,9.480136556944084E-2,1.7209707161410435E-2,3.8227106672677094E-3]
[null,366,0.99801346275314784,0.97809887215153513,1.0069416476125734,1.0083602506427518,1.0095635447167688,0.96999478997199107,1.0131487249505602,null,2.2298376504401745,0,1.4889855626631743E-3,0.13820083240146291,1.9892549708962932E-2,2.6464113932695155E-2,5.5863675794217311E-3,1.4674103511455392E-3,0.24550850218539186,1.3551103656798686,0.14307273521384473,0.18593158097402634,9.0415774051680886E-2,1.5682596680207477E-2,3.9938072441259099E-3]
[null,367,1.0074763590472473,0.98435771522575377,1.0138910437399113,0.99576360498529093,1.0002136589895101,0.99833821833199599,1.0006710935055054,null,2.2113158334598677,0,1.4942401213720881E-3,0.14168801798766095,1.9682402832241392E-2,2.6274875281629993E-2,5.5658753574172517E-3,1.4732034669263237E-3,0.24175391747942246,1.3381946210438356,0.14174480629677827,0.18432252412970582,9.2318249204490041E-2,1.5782006305551266E-2,4.0095741955810992E-3]
[null,368,0.98338463696864464,0.997356940291801,1.0202189461278643,1.0104433221937226,1.0191981460597461,0.97330086257554571,1.0041766194423654,null,2.2428413773353038,0,1.4686972685813268E-3,0.14189852986453622,2.0110513829110194E-2,2.6812539355280992E-2,5.7228853225759733E-3,1.4474883191886571E-3,0.24491732954075296,1.3579350460355537,0.14523223457831211,0.1879171075031737,9.2112967281286845E-2,1.6263846933677578E-2,3.9395860404353436E-3]
[null,369,1.0099823612555849,1.0033549565542892,1.0142728646579875,1.003434338772718,0.99509511546827289,0.99459628582722526,0.9931251612129538,null,2.2130230308358709,0,1.47754095923657E-3,0.14025856680664003,1.9551409904236365E-2,2.6340819935910573E-2,5.5309385241413813E-3,1.4566611429721722E-3,0.23676866964461243,1.3485039535310743,0.14139397658569994,0.18359816738015414,9.1366368475867252E-2,1.5766488420844708E-2,3.9645514429535265E-3]
[null,370,0.99083812082618183,0.98829654402526768,0.99694945290694581,1.0318658907192244,0.97740592157686512,1.008139827339938,0.99793771554879129,null,2.2680030046557471,0,1.5877745270684155E-3,0.14306772848874721,1.9984619191620725E-2,2.6665194442878432E-2,5.5561963942618777E-3,1.5656383798283726E-3,0.24531434753487574,1.3866821633943889,0.14408559858569372,0.18271820944016889,9.4156535893055823E-2,1.5533395879955791E-2,4.2611515573396279E-3]
[null,371,0.97935074603936945,0.970036404226164,0.98787504390086145,1.0070931727646399,1.0390152906417789,1.0182323498846042,0.98464858683933099,null,2.2510336074276842,0,1.6600696991805174E-3,0.14555491865537321,2.0296336017878336E-2,2.6195422526673916E-2,5.5914092968489025E-3,1.6371550396538299E-3,0.24793126662004189,1.3533780868276588,0.1457543553837751,0.19037664662236709,9.631458569994733E-2,1.5207698106722276E-2,4.4557963299239473E-3]
[null,372,0.9995757353573379,1.0024544755863445,0.98577727628424749,1.0085481509858627,0.99651633213400481,0.98510859541292084,1.000566727178934,null,2.2199843424912356,0,1.5690295907311313E-3,0.13663819511858244,1.9741064890937396E-2,2.5954067300292288E-2,5.4268989511425036E-3,1.5466433586120776E-3,0.24015674426727088,1.3553305933874629,0.14280040225724017,0.18434537642137391,9.0528315198365683E-2,1.4875617559389641E-2,4.2094533712959334E-3]
[null,373,1.0123913365230963,1.0107894243209983,1.0174012856702235,0.95570068929480889,0.96088280905866175,1.0319796656048035,1.0225687453157071,null,2.1606486380826748,0,1.5170459649146539E-3,0.14545011842043498,1.9475165703978684E-2,2.5573899867287888E-2,5.5265704702324673E-3,1.4963844778053737E-3,0.24535954639668223,1.2843610285392508,0.14106466275992857,0.17959410213902113,9.4574390785293921E-2,1.5617149222097568E-2,4.0726652655756904E-3]
[null,374,0.96444988368633389,0.96614746500247484,0.98291364585425411,1.0186660317825242,1.0239736177180123,0.992873908958817,1.0080382557963918,null,2.27375335569982,0,1.6621692209056575E-3,0.14351711393217645,2.0624908795400854E-2,2.6436460368417701E-2,5.6534322789762326E-3,1.6386395900067289E-3,0.25608229161341689,1.3689237923153432,0.14799446090699347,0.18960766929011277,9.5249868110213062E-2,1.5227050933064793E-2,4.4598367866026459E-3]
[null,375,1.032284245414173,1.0064567975622849,1.0043513321024196,1.0294984256611166,1.0339336707712674,0.98012472434199494,0.99394058597281443,null,2.2306732459458392,0,1.4532634652534885E-3,0.13385456322483119,1.9110023749665354E-2,2.65393602688326E-2,5.3527014715778476E-3,1.43242350013141E-3,0.23029922911266756,1.3835128636965681,0.13831708423922248,0.18671040018836166,8.770661893663334E-2,1.5392656453520679E-2,3.8985845690777858E-3]
[null,376,0.96991580506270181,0.98544585856672517,0.96857161085139132,0.97183749286250853,0.99565918976726953,1.0039424816518758,0.98787016502566016,null,2.1935857365506934,0,1.7140231564448281E-3,0.14173012046556269,2.0410406126155866E-2,2.5142056528793862E-2,5.513481882943979E-3,1.6900269919645444E-3,0.24787047509276097,1.3059789681347913,0.14712653355110014,0.18604796986298752,9.4884790990284212E-2,1.4305233724912023E-2,4.5996963548793172E-3]
[null,377,1.0266712213699283,1.0093034097846523,1.0235811777697912,0.9957980740528426,1.0190148392795844,1.0040131460778396,0.98692384393030674,null,2.1963269770138441,0,1.4372751301453669E-3,0.14034101683956027,1.9214268330575809E-2,2.629964043150821E-2,5.4861270219136362E-3,1.4171548284525385E-3,0.23157720239539772,1.3382602017962386,0.13911650784615759,0.18535505440929648,9.0923150705205832E-2,1.5916899261597551E-2,3.857028278084164E-3]
[null,378,0.98797589521827778,0.97038529175260435,1.0003014582097647,0.97597680835780665,1.0054035674957347,0.98413435099241231,0.97657709561877082,null,2.1877894182125979,0,1.5499127147613934E-3,0.14102915009158012,2.0125456595725458E-2,2.5700823884497816E-2,5.6142515112116778E-3,1.5277773426639869E-3,0.24108511681691708,1.3115802332567681,0.14451083284902339,0.18605939736150423,9.2629968527296894E-2,1.5318216395102047E-2,4.1581062950657166E-3]
[null,379,0.99038050233215857,1.0033058306747646,0.98499841081879613,1.0060362465846497,0.96572885581812939,1.0144619512516122,1.0054823306709166,null,2.2300013854567831,0,1.6331096516876838E-3,0.14194337586407516,1.992014122050291E-2,2.594846495723601E-2,5.4718073281280581E-3,1.6104833507282958E-3,0.24585323974198287,1.3519539902256825,0.1441244327274368,0.1814153776023161,9.4087261603177846E-2,1.4922715702216238E-2,4.383204784988535E-3]
[null,380,0.96197485516781089,1.0238541772484684,1.0168046836089517,0.99005669536747931,0.97138559934423951,1.0108151539565449,1.0072586806332413,null,2.2334056832944147,0,1.5613342180439435E-3,0.14938391079870159,2.0437634039957357E-2,2.6439018885021731E-2,5.7962508690565179E-3,1.539624303672732E-3,0.25097308222572146,1.3305307225169436,0.14845633909517952,0.183852620552347,9.7166202943962443E-2,1.6201261464313013E-2,4.1903498175818749E-3]
[null,381,0.99209688181778377,0.98797948924513368,0.98000806169323607,1.0198395550381056,0.99183209354086643,0.99404630062659982,1.0112081970288427,null,2.2471272066633636,0,1.6195271857241964E-3,0.13861379265458773,1.9949995995304351E-2,2.6150091728677882E-2,5.4523213029531734E-3,1.5966282337610011E-3,0.24701462971921304,1.370497303223708,0.1438635414985851,0.18425820324610473,9.215697437811006E-2,1.4847756144139915E-2,4.3454957239416397E-3]
[null,382,0.98371595839371018,1.021375970712405,0.99665861615590678,1.0259672788498646,1.0030877470687238,0.99777912121399204,1.0241006202525633,null,2.2651243843388977,0,1.572358938767276E-3,0.14153344735993603,1.9983853407432303E-2,2.6655674847119819E-2,5.5543565963590722E-3,1.5502100848445066E-3,0.2485877669360185,1.3787548069942788,0.14512810660527267,0.18605440560441611,9.3162929394913357E-2,1.5512024622745231E-2,4.2191608243296189E-3]
[null,383,1.0296247737132793,1.0131301233657763,0.99656852613770208,0.98021443334602476,1.0065815585908464,0.98180284813585628,0.97997569117688765,null,2.1562193875606255,0,1.4811120263013467E-3,0.13325271930106761,1.9126839845550522E-2,2.5403612655438931E-2,5.3156740489155568E-3,1.4599090124235319E-3,0.22697186847824954,1.3172693244204532,0.13865694650970439,0.18376048482211604,8.7716934924463599E-2,1.4792794495605577E-2,3.9733910729402508E-3]
[null,384,1.0089512758657495,1.0084558372569448,1.0181930269067392,0.97288865305633077,1.013855183543702,0.99354198478652156,1.0169821883315888,null,2.1795341543008022,0,1.4638537567818819E-3,0.14061072971179944,1.9551997037685582E-2,2.595447332500667E-2,5.5527474775352928E-3,1.4431454092688821E-3,0.24203649836345933,1.307461362701491,0.14154744009074818,0.18578220797655426,9.1385315731658728E-2,1.5744324161102125E-2,3.9277660712735878E-3]
[null,385,1.0261042425085247,1.0371896406146328,1.0091616679745892,1.022168803608404,0.95590781778947087,1.0043995087294442,1.0272816074063322,null,2.227152389842054,0,1.4735520783588077E-3,0.13775757609134912,1.9101228485074801E-2,2.6498209929662793E-2,5.3760733795681463E-3,1.4529318735489482E-3,0.23786801035297842,1.3736713462421508,0.13916094247795635,0.1782411246938424,9.0007693506987521E-2,1.5536403286354843E-2,3.9544016009368452E-3]
[null,386,0.99968672627147392,1.0251197036302322,0.99676832114323899,1.0129104118252299,0.98329112686621667,0.98796650726907642,0.9840923602613495,null,2.2197758752822425,0,1.5304422586782729E-3,0.13778650512614507,1.9648842194651565E-2,2.6143468822997354E-2,5.4618461947075576E-3,1.5086697383912143E-3,0.23386495073223867,1.3612083947611915,0.1428098254906103,0.18285336736810553,9.0690614554181787E-2,1.5223730862644462E-2,4.1061016950552868E-3]
[null,387,0.97570221969688331,1.0196902568228179,0.99140622901478026,1.0157673436670374,0.98767424039270879,1.0146652816433448,0.98610513874146388,null,2.2505333757328407,0,1.6303377762933488E-3,0.14447528869080836,2.0151964703469593E-2,2.6286243412270521E-2,5.5714909217312739E-3,1.6077544053568953E-3,0.24285000914184335,1.3650397367623572,0.14630770570800553,0.1848026847319765,9.5398112064109308E-2,1.5296945471921489E-2,4.3757774952841826E-3]
[null,388,1.0072163021975717,1.0001804597826118,0.98945205763636301,1.0155304669982863,0.96671344326796627,1.0297098343098263,0.98934769949672074,null,2.233394421654781,0,1.6160983268446495E-3,0.14239902412923447,1.9603377892837396E-2,2.6077600328328794E-2,5.4091288531172687E-3,1.5940392721752129E-3,0.23946707366982406,1.3647186643141485,0.14172552669629931,0.18052950795272837,9.4137240652311216E-2,1.5010886796666045E-2,4.3384494239560823E-3]
[null,389,1.0005657350371697,0.96881198319521911,0.97207077044720569,0.99707830333390701,1.0223531186407515,0.97314205237213747,1.0015550438983853,null,2.2060582805435494,0,1.6049502194589523E-3,0.1340642836001491,1.9861609922624177E-2,2.5555943373239586E-2,5.384454242087511E-3,1.5817699060645767E-3,0.24323526770475787,1.3399014660549418,0.1426276780354073,0.18719580445899231,8.9561809048997867E-2,1.438808816174823E-2,4.305056253998382E-3]
[null,390,0.95660512235488426,1.0264047996782475,0.98909327196036378,0.99809489674620988,1.0227253779824379,1.0091048390787438,1.0254801582498125,null,2.2514333564672717,0,1.659315840476696E-3,0.14600725069290041,2.0523109729967737E-2,2.6210156175351444E-2,5.6608548945007832E-3,1.6362044142371932E-3,0.25626064711735846,1.3412874204094845,0.1492229478594001,0.18997636716250005,9.6543329643608192E-2,1.5311175167525682E-2,4.4532090409134467E-3]
[null,391,1.023775648909208,1.0016393057845403,0.99936469580065135,1.0416537301682129,1.0112599782583269,1.0116546359090435,1.0233653635857012,null,2.2671793159592433,0,1.5298250762285856E-3,0.13886264156833311,1.9286155136224101E-2,2.681235630168995E-2,5.3750536402651251E-3,1.5085709391965921E-3,0.24214889872136741,1.3998395432514192,0.13945541968829855,0.1846208626851587,9.1257775911633546E-2,1.5436030395668028E-2,4.105832796216671E-3]
[null,392,0.97928310541359931,1.025497947578851,0.98715830189953313,1.0265529629310908,1.027895598194744,0.99489392732069193,1.0014963954312672,null,2.2625902565352787,0,1.6047904958807215E-3,0.14035729534403305,2.0050514644698425E-2,2.6456619226188229E-2,5.5196825616319672E-3,1.5821192419904504E-3,0.24340586378051449,1.3795280761346129,0.14576274113841237,0.18912324101061717,9.2915251444822461E-2,1.5187635472404629E-2,4.3060070312300521E-3]
[null,393,0.99090053845531001,0.97309150134581124,0.99083468879315739,1.0331653545579464,1.0107136113376725,0.98209228866442766,0.98590111457679508,null,2.2635008030487311,0,1.5717291017317686E-3,0.13897634688801214,2.0047766302280771E-2,2.6573677731379811E-2,5.5394837341847048E-3,1.549235480883031E-3,0.24209204379412594,1.3884192413923651,0.14406232882405837,0.18647408936340581,9.1798517163859561E-2,1.5323293202284082E-2,4.2165082736245916E-3]
[null,394,0.98155586467616351,1.0270768475520478,0.99305363479543574,0.98117172661945873,1.028050256916649,1.0074175453731211,0.9742594803394069,null,2.197248534135789,0,1.6010122749097098E-3,0.14257045693250328,2.0001042914229002E-2,2.5654885117881478E-2,5.538969101735406E-3,1.5786755688979555E-3,0.23709177540392701,1.3185506897008885,0.14543903871606206,0.18900562642243895,9.4047640050187592E-2,1.5074111993669427E-2,4.2966344882788103E-3]
[null,395,0.99978399579587252,1.0391424709802182,1.0375315905928382,1.0033318170012502,0.96843505888176395,1.0165326177586822,1.0367758872573341,null,2.2339790701313924,0,1.4422399228762458E-3,0.14689988765684558,1.9613613913772119E-2,2.6926084624569042E-2,5.677902292885343E-3,1.4222987741981023E-3,0.24738036235560534,1.3484163085093941,0.14289004588422818,0.18120565439231273,9.4405211982218185E-2,1.6712911265536496E-2,3.8710284027023297E-3]
[null,396,1.028881653597804,1.0479864418635167,0.97304747469301689,0.97677791999821573,0.98028466496863598,0.99458927162135424,1.0022153678321641,null,2.1471963272850494,0,1.5646877536101707E-3,0.13112954320012077,1.8984644194260176E-2,2.4885345795024331E-2,5.1518430980998396E-3,1.5425762696571808E-3,0.22923940615531244,1.3126221924600745,0.1387045883103783,0.18080999039889203,8.7549298267858622E-2,1.3943202793105226E-2,4.1983840958762179E-3]
[null,397,0.98729561722548009,0.97171503637601897,0.99417664713098364,1.0282439858751293,0.99585628652223901,0.98749661130870403,1.0218460225653758,null,2.2695336261058752,0,1.5756944013063305E-3,0.1407528138687632,2.0129359225069941E-2,2.667942035188536E-2,5.5808227868350399E-3,1.553267444076437E-3,0.25249195425395904,1.3818105702782186,0.14459612889638485,0.18501614508820255,9.2786353610861669E-2,1.548500275462179E-2,4.2274819483007348E-3]
[null,398,1.0324945881498622,0.99161408315460897,0.99096217977061074,1.0417479830875995,0.98226601093437527,0.98875494372719563,1.0028582197241358,null,2.2457796675464636,0,1.5119592007764519E-3,0.13375596209013896,1.9160570641836752E-2,2.6476391311711454E-2,5.2950208715684902E-3,1.4904667776962739E-3,0.23462644353330975,1.3999531916819972,0.13825906105702351,0.18084705893072017,8.8343536021923047E-2,1.5027364592668131E-2,4.0565592366480375E-3]
[null,399,0.96204053623437569,1.0006152918360807,0.97864735475130116,0.97844117635253591,0.98749647287421571,0.97979580721778281,1.0045169542967249,null,2.2034755224811349,0,1.6462110577314742E-3,0.14028945311108412,2.0514959370530043E-2,2.5498303019088297E-2,5.5989736866687628E-3,1.6225962771433209E-3,0.25024136973862687,1.3148631464990428,0.14835492184665727,0.18563447187623033,9.3347738673208211E-2,1.4739627262917937E-2,4.4161721776651139E-3]
[null,400,0.98402376996951713,0.98849205597648693,0.98788917924219077,0.95500046152032603,1.0308912155090129,1.000358351287209,1.0194845801881158,null,2.1747369110964074,0,1.6164201670218828E-3,0.14169833995046491,2.0116377374733232E-2,2.5273242744565206E-2,5.5419120140154567E-3,1.5937093564451293E-3,0.25160191509907215,1.2833735254446021,0.14506221650448037,0.18917070974391492,9.37618685262257E-2,1.482196300281398E-2,4.3375515020954852E-3]
[null,401,1.0350823978258696,1.0174588828281474,1.005822679700755,0.96181654066214806,1.0357823804634345,0.98750559057271659,1.0191836140808503,null,2.1430592340690344,0,1.4523177599784459E-3,0.13437780008642564,1.9013717784996106E-2,2.5379827062344287E-2,5.3335864963555248E-3,1.4316470181800205E-3,0.23482667132924759,1.292559564412028,0.13794644505831091,0.18676524666106858,8.7972807303088624E-2,1.5007767375795277E-2,3.8964712411733108E-3]
[null,402,0.98885489823070505,1.0147538999437915,1.0107706517155539,1.0097215473371355,1.010177163633035,1.0056610660647729,0.97941684943880125,null,2.2359344278569417,0,1.5332299328529142E-3,0.14403718434926291,1.9917360169328425E-2,2.6488066653130058E-2,5.6147988027335019E-3,1.5118015385436809E-3,0.23800074839046129,1.3569466747192724,0.14440677173662769,0.1865549976573338,9.4021397651068497E-2,1.585323069935626E-2,4.1146254226726575E-3]
[null,403,1.0252869876271473,0.98258776502512624,1.011364570176756,1.0039308736654537,1.0196189986403621,1.0218011037719903,1.0376753641661014,null,2.2284577764044302,0,1.5113006063740653E-3,0.14226368673815645,1.9346603530742367E-2,2.6451227829674726E-2,5.4571368395677786E-3,1.4905123307656163E-3,0.24845240310833769,1.3491657841833549,0.13927682202053929,0.18549063304801069,9.2831243560330762E-2,1.56863406042347E-2,4.0566832170862242E-3]
[null,404,1.0132784216964612,1.0157586317336516,1.0349929328781793,1.0161250421076344,0.9619643012977418,0.98666930052141777,0.99192545396774001,null,2.2239909974830945,0,1.3955305611855363E-3,0.14099926608403771,1.9447984419693417E-2,2.687926207258725E-2,5.615889670584389E-3,1.3756512325684242E-3,0.23380927886285385,1.3656035083996996,0.14098129545566737,0.1796812073382715,9.0746151171853612E-2,1.6502964164718966E-2,3.744069171744312E-3]
[null,405,0.98767839908410027,0.98902983724368398,1.0204138412532018,1.0193024445711625,1.0168603508951595,1.0102249880388552,0.98135260635200139,null,2.2596471019099287,0,1.5199737858149535E-3,0.14701768137426363,2.0060178008464932E-2,2.6928500312760596E-2,5.7096671370018108E-3,1.4988266298547285E-3,0.24226581457776264,1.3698412261260597,0.14460131811252991,0.18739070010076192,9.5425169094640869E-2,1.6348682223242143E-2,4.0793119983988284E-3]
[null,406,0.97274252172932762,1.0026780919281228,0.96854975665326792,1.020766295804528,0.97209471731318242,0.99545303260699858,0.98470605989454907,null,2.2489008888998994,0,1.6882160539265988E-3,0.13957002754564149,2.0273613208254371E-2,2.5916438293177097E-2,5.476407461184986E-3,1.6643796229713218E-3,0.24354846682845524,1.3717306689221413,0.14669894344110565,0.18320644408561856,9.3439906774897608E-2,1.4533916099244239E-2,4.5298926711326822E-3]
[null,407,1.0215929036010618,1.0170932868435674,1.0084813519889781,1.0263918940812851,0.99205703757738095,0.99737865882381882,1.0170380527793768,null,2.2388756552750824,0,1.4781408269245156E-3,0.13788923550708795,1.9267926693928471E-2,2.6636372106862788E-2,5.4193017156767935E-3,1.4573108054250744E-3,0.23827391383326399,1.3793454245107504,0.13977393981619143,0.18258195305288133,9.0129900187210843E-2,1.5612198262737896E-2,3.9663196099891558E-3]
[null,408,1.0093227187578233,0.99154699462531615,1.0335769353887756,0.99896278466651056,0.97722117244689566,1.0089299796996194,0.975597131980804,null,2.2122828982051517,0,1.4444907045356992E-3,0.14537088693668579,1.9627220626255534E-2,2.6586120778392151E-2,5.6597362553628518E-3,1.4243679374067559E-3,0.2353791635162826,1.3425353015499102,0.14153057794353655,0.1816339135884211,9.3636371059576853E-2,1.6467068734999261E-2,3.8766599828568152E-3]
[null,409,0.99627369242937425,1.0002605945805807,1.0112305876441428,0.97705265402838093,1.0110792087030123,0.95674985072741869,0.99525696433555977,null,2.1765919659938793,0,1.4509999155856979E-3,0.13640268080355461,1.9831998199321188E-2,2.5871618119183083E-2,5.5933044786368163E-3,1.4296840505919148E-3,0.23785897836135217,1.3130443573462254,0.14333250528686003,0.18621055668558054,8.901378983915513E-2,1.5562364048514169E-2,3.8911286904905781E-3]
[null,410,1.0059276457755366,0.99987780485115574,1.0121213309233552,1.0096333488830518,0.99556602720563847,0.99420385503285114,1.0044190878711516,null,2.2271930696903959,0,1.4906958358915732E-3,0.1405905602215706,1.9643877426508596E-2,2.6480922073857958E-2,5.5451787497562827E-3,1.4696218069367598E-3,0.24079546863951867,1.3568306548688005,0.14195897623077708,0.18388628131676807,9.1698606363777815E-2,1.5783791730230312E-2,3.9998260977834044E-3]
[null,411,0.96636511603953912,1.0089730753868222,0.99018310902034423,0.98368972556634604,0.98644839642513549,1.014412100192648,0.9899100552376483,null,2.2161440610989969,0,1.653693613801153E-3,0.14600360121844369,2.0393237411105769E-2,2.5765133637221264E-2,5.6312334561279048E-3,1.630781001572848E-3,0.24740430460784296,1.3219305304785145,0.14771843369384111,0.18525040170105267,9.6477889556897345E-2,1.5153759650706974E-2,4.4384482994686038E-3]
[null,412,1.016973297893597,1.0224905268656266,1.0159698015232048,0.99403321650342646,0.9904183251577392,1.01842134256878,1.0254495647325481,null,2.2071392998229595,0,1.4910326013974934E-3,0.14231369396171031,1.9337513848842379E-2,2.6251620833236775E-2,5.4796903044460723E-3,1.4704550533579414E-3,0.2424526559905823,1.335873128653986,0.14042584854478352,0.18266718038682803,9.2612761350600162E-2,1.5743689576122055E-2,4.0020939198622523E-3]
[null,413,0.99719936098992923,0.96491482527505301,0.97666279336436623,1.0224106405797786,0.98809068810241851,1.0085491053622748,1.0257477661680723,null,2.2584439686121662,0,1.6546688220622247E-3,0.14022405870347621,1.9949226319801342E-2,2.6196273556739848E-2,5.4335874516099206E-3,1.631609421564458E-3,0.25343712390919737,1.3739485983611508,0.14311972261245862,0.18352655896532399,9.3416309719203769E-2,1.4774865428105022E-2,4.4407029855971902E-3]
[null,414,0.99459056539619994,0.99225504816136323,0.98773133745423158,1.0000900767303602,1.0228453755278508,1.0268833635781738,0.98667854519891052,null,2.2273395208915887,0,1.6408161537358303E-3,0.14382121961017016,1.988592670411141E-2,2.5925420691069876E-2,5.477549545375349E-3,1.6183580655974919E-3,0.24257163455514544,1.3439668139783547,0.14352067215830322,0.18762069432326309,9.5175593832347624E-2,1.4991816418624309E-2,4.4046371629634278E-3]
[null,415,0.98078157983109004,1.0164614519148647,1.0286083576034852,1.0202508593901438,0.98882892350132101,1.0045995653769741,1.0018111365438922,null,2.2630373869874876,0,1.4874094879410466E-3,0.14745597838125546,2.0085238079958441E-2,2.7126456025509092E-2,5.7634458933556072E-3,1.4665995139021958E-3,0.24529390873776832,1.3711335175158805,0.14563745677650142,0.18465251224203014,9.5253515263419769E-2,1.6664567633403637E-2,3.9916004124419544E-3]
[null,416,1.0001812193247344,0.98714023099442783,1.0213416154036947,0.98374854840110393,1.0229518868847094,0.96578873389445663,1.0040510726377094,null,2.1941111985515303,0,1.4327857026357436E-3,0.13888270145623699,1.9818333703325412E-2,2.624703410611768E-2,5.6460343878019922E-3,1.4119344053095866E-3,0.24142459953409051,1.3220621850428707,0.14279586384131773,0.18732899196717973,9.0096091979104925E-2,1.5987393823608115E-2,3.8428200072010746E-3]
[null,417,1.0445378661013505,1.0068215858447758,1.0023164460124028,0.99509251374434016,0.98923451366623039,1.0167853660928723,1.0067176121763033,null,2.1841740442383859,0,1.4961215502410146E-3,0.13702952238196961,1.8883120023428894E-2,2.5807706194941427E-2,5.2783583277894947E-3,1.4754405486319903E-3,0.23329413783628725,1.3372723934493678,0.13668997953670442,0.1809818911045834,8.989534397331482E-2,1.5046609617078021E-2,4.0156627945301393E-3]
[null,418,0.98344681066955653,0.99778314543033353,1.0162871108161826,1.0428148663265997,0.99429941437841984,1.0116961692247919,1.0126518839894012,null,2.2981364029455302,0,1.5389303187023022E-3,0.14701239550322789,2.0104846737216416E-2,2.7367701727722155E-2,5.6989314659165475E-3,1.5175505586290474E-3,0.25005650758144854,1.4014310317521452,0.14521382255713347,0.18509532178156707,9.5652698489079285E-2,1.6394252749963967E-2,4.1302723601810629E-3]
[null,419,1.0013573527314532,1.0291239159766536,0.98775051893136379,0.99751138350254676,1.0184048796225817,1.0278973703574077,0.97311202495954474,null,2.2088178689279525,0,1.6182320547616714E-3,0.14185184206063534,1.9593660722980959E-2,2.5730201515586113E-2,5.3971500766821588E-3,1.5961049281180942E-3,0.23344661009422996,1.3405014733504299,0.14255085874616055,0.18671576928777678,9.3871251599220523E-2,1.4837107142402694E-2,4.3440714584893061E-3]
[null,420,1.0220818396223026,1.0327267687884745,0.99891036479678341,0.98306198315947757,0.98121864639116319,0.98947016858112546,0.98505091593748551,null,2.1630803792562188,0,1.490116642864487E-3,0.13503008499314212,1.9188377032914296E-2,2.5498587155996247E-2,5.3453600071724306E-3,1.4689500217005829E-3,0.22825597169093068,1.3210995800761141,0.13968550401562929,0.18132073915329897,8.8763077421626396E-2,1.4916266610731817E-2,3.9979977198244749E-3]
[null,421,0.97723981095060686,0.99296752648196385,1.0373081861722546,1.0340485547439138,1.0022542636549256,1.0371284906111036,1.0009000346528705,null,2.3034304417343021,0,1.5212444151152637E-3,0.15488577162821765,2.0267602615999761E-2,2.7678557386701937E-2,5.8659335139487493E-3,1.5006286048333808E-3,0.25158407191059889,1.3896971638544617,0.14618588212575687,0.1863976009091525,9.9550174308076292E-2,1.7254082911398645E-2,4.0842163802698277E-3]
[null,422,1.0187748488679882,1.0123747726053245,1.007758179349735,1.005576522401042,0.9865401196716499,0.97556415414352127,1.0362901381896441,null,2.2099965543156896,0,1.4534758039125065E-3,0.13524936078999167,1.9340557100790079E-2,2.6291617736183704E-2,5.4357946584025329E-3,1.4325353568643577E-3,0.24223986761411992,1.3513708201281251,0.14015893513114649,0.18211837015706148,8.8442135769737459E-2,1.547114667094962E-2,3.898889006231308E-3]
[null,423,1.0165655079611216,0.99684204377645935,1.0069274739802716,1.0225633375994361,0.98982212944243697,0.96924789829494162,0.9696855670654797,null,2.219762351411839,0,1.4546421764881116E-3,0.13500592827503025,1.9448123215197503E-2,2.6410109883975394E-2,5.4614830513705446E-3,1.4335483541208264E-3,0.22843828397327928,1.3741975172066443,0.14046166440899877,0.18261518974468821,8.8326297050155933E-2,1.5517202374034584E-2,3.9016460508289586E-3]
[null,424,0.97951593415157023,0.98152365646343698,0.96058149200970888,0.9922319705776852,1.0194871985570324,0.9585328110318484,1.0365364975405946,null,2.2133719713471387,0,1.6488301019497301E-3,0.13298969524459228,2.0223018988055411E-2,2.5441738768159972E-2,5.4182977106005696E-3,1.6246530746498291E-3,0.25412037085216421,1.3333791264840729,0.14566589095257437,0.18813581212220906,8.9469201680215119E-2,1.4131225469337856E-2,4.4217701024547125E-3]
[null,425,0.97236866418992574,1.0048717293208895,0.99189546996870692,1.0026223186944081,0.97918522799877317,0.97644572093615201,0.97808199578332078,null,2.2223129212417589,0,1.5777847484252465E-3,0.13994816769327859,2.0286593442979343E-2,2.6019605291412135E-2,5.6114839431186201E-3,1.5550738861301893E-3,0.24038758706564023,1.3473754764410837,0.14681044687454486,0.18405195410721251,9.2381775911894712E-2,1.5230142844810881E-2,4.2323984880775854E-3]
[null,426,0.98272737958005019,1.0279249469638871,1.0122169970658994,0.98940733817896265,1.0017569552305119,0.99722231858008337,0.95929897529541486,null,2.2019571023635356,0,1.5209318156241219E-3,0.14348983266590615,1.9985684823094565E-2,2.6068283837425522E-2,5.6422048710226174E-3,1.4994954215677497E-3,0.23242593659450481,1.3296494072362182,0.14531057380815385,0.1859786900736585,9.3584353678114088E-2,1.5762438940517376E-2,4.0811322289745428E-3]
[null,427,0.99541308184783472,0.98186298202838673,0.99504337332364357,0.98616687923374657,1.0031001301915665,0.97265412640170501,1.0326935806126238,null,2.2028811874234995,0,1.5330838236872685E-3,0.13727548165608863,1.9920171797324575E-2,2.5890113100841348E-2,5.5276540740862848E-3,1.51093036985298E-3,0.25054077641228467,1.3252663109846154,0.14341896918178776,0.18534577126744198,9.0447240962558725E-2,1.5158597051625583E-2,4.1122543886772502E-3]
[null,428,1.0195740336976256,1.0197772614213561,1.0284128410646065,0.99467454903477315,1.0059244035863235,0.99825025506021947,0.96810969919602208,null,2.1911236665384206,0,1.4213343550388787E-3,0.14080980389248807,1.9307082547542181E-2,2.6308801335057357E-2,5.5390829554596566E-3,1.401322340923079E-3,0.22717229350167373,1.3367606244383143,0.14009584212574186,0.18428218141548056,9.0970559840603371E-2,1.6083469033965649E-2,3.8139374662070867E-3]
[null,429,1.0210792723702613,1.021661100023443,0.98887937869757625,1.0130504375432288,1.0234638602491188,0.9918667020165427,1.0060389192859547,null,2.2150156151900369,0,1.5302214265304048E-3,0.13452783121220244,1.9246691047484426E-2,2.6006821336719825E-2,5.3076342137761212E-3,1.5085376489012766E-3,0.23471277558214565,1.3613850949121291,0.13980006114074672,0.18614452367706147,8.8964283098960192E-2,1.4835840555430298E-2,4.1057421910069636E-3]
[null,430,1.0341314382669278,0.97344765757562912,1.0247994626219816,0.99321741882909154,0.97993518387762701,1.0168334236686689,1.001450593606372,null,2.1974858281491545,0,1.4529826258540028E-3,0.14242247745915484,1.9228804772809506E-2,2.6290786624186796E-2,5.4969157713809468E-3,1.432898886109578E-3,0.23855436934048405,1.3347945965288013,0.13811564460876136,0.18052196533134565,9.2206144607544546E-2,1.597432843143122E-2,3.8998784129994123E-3]
[null,431,0.98733148409960381,1.0108084435475404,0.97264603759186874,0.96092080964133519,0.9884001771248373,0.984707319678922,0.99719181351368325,null,2.1572707454339599,0,1.6285635158352365E-3,0.13629731849830293,1.9941163845427087E-2,2.4875274456578118E-2,5.4091965144924727E-3,1.6053184108543298E-3,0.24118077593044518,1.2913125683383386,0.14454080348395518,0.18415247757726191,9.1021775658842258E-2,1.4193488714021428E-2,4.3691475212735715E-3]
[null,432,1.0198743689536298,0.99262047841139245,1.032766224877111,1.0068403327405926,1.0031072053285994,1.0390237294079638,0.97878982986851948,null,2.2286857810681417,0,1.4743248815999106E-3,0.14807181752338536,1.9419033589744075E-2,2.6737540410030201E-2,5.5952242947445788E-3,1.4543813665268818E-3,0.23589470937592885,1.3531202891297611,0.14006445917075164,0.18395058022582159,9.5420878630938982E-2,1.6472845589107925E-2,3.9583466429975482E-3]
[null,433,0.97768899660182407,0.98174073935134232,1.0408730978243497,1.0157172326473864,1.0170022125062199,0.98540964568627976,0.96117357834537098,null,2.255114884385613,0,1.4376050525123749E-3,0.14784375346548961,2.0311331889678638E-2,2.7245823600281948E-2,5.8992427526801845E-3,1.4171001948794508E-3,0.23878705987515206,1.3650697932792359,0.14612716279034568,0.18804003917746517,9.4828997073235013E-2,1.7125305756175047E-2,3.8568795835081703E-3]
[null,434,1.0167079223792836,0.99630584315010184,1.0021304924063532,1.0224770983536045,0.99381753826768682,0.99681420949882604,0.99405230190859439,null,2.2336429321579083,0,1.510951531745461E-3,0.13827124414277633,1.9444749137566733E-2,2.6428040474132244E-2,5.4343347043226001E-3,1.4896470835537802E-3,0.23633520569474795,1.3740733322064389,0.14043111903341093,0.1830544451541945,9.0719957783935892E-2,1.5417479975166785E-2,4.0543282994042716E-3]
[null,435,0.9577733328639686,0.96678918451616502,0.98789467538712772,0.98821416025934627,0.96610316052925738,0.99921505902695595,0.99847086837885535,null,2.2313619332893495,0,1.6669272387156533E-3,0.14612592795069174,2.0768914863251955E-2,2.591211955212637E-2,5.7217130509582444E-3,1.6434800029908321E-3,0.25590819815345633,1.328007627991306,0.14903806244795076,0.18349911625998783,9.6691287020887612E-2,1.5239402439351913E-2,4.4730107951036638E-3]
[null,436,0.9538245614291514,1.0239311103500528,1.0317868644670218,1.018386880400213,1.0108158055482328,1.0014170359484766,0.99899038691378772,null,2.2814961435940488,0,1.5120989909798352E-3,0.15134000953144336,2.062172705916443E-2,2.7341313055907944E-2,5.9360141137911708E-3,1.4908763598723779E-3,0.25036435101430032,1.3686357328120113,0.14976117406638648,0.18885101859818856,9.7582336958620425E-2,1.7026015031029358E-2,4.0576739843126656E-3]
[null,437,1.0257870574085675,1.0102347997202543,0.99740998261655744,1.0176185664922017,0.97641230151026448,1.0050016795237118,1.0023405275350583,null,2.2197685205095632,0,1.5200852187848574E-3,0.13715321698386704,1.9211000417881152E-2,2.617936128791705E-2,5.3435890119991015E-3,1.4988265960243778E-3,0.23517179294354854,1.3675364872844302,0.13917758322721072,0.18056650935967339,9.0239286217184106E-2,1.5131640492285547E-2,4.0793119063237664E-3]
[null,438,0.99469901158616669,1.005881991355893,0.99978780177409299,1.0173205238106642,0.97474394354340133,1.0473644209517055,0.97782529129831519,null,2.2500680808151099,0,1.6271794197009106E-3,0.14795949182703372,1.983173577148244E-2,2.6374020941365497E-2,5.5294587410700822E-3,1.6053434942554119E-3,0.24044933322943546,1.3671397373738241,0.14353290310094804,0.18218744816553539,9.7211588457575271E-2,1.5504983342258735E-2,4.3692157900225752E-3]
[null,439,0.99684460000613662,1.0303745259500012,1.0407738484340456,0.99702297115263794,1.0020024108734458,0.9993985546538291,0.97010484101483152,null,2.2117929332422501,0,1.415158554282337E-3,0.14552131347495434,1.9710183788034113E-2,2.6713044270762078E-2,5.7240863257841E-3,1.3952563875260044E-3,0.23182101654517415,1.3399454589584503,0.14331891778694328,0.18517780711877771,9.3344684612961346E-2,1.6738894586459368E-2,3.7974279407012503E-3]
[null,440,1.0287841199516632,0.99878511071212905,0.9883027854743045,1.0099154289180574,1.0124649310144485,0.95481406397804747,1.0256346284279325,null,2.2011051917624553,0,1.4710828837507461E-3,0.12903142875716125,1.9197604088243989E-2,2.5935607695226171E-2,5.2910106523225732E-3,1.4494281767445593E-3,0.23722249287705743,1.3571713398503158,0.13875177196650687,0.18446569067162544,8.5358982146501894E-2,1.4756052071270852E-2,3.9448656932286391E-3]
[null,441,0.99607654184400629,1.015446538932868,0.95885216908760151,0.97433023763783888,0.98202603505516761,0.99328326144860191,1.0126895309657344,null,2.1711786691630879,0,1.6736411096640146E-3,0.13435526594179709,1.9737619575437248E-2,2.4838657326298676E-2,5.2788535087662479E-3,1.6499588469325404E-3,0.24281563162924105,1.3093212710229905,0.14324010279260155,0.18289317800692692,9.0483860518209724E-2,1.3747267030987944E-2,4.4906440725626636E-3]
[null,442,1.0407937970441941,1.0213965163134757,0.96737710549454692,0.9905048782981507,1.0079850872506764,0.97050249626528684,1.013939255716374,null,2.1598539497758455,0,1.5357514064294831E-3,0.12646864525228185,1.8870399634259804E-2,2.5048469490667451E-2,5.0912518826097316E-3,1.5135102050781943E-3,0.2302892869783188,1.3310636061875505,0.13710459735786201,0.18327725646959567,8.4729289132600943E-2,1.3814112741733017E-2,4.1192758497178312E-3]
[null,443,1.0062120942868835,1.0001299987944035,1.0332679465514507,1.0184617968706742,0.98804878063270141,1.0019352906937171,0.97102253610014222,null,2.2374279066739264,0,1.4371105894929344E-3,0.14447929458978129,1.9650407732099535E-2,2.6945288540426115E-2,5.6646949694065859E-3,1.4169508696440149E-3,0.23344860613433968,1.3687398679719822,0.1419673978973566,0.18303924486453213,9.3078726536007295E-2,1.657806398840183E-2,3.8564731694423655E-3]
[null,444,1.023109908872962,1.0093275096559529,0.99890511858894215,0.96868277554931559,0.98250892576289039,0.98936570775712485,1.0062151329006928,null,2.1518319799150114,0,1.496002264294981E-3,0.1355610680145482,1.9265987914736597E-2,2.5334303913442695E-2,5.3669519690311331E-3,1.4747497961213848E-3,0.23558578007976053,1.3017759023261064,0.13954512960760224,0.18140826052627043,8.9112401340817396E-2,1.4883663896967712E-2,4.0137827939027747E-3]
[null,445,0.96487628856928243,1.0421903655578388,1.0059110578541208,1.021665811124713,0.99514040759817357,1.0190913676399886,0.97507583209819659,null,2.2658620714999307,0,1.5990578210271379E-3,0.14806085845866337,2.0289759840739593E-2,2.6695835702205309E-2,5.6920363064962695E-3,1.5770039402774418E-3,0.24069261833510325,1.3729895559859788,0.1479838840214307,0.18634199294282427,9.6925596016212465E-2,1.5919902904800647E-2,4.2920848662259987E-3]
[null,446,0.98575296699261472,1.0090051230509418,0.98201212939566684,0.98616688467385571,1.0137215860657451,0.99748303942821048,0.98425413759130276,null,2.199249452094314,0,1.6212916460515237E-3,0.13961562125022559,1.9986845950625956E-2,2.5533867320486358E-2,5.4735239613196672E-3,1.598446728138171E-3,0.23973547168302098,1.3252490756387001,0.14479405656626668,0.18711905361820358,9.271086946101173E-2,1.4703466496197999E-2,4.3504450661697846E-3]
[null,447,0.99853067535151852,0.98037267665834493,0.97802147450140975,1.001701347498309,0.96780690032182359,1.0082224161890792,0.97779617796907725,null,2.2120758008339361,0,1.6415452614252143E-3,0.13968443515789411,1.9853942313433997E-2,2.5626321615312891E-2,5.41511882865794E-3,1.6186613377999111E-3,0.23933671575646995,1.3461202695269194,0.14293202616874182,0.18115548968837636,9.2980342458735279E-2,1.4588560673094872E-2,4.4054625699247573E-3]
[null,448,1.0225223820706089,0.98316629054262927,0.9990581165630027,1.0084495580213342,0.97951686531608351,0.97856426406887598,1.0192753565680501,null,2.2107402928632571,0,1.4886257873971251E-3,0.1349335492791596,1.9388846891729979E-2,2.6137562177699317E-2,5.4020081396383337E-3,1.4672446815718631E-3,0.24107297816986326,1.355217209517884,0.13962565468829161,0.18110349689200034,8.8691823805184603E-2,1.5195188061469628E-2,3.9933563461593217E-3]
[null,449,0.96953632403587753,0.99844381099793045,1.0007842957243327,0.99208044866184897,0.98516609812207834,1.008168922806606,1.0231075691969296,null,2.2359169633096574,0,1.6062381666549976E-3,0.14641820396687263,2.0380327802519787E-2,2.6227745873652949E-2,5.688110227331223E-3,1.5838452526614169E-3,0.25575457956480996,1.333222106242469,0.14726042506367604,0.18491429396285516,9.614199419542005E-2,1.5620864660747635E-2,4.3107046632971579E-3]
[null,450,1.0199401030772186,1.0254565634023083,1.0443256118378887,1.0225321292409273,1.0161655258796496,0.97174418571716703,1.0156219925382199,null,2.2356231414318031,0,1.3363125684377258E-3,0.1388350005073786,1.9286331010828064E-2,2.7275673934310962E-2,5.6205619535937947E-3,1.316984427701958E-3,0.23559421932983793,1.3742374810638593,0.1400816751192368,0.1854334310938297,8.8874122285381871E-2,1.6819575805873725E-2,3.5843974684048171E-3]
[null,451,1.0373201455176275,0.99154327524479591,0.99388005186688111,1.041792726337172,1.0112690196840419,0.99442837513557936,0.99286557105259654,null,2.2459995805675299,0,1.5044619901239528E-3,0.13428289289699,1.9073494630114433E-2,2.6527483835961721E-2,5.2865050024734775E-3,1.4831981504674252E-3,0.23167346495728938,1.4000176577997794,0.13762235577083068,0.18386069086296647,8.8536964941138774E-2,1.5102557280208226E-2,4.0367764294334339E-3]
[null,452,1.0015005340246044,0.99615619345026607,0.99247447386159426,1.0152775010251289,0.99618565766138401,0.99994461065509666,0.97885608876384411,null,2.2298708778271008,0,1.569880867336699E-3,0.13953891185770428,1.9734636953882063E-2,2.6152237016658891E-2,5.4619987639621479E-3,1.5478148106540474E-3,0.23644705585486961,1.3643829976612523,0.14254132141566087,0.18419972221444991,9.2079731296023176E-2,1.5141689171733778E-2,4.2126416775851135E-3]
[null,453,0.97518046311757056,1.025356672128263,1.0110371321289848,0.9843545690613783,1.0179837635479949,1.000731241744298,0.98105264588476881,null,2.2092232634534947,0,1.5427199355874624E-3,0.14503521677927453,2.0150688418600727E-2,2.6104920776358748E-2,5.6820878106739019E-3,1.5210526947645586E-3,0.2401056972246472,1.3228569271106307,0.14643234101399996,0.18827903791786169,9.4658006252100677E-2,1.580020336990566E-2,4.1398040202630581E-3]
[null,454,0.98119752117904202,1.0166718267852308,0.9936435104117276,0.99377908184367536,0.99520447415965785,0.98284408649322108,1.0335770602928436,null,2.2196324186145731,0,1.5641211512226107E-3,0.13948450266978213,2.005359268798005E-2,2.6033528412264879E-2,5.5568279142066456E-3,1.5417535332377338E-3,0.25082923186003936,1.3354939718054786,0.14549353720980249,0.185315397038751,9.1979545154511233E-2,1.5218506601185532E-2,4.1961448785574713E-3]
[null,455,0.9680832763860916,1.0236249160392199,1.0343062506024681,1.0000880306567868,0.99721439257295175,0.99175333398930454,1.0046427297854836,null,2.2425181209919005,0,1.4678181970676424E-3,0.14800733279171485,2.0320955858119393E-2,2.6939665795637533E-2,5.8640005435933781E-3,1.4470163176162898E-3,0.24732870754032213,1.3440492440137042,0.14756139152914127,0.18639957035581908,9.5294333140590937E-2,1.6835419894955354E-2,3.9383014077506379E-3]
[null,456,1.0142364663693302,1.0153395448571532,1.0155115747554366,0.97830440714760525,0.9868594155311663,0.98114302253553909,0.99846138422524788,null,2.1698341097337206,0,1.4439316979419727E-3,0.13755446224887288,1.9419373687213626E-2,2.5844418568188549E-2,5.5003748896414739E-3,1.423247041708865E-3,0.23459588503153847,1.3147344441450568,0.14080373315920569,0.18242194942931622,8.9539701999708871E-2,1.5566841956940551E-2,3.873609274270324E-3]
[null,457,1.0068837785468272,1.0013938236564328,0.96507623210040994,0.996966638518752,1.0158506035934209,1.0208726112735309,1.0146329692901617,null,2.2114412653001092,0,1.6851265238807917E-3,0.13790587165000476,1.9589559476320548E-2,2.5408613322710862E-2,5.2728411210085559E-3,1.6619261523927518E-3,0.24461945443953409,1.3397451230093806,0.14171679933013689,0.18608316692152568,9.2521669524853842E-2,1.4078151743117247E-2,4.5232151330041733E-3]
[null,458,1.0265187086635523,0.96461066932756323,0.96689766101456887,1.0106167143142666,1.0267214790458958,0.97892185075540172,1.0117847998972158,null,2.2109981095934446,0,1.5920807275842876E-3,0.13093366238117732,1.9374819976205097E-2,2.5598230086103634E-2,5.2247799567773645E-3,1.5692220532955204E-3,0.24045458732969127,1.3580899402743984,0.13901014697921396,0.1861871779044266,8.7746343999866708E-2,1.41303742447122E-2,4.2709051351595625E-3]
[null,459,1.0194754454899966,0.99723876998348249,1.0055580690822292,0.98875763096923353,0.97333681613765999,0.99309087836672028,1.0234887496548604,null,2.1897426522962893,0,1.4902725946219781E-3,0.13779066905595069,1.939007356054177E-2,2.5917313857857439E-2,5.4377170387270675E-3,1.4691809376695714E-3,0.24228625725466313,1.3287645274361208,0.14005764238605101,0.18058399141767772,9.0221226859255307E-2,1.5315698889425695E-2,3.9986261969706333E-3]
[null,460,1.0028126809684923,1.0433108789493983,1.0097017429437056,1.0008389293708566,0.98981884542198373,1.0061836824723591,0.98634287920586494,null,2.208024900089617,0,1.5068099162958565E-3,0.14110017172126305,1.9519926032596505E-2,2.6165765864272779E-2,5.496884306316667E-3,1.4857617058869025E-3,0.23315938862151073,1.3450075437560232,0.14239436877618084,0.18341771288046188,9.2162301420516443E-2,1.5578131338671114E-2,4.0437535822094349E-3]
[null,461,1.0034158688679944,1.0416719383590534,0.97164320255808811,1.0270862387684545,1.0227719493684764,0.96690952561047072,0.98709227468962935,null,2.226768653045565,0,1.566358507886882E-3,0.1306590502325734,1.9491494358323872E-2,2.5902642066826246E-2,5.2818101354054929E-3,1.543589751600396E-3,0.23003097500393582,1.3802265337610529,0.14222157735325142,0.18707446521956667,8.730962305785786E-2,1.4392108153424904E-2,4.2011424596314186E-3]
[null,462,1.0290739966712861,1.0320791092931485,0.9922998932414957,0.99996979858472268,1.0106916315141508,1.0356225656271931,0.99617855947053824,null,2.2004746503104502,0,1.5706126960736227E-3,0.13959883395377065,1.9056647741639895E-2,2.5769753675546268E-2,5.2734208037882981E-3,1.5492968990662309E-3,0.23284396075581132,1.3438114576430316,0.13872161625336044,0.18425232632929678,9.2128889599566652E-2,1.4822383917971726E-2,4.216675433672764E-3]
[null,463,1.0279755587838224,1.0434498627221018,0.99719294097048294,0.98389023008184073,1.0269417168253221,0.98834393755973005,1.0256843681061827,null,2.172499272048634,0,1.4817955350927832E-3,0.13357884287150587,1.9034023014551989E-2,2.5627756385093528E-2,5.2932056444045901E-3,1.4607231275956948E-3,0.23500219957561835,1.3222100109008128,0.13888079619143798,0.18615489383528233,8.7898906514983888E-2,1.4864102696372609E-2,3.9756068260658828E-3]
[null,464,0.97511021237206974,0.98256394384934087,1.0082441840961138,0.99400663384238919,0.95570525974614662,1.0008842074232798,1.010015822510403,null,2.2299308845893071,0,1.5666704923554293E-3,0.14605047030623158,2.034023093315784E-2,2.6302822969010126E-2,5.71954087626045E-3,1.5446702328352265E-3,0.25250838760624245,1.3358231696948495,0.14643628634935615,0.18124128497970657,9.5477777618487358E-2,1.5848830342150406E-2,4.204083173372084E-3]
[null,465,0.97318455273867077,1.011718331528312,0.99718129327859373,0.98873446093613993,1.0349856481451807,1.0052064525709508,1.0378680520968933,null,2.2336182524629908,0,1.6028177754988605E-3,0.14451846677230953,2.0242709613895207E-2,2.6172022923684705E-2,5.6292654609126341E-3,1.5804066917081056E-3,0.25649794042588897,1.3287199578317386,0.14669985961311904,0.1903130871404384,9.5098168715209014E-2,1.5447839015680214E-2,4.3013460339035589E-3]
[null,466,0.99873207260327035,0.9717910821677157,0.98605526342382965,0.96887915369920641,0.99970475839156259,1.023668646160909,0.99651768375762806,null,2.1838207539310175,0,1.6420691629757409E-3,0.14319711615422509,1.98934121598352E-2,2.5329292618146097E-2,5.4703201562618931E-3,1.6195233437350561E-3,0.2462510475231415,1.3020220263780511,0.14292166997321942,0.18475615764038303,9.4858015641766311E-2,1.4736432839308524E-2,4.407808665920044E-3]
[null,467,1.0272240391632836,0.99684222375659559,1.0139602133290706,1.0126701214085325,1.0219036865242197,0.99857608333132786,1.0000243391007462,null,2.2207893975753508,0,1.4615946206072877E-3,0.13862188798136432,1.9250614306226755E-2,2.6483561732357348E-2,5.4441479288570328E-3,1.4410224672730817E-3,0.23548353352082474,1.3609152158155471,0.13902001463058272,0.18564200624746427,9.0316808932903947E-2,1.5710190509565826E-2,3.9219881229886596E-3]
[null,468,1.0051824971679351,1.0133848568302586,1.005847319954821,0.99271688506179601,1.0079251754049854,1.0247046016890535,0.98877325696883034,null,2.2081116341993705,0,1.5531446334722035E-3,0.14379297529184579,1.9596600010233736E-2,2.6029126134123004E-2,5.4972279911026023E-3,1.5318413183884061E-3,0.23799012530866473,1.3340857541157738,0.14204982110806402,0.1853214301090923,9.41352462682091E-2,1.5465464080046341E-2,4.1691670972983479E-3]
[null,469,0.99981090821144569,0.99898230599866389,1.0095351089996785,1.0157016992055701,1.0325343071362794,1.0040576930096696,0.99674449277046273,null,2.2450260087752887,0,1.52314222315826E-3,0.14255354346015434,1.9766333996522639E-2,2.6623425233972656E-2,5.5653463990210945E-3,1.5018208207791782E-3,0.24129301213309143,1.3649810200416832,0.14282150086507611,0.18842348154938543,9.3120751584344991E-2,1.5811453715354286E-2,4.0874611990604085E-3]
[null,470,0.97964517565951548,1.0314437845522462,1.0177331118979944,0.97900767452263338,1.000922374306694,0.97458271668571173,1.0147013681253076,null,2.1967509436379333,0,1.4729686850862857E-3,0.14125062428762025,2.0036998816513003E-2,2.6154449081276818E-2,5.6878833564059442E-3,1.451726030589144E-3,0.24438135895251673,1.3156838011825378,0.1457807500522873,0.1860794187189741,9.1825938463371726E-2,1.5939843687021161E-2,3.9511196939062826E-3]
[null,471,1.0010733089043304,1.0195160797766558,1.0089631868239981,0.97127734598864668,1.0005231193320987,0.99355174069155894,0.97670707763183329,null,2.1675494610739503,0,1.500362638582908E-3,0.14015825791492861,1.9652883124923002E-2,2.5624301215702923E-2,5.5302395912651143E-3,1.479138028072586E-3,0.23294524829326221,1.3052790325515993,0.14264007899335021,0.184729796935694,9.1586971466128875E-2,1.5398149482911953E-2,4.0257261146936689E-3]
[null,472,0.99860270358795811,1.0063616035936114,1.0085346776384219,1.0224571679885948,1.0195730487217822,0.98694046423893533,1.0199072677005292,null,2.2521915637019094,0,1.499675183882565E-3,0.13989945501630438,1.9757606379014817E-2,2.6760923879582593E-2,5.5573256193256881E-3,1.478318184918192E-3,0.24488751138647463,1.3740577297572698,0.14299199015380631,0.18702933414471604,9.1440981003018326E-2,1.5806568589471725E-2,4.0234947718886319E-3]
[null,473,0.99857849491128337,1.0207658637700574,1.0229351092925976,1.0022040738500326,1.030560069724425,0.9897859759051808,0.96836737678920448,null,2.2148764232717721,0,1.455110942149129E-3,0.14177704391859824,1.9705395915037224E-2,2.6496456717193858E-2,5.6227494407115088E-3,1.4344481604537244E-3,0.23120332181115838,1.3468679162388961,0.14302873838735228,0.18828563049552521,9.1888150745805502E-2,1.6117587356141976E-2,3.9040950270460301E-3]
[null,474,1.0234892582890196,0.96161245544160812,0.98184460736523083,0.96130842003556782,0.98590489544039939,0.97394705927440861,0.99836833663327551,null,2.1399454065658476,0,1.5414263873555767E-3,0.13262504391040023,1.9454644427359877E-2,2.4914480464636728E-2,5.3268711079825608E-3,1.5191819504980794E-3,0.23806345860050052,1.2918431198328546,0.13945508967073839,0.18175621893131483,8.807771616605696E-2,1.4316295419800191E-2,4.134712471060383E-3]
[null,475,0.97453916603195967,0.97937788138210558,0.99251693199857871,0.97641920625922607,1.0115964637929995,0.99602654147824854,0.99943380826066675,null,2.2053010387558745,0,1.612866122383488E-3,0.14337001783451767,2.0356569107300004E-2,2.5726463009629833E-2,5.6343737511338034E-3,1.5901066921636261E-3,0.24989097328688969,1.3121632483705814,0.14648493578319913,0.1875803559228684,9.4605421736256343E-2,1.5183693146178004E-2,4.3277462375391935E-3]
[null,476,1.0172760644572361,0.95087295862177845,1.0224048465142219,1.0162840599917697,0.98480399615591063,0.98965718416105442,0.98948779336866866,null,2.2334032186945119,0,1.452242441976879E-3,0.14127116334287576,1.9647081470635031E-2,2.6751294646419843E-2,5.6031597741050543E-3,1.4316177096839495E-3,0.2402876930490597,1.3657889711305871,0.14039866094684436,0.18202100118708894,9.1588630559666942E-2,1.6169795846409134E-2,3.8963914731085479E-3]
[null,477,0.97236921201645188,1.0065649602318447,1.0319447779764719,0.98248210706506645,0.98840381057343052,0.99518976260499925,0.98758864340545116,null,2.213551326778203,0,1.4791079378359139E-3,0.14809535232219886,2.0304807586400048E-2,2.6494625210245308E-2,5.8456997490846565E-3,1.458218442656929E-3,0.24435236051585452,1.3203827581968146,0.1469053624044144,0.18513120011871997,9.5481478559831287E-2,1.6609781710485463E-2,3.9687898993317301E-3]
[null,478,0.9750869031016427,1.0037856309568358,1.031984349176577,1.0206314919277555,0.98612544569751792,0.99750835417582229,0.97752339000723143,null,2.2622220633248813,0,1.4791994875599957E-3,0.14812711677040383,2.0260561790351909E-2,2.716285081719156E-2,5.8331894692054019E-3,1.4583572576160402E-3,0.2417071417782965,1.3716527813434747,0.14649601237706922,0.18470358931898104,9.5499767756539455E-2,1.6830726425421997E-2,3.9691677078900912E-3]
[null,479,1.0282627419622414,1.019922483654121,1.0022083568385645,0.98205412780091417,1.0127369795423875,0.99568924701888395,1.0200551554247019,null,2.1742635740159462,0,1.4843751729656279E-3,0.13586892868055184,1.9127452611532165E-2,2.5693948969142625E-2,5.346075945233399E-3,1.4634218049008874E-3,0.23692254989276321,1.3197503573676235,0.13885323738051192,0.18453737570199133,8.9139676955142702E-2,1.5061972143447764E-2,3.9829517360718825E-3]
[null,480,0.96799236673664124,0.99871634500873641,0.97488098055952466,0.97719881190453117,1.0142640135869814,0.98700635756678456,1.0025627370686023,null,2.2016794882283839,0,1.661702905247236E-3,0.14001957715399732,2.0394920714970195E-2,2.5409631669367702E-2,5.5449068010327979E-3,1.638040035890664E-3,0.24902369962172602,1.3131896283622104,0.1474338172486411,0.18827804935111847,9.3380837000192202E-2,1.4569878176541047E-2,4.4582049979416784E-3]
[null,481,0.99562310344619953,0.96880066339851068,1.0043509138997198,1.0195202668475225,0.97581225204999944,1.0109142921031071,0.99846747240878575,null,2.2538869013738232,0,1.5672035762080907E-3,0.14441293354695392,1.998061771421113E-2,2.6593213447168178E-2,5.5965517569439797E-3,1.5454141871050291E-3,0.24699637032063076,1.370103506799317,0.14341023774364614,0.18225692831854884,9.462488961449271E-2,1.5727333529364826E-2,4.2061079716500284E-3]
[null,482,0.98214250341861964,0.99418593254995524,0.96543284389669037,0.9887515450477864,0.96162324805765587,0.99932758198447369,0.97627947042404251,null,2.1968941693489121,0,1.6925612475004752E-3,0.13862227238448091,2.0115210803373033E-2,2.5199237221786928E-2,5.4163075615415134E-3,1.6687561208881187E-3,0.24045624310652211,1.3287057961713438,0.14528763622303209,0.18143663484795844,9.2982046192319145E-2,1.4154785907415068E-2,4.5418040557500521E-3]
[null,483,0.98465376062994081,0.99145896112532217,0.97341516077616308,0.98377395789759381,1.0215265094660055,1.0352429429039756,1.0094465808081214,null,2.2174373812138906,0,1.7213771748584834E-3,0.14450294204545422,2.0081085099005389E-2,2.5494125840624198E-2,5.4514277162081579E-3,1.6980066891601156E-3,0.25134784747374589,1.3220240323370678,0.14493566647012102,0.18806119266709068,9.6456582463267729E-2,1.4484435126862132E-2,4.6214144601391879E-3]
[null,484,1.0012089446244701,0.98631942408081108,1.0123256828433553,0.99410107595458264,0.9922630670046706,1.0021900181990715,0.98281826902710745,null,2.2087391891635271,0,1.5136508454426044E-3,0.14285990066418008,1.979595714036755E-2,2.6180449932511386E-2,5.5892488693712102E-3,1.4924228193958021E-3,0.23898128682542938,1.3359574503927323,0.14262850016789169,0.18379112339888093,9.3167550206126687E-2,1.5747066654736925E-2,4.0618829373451791E-3]
[null,485,1.0089947375248158,1.0037116328687161,0.99390585532825315,1.0105302224180248,0.99651705264107449,1.0147747785753714,0.96615572600121069,null,2.2187016047421588,0,1.5740287548833617E-3,0.1405435186075524,1.9556410023012637E-2,2.6012451443017032E-2,5.4204933103455507E-3,1.5522277268084331E-3,0.23192182551693449,1.3580054448428749,0.14148587317247746,0.18379850454951907,9.2663365804675449E-2,1.5090866319181878E-2,4.2246521806399333E-3]
[null,486,1.0004072710488618,0.98411771146111693,0.9832699396101634,0.97729385995489282,0.98645927939569722,0.99964642226321909,0.96742748838127668,null,2.1747002357254628,0,1.6056447417507245E-3,0.13879960757113269,1.9803362931975266E-2,2.5255554396896512E-2,5.4302035307657176E-3,1.5830692602307361E-3,0.23527668844834385,1.3133266535480703,0.1426759509045831,0.18315705775422428,9.2099171641635724E-2,1.458996781164726E-2,4.3085926677066807E-3]
[null,487,0.98044257864675399,0.96428292666406157,1.0019362809111301,1.0170270256468337,1.0072389576997809,0.9816186900459043,1.0321996937438833,null,2.2645848355318976,0,1.5547107178354924E-3,0.14216084100637477,2.0309307938013867E-2,2.6733153345724053E-2,5.6748511809853837E-3,1.5324499187152286E-3,0.25739219131318336,1.3667488356286899,0.1456250341436986,0.18672970207215708,9.3282677365921912E-2,1.5779678829505615E-2,4.1708235067629152E-3]
[null,488,1.0273170108465854,1.0147008908786863,1.0340416260813359,1.0075947474360294,1.0062507422392279,1.0361252905200578,0.97737432122782641,null,2.219965469392235,0,1.4486562855765971E-3,0.14604855423914112,1.9186039711829868E-2,2.6694360345529067E-2,5.5350537508796977E-3,1.4290051768928583E-3,0.23110471380526959,1.3541371332804715,0.13905260158275176,0.18388541081819851,9.4047574208854665E-2,1.6404397737917482E-2,3.8892810200723991E-3]
[null,489,1.0236931653135428,0.99409370879925407,0.99347202615628727,1.0022498891818696,0.98461106851948088,0.97485890074273074,1.0261168740532676,null,2.1992698081211115,0,1.4949072565157654E-3,0.1332272599588232,1.931622417193337E-2,2.5915210819135649E-2,5.3515780878151727E-3,1.4733543192086342E-3,0.240731205272805,1.3468772504097428,0.13945341092983074,0.18160819724223529,8.786236414958426E-2,1.493867525074812E-2,4.0099847657651079E-3]
[null,490,1.0005465861700977,0.99934383142929317,0.98879813366511105,0.95793506926703753,0.99560427759493164,0.99561528936338595,1.0120530467437214,null,2.1573683537110027,0,1.5754258111275129E-3,0.1384754014563333,1.9737281225343135E-2,2.5140277784189674E-2,5.4424763691647482E-3,1.5531855247027239E-3,0.24393000726846217,1.287318351120629,0.14266877720636284,0.18418729649329635,9.1579302694783801E-2,1.4684163388092562E-2,4.2272589907702005E-3]
[null,491,0.98125575495722972,0.98292900075386191,0.99963806617838369,0.98663744674496834,0.97317691228538084,0.96989422012407611,0.99679578856739437,null,2.2014948430248138,0,1.5357192424601002E-3,0.13942820689686117,2.0205686711604897E-2,2.5906272037346398E-2,5.6328752463698974E-3,1.5134645584794501E-3,0.24499683331867386,1.3259056412533565,0.14549896028640427,0.18282725205202019,9.1614561962911498E-2,1.5381656328519448E-2,4.1191516147234463E-3]
[null,492,1.0267945044337696,0.99852233844738159,1.0197506089375628,1.0186698204942435,0.99648655713300816,0.97465707387648259,1.0022993991629698,null,2.2203158286733453,0,1.4095760827422413E-3,0.13599701687895518,1.9255066595508706E-2,2.6650528121509871E-2,5.4768985253981365E-3,1.3892492057109857E-3,0.23409009808968267,1.3689896743422363,0.1390911872909848,0.18279832779314772,8.830621246208975E-2,1.590006707879393E-2,3.7810783720677223E-3]
[null,493,1.0402780273233474,0.99992534543865474,0.96419205575031697,0.98069297436250591,1.0015984629805716,0.98410363503942422,1.0187790286623812,null,2.1542923217889194,0,1.5756653238109411E-3,0.12853591513746476,1.8966304312268849E-2,2.486646226861956E-2,5.1004569060553295E-3,1.5531614585768108E-3,0.23501869560141836,1.3178755191386178,0.13716556419270792,0.18258102460326261,8.6281941044986807E-2,1.3695748958042885E-2,4.2271934907088622E-3]
[null,494,0.97151898169015205,0.98845307161119034,0.96918295524087694,1.0176321215625401,0.97653293212423775,0.99049357084986278,0.97516512622555229,null,2.2447785855276687,0,1.6850124529780846E-3,0.13956252935043253,2.0363462802793827E-2,2.587349411132751E-2,5.5042413940283126E-3,1.6611021306474612E-3,0.24282815536326105,1.3675194740171797,0.14688519040161549,0.18378547798710673,9.3398852894486017E-2,1.4560645110313034E-2,4.5209724174521872E-3]
[null,495,0.97940954964875271,0.9967881012051012,0.99972411878406775,1.0155741765075794,1.0378123216158426,0.97427677037060334,0.98130612068655332,null,2.2449311732693844,0,1.5405379966877042E-3,0.13991132449964025,2.0181568961954562E-2,2.6479261687231505E-2,5.626638538483439E-3,1.5183139038012464E-3,0.24030188299041846,1.3647927826631483,0.14577343082165514,0.19024743170320124,9.1927302752888698E-2,1.5579422809542907E-2,4.1323499341031191E-3]
[null,496,0.99140482876707225,1.0057087830011457,0.98623956467862306,0.9948903837407358,0.97728813776320733,0.97876420058686597,0.9738973196186741,null,2.1958799455445717,0,1.5691503716963641E-3,0.13682705822768501,1.9889868917826892E-2,2.5636195307915718E-2,5.4703669663936231E-3,1.5466172965646272E-3,0.23480565074278259,1.336977287238132,0.1439783980398299,0.18266124902543582,9.062826323036291E-2,1.4818758484345442E-2,4.209382438994126E-3]
[null,497,1.0314570344334766,0.99979115284149922,1.0036434305788555,1.0283750369715703,0.98298061202650333,0.98341184773756884,0.98611241116143022,null,2.2239961193645184,0,1.4635905796791778E-3,0.13452437640559803,1.9152900075165746E-2,2.6419541992860326E-2,5.3609035213559699E-3,1.4426726766091377E-3,0.22967661503277051,1.3820019523491605,0.13842643109319394,0.18099640823237742,8.8182483199405221E-2,1.5348945916892068E-2,3.926479448810043E-3]
[null,498,0.97219977051187256,0.99239960876600575,0.96736706438131714,0.99042712018574552,1.0033374307890344,1.010931153901476,0.99795471048437001,null,2.2214241984457455,0,1.7235176631943089E-3,0.14201022898299662,2.0330209533038802E-2,2.5478024493817648E-2,5.4850536156695016E-3,1.6995553833910237E-3,0.24950203077884017,1.3309591043212654,0.14677805509716954,0.18677131749418732,9.514215492393592E-2,1.4366351989318828E-2,4.6256294953088035E-3]
[null,499,1.0011384421084977,1.0318374183765906,1.0463641488618103,1.0029319863941126,1.0310901474930148,1.0350599191550272,0.9986845404379614,null,2.2398815997892294,0,1.4419840446742375E-3,0.15087141416588709,1.9623009387614958E-2,2.7087283451457805E-2,5.730120110222817E-3,1.4224033119090952E-3,0.24033775242148386,1.3479009965131712,0.14271716773284493,0.18821534496246276,9.6466284283696746E-2,1.7080494573261423E-2,3.8713129198908042E-3]
[null,500,1.0234271143483737,0.98423611573582115,1.0012533244669557,0.9864029362673985,0.96996048041537264,0.9602493958227637,1.0443097624009183,null,2.1792887407139037,0,1.4524948485951463E-3,0.1324977723177346,1.9368416998516807E-2,2.5814546898689485E-2,5.4082355895507814E-3,1.4312347861837906E-3,0.24515492089167459,1.3255930433486582,0.13950716100387967,0.17997389114495707,8.697724726296345E-2,1.5119416038119856E-2,3.8953492815718121E-3]
[null,501,0.98873167354239722,1.0374473902956112,1.0089868328991964,0.9958364594074951,1.0012125789090132,1.0156927107603322,1.0091665390751376,null,2.2221592504786432,0,1.5469217707656615E-3,0.14456315989702601,1.9822032840569104E-2,2.6257262099441073E-2,5.5779695404026934E-3,1.5255155503584624E-3,0.24339138167160462,1.338283546442554,0.14442060894549033,0.1855475629324729,9.4464053962473801E-2,1.5701127925004915E-2,4.1519504420097133E-3]
[null,502,0.99013125806197189,1.008606121820713,1.0109247753935326,0.98377296193053509,1.002805016591749,1.011666993945894,0.98585280428963207,null,2.2033257329375724,0,1.541965170152305E-3,0.14493741291994655,1.9918393270617295E-2,2.6030195808557175E-2,5.6159548065758073E-3,1.5205426302859263E-3,0.24045873478365482,1.3220751132200326,0.14422097862587779,0.18564449113435408,9.4600436658766524E-2,1.5707028456160201E-2,4.1384157928949297E-3]
[null,503,1.0288642851020167,0.95567422289643289,0.99429557835769911,0.9888591581975521,1.0050439894784662,0.99014144152851746,0.9870791376583421,null,2.1824158869263655,0,1.5212692267324859E-3,0.13594525039226943,1.9387021461227009E-2,2.564349300118593E-2,5.3756558537610523E-3,1.4996747433249863E-3,0.23622734816951207,1.3288832547942135,0.13875435269996023,0.183627351224463,8.9610772705386421E-2,1.4901360824111453E-2,4.0816202836843401E-3]
[null,504,1.0310184412017178,0.97872123854693427,0.9959960147840089,0.98840968629713533,1.0215740639587025,1.0043473780678722,1.0119780266648863,null,2.1888548069316962,0,1.5264301749980942E-3,0.13713720057393916,1.9246389892105288E-2,2.5738283516863213E-2,5.3458154198090975E-3,1.5050689099131139E-3,0.23993087949869321,1.3282817281321277,0.13846824085543757,0.18537683465794319,9.0304804926420512E-2,1.494968929648895E-2,4.0963014269506859E-3]
[null,505,0.97735484669857964,0.98868142969208006,0.99810951189749286,1.0090412384959675,1.0222185742616114,1.0002849634831283,1.0135028741312146,null,2.2535512487898011,0,1.5931636290092554E-3,0.14404142209232687,2.0259328166272381E-2,2.6467398700251311E-2,5.6391527694921546E-3,1.5707779320857339E-3,0.25188347993151394,1.3560108520626699,0.14607608895507426,0.18861067045154059,9.4731883111163859E-2,1.5578218522087857E-2,4.2751397243312181E-3]
[null,506,0.99811130535087322,0.97620241631405502,1.0283833238550304,1.0004757437967065,0.99252505239003586,0.98412137207720851,1.0163876830554739,null,2.227788224259907,0,1.4452546746246526E-3,0.14313746539542796,1.9912621390528604E-2,2.6743163359139555E-2,5.7126414523738546E-3,1.4246137239409561E-3,0.2478379701548428,1.3445568871128664,0.14310830249607953,0.18401938910171145,9.2475938400270907E-2,1.6427157414566324E-2,3.8773289327793995E-3]
[null,507,0.9937359441738971,1.0081671439914945,0.97671722179913978,0.99301374571738421,0.99620093465732318,0.99820829934292754,0.99062054712319514,null,2.2015465221513826,0,1.6274504273526473E-3,0.13791997419788407,1.9826598500030521E-2,2.5502155372475216E-2,5.4004865125481206E-3,1.6045353900150533E-3,0.23946464172107146,1.334444155491826,0.14361865605348539,0.18465067308984962,9.1878316785230535E-2,1.4496763067645684E-2,4.3670163966718113E-3]
[null,508,1.0036943623800005,0.99322114296132291,1.0122945702858879,1.0121232823740487,0.96500536652163638,0.97170473974912219,1.0035990422200483,null,2.2224227522031064,0,1.4618238120295568E-3,0.13789389437358068,1.9716647478489141E-2,2.6479894245006647E-2,5.5666834324090784E-3,1.4406794450522991E-3,0.24013553101952784,1.3601771634142326,0.14227524205763947,0.18056332699080127,8.9930565125293752E-2,1.5783893903523201E-2,3.921054529580934E-3]
[null,509,0.97525591109392318,1.0141746087002568,1.0158836405906637,1.0271381295247615,0.98880788853241053,1.0085075679926858,0.9971292735921643,null,2.2741452067529466,0,1.5427225217163898E-3,0.14718877995452687,2.0200896986142476E-2,2.7028336173124449E-2,5.7238566256150756E-3,1.521222315024497E-3,0.24602567901056566,1.3803623798295936,0.14643247769617104,0.18498099333290083,9.5790140386310937E-2,1.6292901293991018E-2,4.1402656706953063E-3]
[null,510,0.98943788606748695,1.0147417936745127,1.0166667886317551,1.0029841415177585,0.9891139101634161,1.0291342771234766,1.0207991203178188,null,2.2432466819352759,0,1.5489951848449541E-3,0.14817887736851487,1.9909395227690183E-2,2.6608474908518996E-2,5.6456633834596195E-3,1.5278402349407664E-3,0.24989379672339149,1.3479035627949563,0.144335434308762,0.1841441935044392,9.6390189520822678E-2,1.6099971677515382E-2,4.1582774671106775E-3]
[null,511,0.99277403678357401,0.96733286414173802,0.96941790458724608,0.98703249503095991,1.033512958697743,0.99228448888277632,0.96152386083105712,null,2.1949925942264339,0,1.6589814602581761E-3,0.13750785425890613,2.0022548291777801E-2,2.5278817469617132E-2,5.4133925483391835E-3,1.635483005359685E-3,0.23700335409231779,1.3263991440081704,0.14374095568560305,0.18892029891253445,9.2010645610345665E-2,1.4267836199956231E-2,4.4512456037612419E-3]
[null,512,0.98039539233014861,0.99715053874719017,0.98502497570291936,1.0243382694573697,1.0021728263555412,1.0462809862811511,1.0227164371411517,null,2.2826339559660709,0,1.7036988675300721E-3,0.14815388075134542,2.0150302542863562E-2,2.6501998387120831E-2,5.5351787263141893E-3,1.6808124151267976E-3,0.25604891698671256,1.3765490558195312,0.14559237039871564,0.18614496544841849,9.8202329935624097E-2,1.5203226107516173E-2,4.5746173143114081E-3]
[null,513,0.96197435465092895,1.0132425569636441,1.0112423835622273,1.0086373673270517,1.0056300758008747,1.0150171785573432,0.97368311716006628,null,2.2562491610031463,0,1.5896987845410264E-3,0.14957443531821232,2.0480933482962503E-2,2.6633570880850433E-2,5.7763945780095055E-3,1.5676859775047827E-3,0.24415958243522098,1.3554905353851372,0.14844307522541053,0.18771813769155035,9.7608747513907995E-2,1.6119036855695365E-2,4.2667244432244237E-3]
[null,514,0.99428036314648716,0.99694490918071632,0.98644491236628751,0.99064758974893619,1.0035591657234386,0.96033322339488847,1.0282286525021069,null,2.20001249367398,0,1.5374544349927252E-3,0.1341090026674229,1.9870698886994536E-2,2.5756652306303415E-2,5.466231328831176E-3,1.5149527895807582E-3,0.24674695302250571,1.3312758980022377,0.14356247602953653,0.18545808538422387,8.8816983785776252E-2,1.4848811816375202E-2,4.1232020891859558E-3]
[null,515,0.96777057204835615,1.0345716323722787,1.0031399677599149,0.96824458627208598,0.96604971052030186,0.99962946724967328,0.97107766336850632,null,2.1804354391592535,0,1.5753913482136714E-3,0.14461440627230607,2.0259982889260501E-2,2.5572473777388666E-2,5.6679126846483864E-3,1.5532408559062363E-3,0.23827874460354062,1.3011936555076942,0.14753471585330405,0.18286727480477064,9.4824923828513374E-2,1.5416089846066674E-2,4.2274095840662343E-3]
[null,516,0.98715585553131524,0.98651701600280128,1.0127267396053972,1.0138011157681746,1.0083231583541596,1.0055481987213828,0.97795672139977274,null,2.2477618875483794,0,1.5389921006988534E-3,0.14543448525816377,2.0077141406385623E-2,2.6651182328451296E-2,5.6709091772726809E-3,1.5174807601735802E-3,0.24143085299263503,1.3624327942895693,0.14465988776686256,0.18645048658078725,9.4824208588510928E-2,1.6021368108472999E-2,4.1300823917943359E-3]
[null,517,1.0058952539286254,1.0310831753322964,0.9868641292893493,0.97612279424915449,0.9944568161227062,1.0145377810036216,0.99635349948477936,null,2.1744538175155363,0,1.592248329547381E-3,0.13917511171758676,1.9496561977321525E-2,2.531923538213229E-2,5.3655872956189614E-3,1.5701898002129799E-3,0.2366616538483273,1.3117573698609508,0.14190574352632895,0.18374071975745568,9.2148932819689583E-2,1.4631420836207866E-2,4.2735390232512029E-3]
[null,518,0.97141500204376086,0.96398985658283398,1.0006602273640151,1.0010883190328383,1.0104194600286205,1.004613175078513,1.0083260592303886,null,2.2514209996334005,0,1.6102815619184786E-3,0.14672443300274884,2.0498590312833308E-2,2.6423709064566602E-2,5.7204039098477282E-3,1.5877528206372895E-3,0.25573261235538791,1.3453272674895482,0.14697533517069419,0.18765038088716726,9.6350172627103839E-2,1.5719283779583339E-2,4.3213397751980451E-3]
[null,519,0.99670134324038129,0.99938295477683792,1.001133706811429,1.0051429645689696,0.99904064510994606,1.0302693560475,0.99068304578905519,null,2.233925470698932,0,1.5952245097803049E-3,0.1456119677920118,1.9820982493645424E-2,2.6237742820020091E-2,5.5339402917602845E-3,1.5734621989963583E-3,0.24255000601385043,1.3507769295129664,0.14324766063200964,0.18481522885503798,9.5592759729279025E-2,1.5477569455140746E-2,4.2824454139935896E-3]
[null,520,1.0014988928634927,1.0172049628284887,1.0187492696786689,1.022028772310583,1.0057538327751439,1.0061558904706727,0.9690234461945173,null,2.2421720071108688,0,1.4889105136163606E-3,0.1432835533600636,1.9660436287740151E-2,2.6752171824212582E-2,5.5866351890419292E-3,1.4681117605196486E-3,0.23232107450793388,1.3735017135903846,0.14260200940746284,0.18530466206220608,9.3092092997988055E-2,1.6092740387705837E-2,3.995716249222697E-3]
[null,521,1.0301345017135954,1.0191684528853553,0.97830346947888791,0.96532556062374231,0.97323801200851889,0.99694924898505588,0.97760367641948287,null,2.1307470756968865,0,1.5591066588348784E-3,0.13276149881322932,1.9081391661129436E-2,2.4730393034743874E-2,5.2059007710643758E-3,1.5371262000605512E-3,0.22665748614292083,1.2972375557022708,0.13854759678486053,0.17994761499828651,8.8357051478760149E-2,1.4059015965347012E-2,4.1835508030491518E-3]
[null,522,1.0107468184740203,1.0166202064297194,0.98953623037393157,1.008491961044012,1.0139526636170682,0.9674956676288281,0.98746827569356765,null,2.2036900862144972,0,1.5074708651368791E-3,0.13274312844346353,1.9465015235927651E-2,2.5904948172818548E-2,5.3714077677978174E-3,1.4855713814797497E-3,0.23141245466589988,1.3552600973325288,0.14123067397886105,0.18566376038912202,8.7749488158487279E-2,1.4867775971331789E-2,4.0432355819135886E-3]
[null,523,1.0188988151166907,0.99313655820036029,1.002092537381291,0.97778747909107289,1.0099728975467113,0.96560779283958198,0.96253247861364932,null,2.1559207617623417,0,1.4616414309309008E-3,0.13368159289314052,1.9416519776259598E-2,2.5489236000283935E-2,5.4262385021529927E-3,1.4403662109312933E-3,0.22634674520915757,1.3140163624165859,0.14012907046140674,0.18475507190433452,8.771065643677381E-2,1.5050341372680617E-2,3.9202020095611559E-3]
[null,524,0.97511028993352511,0.99838844907574242,0.99885785825642837,1.0419450683340221,0.99358195439610864,0.9618241139354855,0.96759371538759575,null,2.2710999542060804,0,1.5297601429377988E-3,0.13854307012581982,2.0262841612757244E-2,2.6841677621997861E-2,5.6443785250260637E-3,1.5074058129670997E-3,0.23680029431161617,1.4002302311522354,0.1464141005599143,0.18551407397605163,9.1075210189086944E-2,1.5693768754839403E-2,4.1026617067037498E-3]
[null,525,1.0058359159914276,0.99229454201642386,1.017539248378325,0.99956926411109603,0.9876617591284812,1.0183568179186442,0.99816964941286035,null,2.2215272212807209,0,1.5124765738310207E-3,0.1450456002301046,1.9681978833228034E-2,2.6407435571445616E-2,5.5860260880238842E-3,1.4916017577255131E-3,0.24219764268244601,1.3433160423580013,0.14198435220021341,0.18300310467871211,9.4303738240924043E-2,1.5962526935585968E-2,4.0596482781415618E-3]
[null,526,0.98626699084513469,0.97603782869356837,1.0100883745923643,1.0104224316372592,1.0058477582481555,0.99499315657406995,1.0485463381688644,null,2.259173829439431,0,1.5361942631452121E-3,0.1439968328204847,2.0140820659622725E-2,2.6784627774172481E-2,5.673923188722672E-3,1.5144942487434416E-3,0.25955352739751425,1.3578873275298855,0.14478409147216958,0.1862224556560127,9.403286901308279E-2,1.5997099849981097E-2,4.1219540921847266E-3]
[null,527,1.0179334567912106,1.0065824499507861,1.0105976267480334,1.0201027791893802,0.99358385355933265,1.0207256239153131,0.9929478557584086,null,2.2369695174176774,0,1.5149785384804563E-3,0.1422780183588282,1.9382735984625671E-2,2.6549956208966323E-2,5.4631410525414351E-3,1.4941177153843291E-3,0.23651448118007543,1.3708975042043441,0.1402812174024515,0.18296518679297047,9.2882559400492767E-2,1.5709081769974993E-2,4.066495885503639E-3]
[null,528,1.0282305224062449,0.999225943941627,0.9958519097419205,0.99156820632478782,1.0171183929304179,0.97914475322211059,0.99501329974291186,null,2.1788672458899807,0,1.4858143212705495E-3,0.13338133401916602,1.921065671780901E-2,2.56878057721877E-2,5.3351156866419339E-3,1.4644862484016162E-3,0.23215452280293247,1.3325261140002966,0.13884335775808548,0.1850290571267412,8.7839115132440623E-2,1.4895646146157921E-2,3.9858488003871612E-3]
[null,529,1.0192965932121489,0.96989057729823769,1.0063917643782097,0.96949396905936946,0.98522342155421694,0.9938612991500142,1.0272235807711447,null,2.1713028896200215,0,1.4982482320622921E-3,0.13887884953033022,1.9512994596803324E-2,2.5657912483146791E-2,5.4767613393475936E-3,1.4770601341471995E-3,0.24669745291223613,1.3028780067878265,0.14008410263567486,0.18193852998455304,9.0888900078673465E-2,1.5290496596934844E-2,4.0200707724063157E-3]
[null,530,1.0114205838343484,1.0393995347651406,1.0221046243677123,1.0126346737398098,1.0157729294173026,0.98408670538882859,1.0178731212574204,null,2.2250390390188199,0,1.4251511265808059E-3,0.13849899480550387,1.9377410739788953E-2,2.6700903169720906E-2,5.5246051632575647E-3,1.4047965753040256E-3,0.23733275570884038,1.360883914010671,0.14121079400308165,0.18585889508960257,8.9807128883652429E-2,1.6040598809066546E-2,3.8233931869109668E-3]
[null,531,1.0102345592991882,1.0069865807686171,0.98099835560486115,1.010640002467297,0.96876028718244955,1.0314766647772846,1.0188325682123482,null,2.2293806825558025,0,1.6400717611466495E-3,0.14086667011678886,1.9510463077076514E-2,2.5893768212965493E-2,5.337565462817947E-3,1.6177238250652864E-3,0.24511923267989838,1.3581357780028043,0.14128287578870555,0.18057772159944885,9.3598830358608373E-2,1.467721422345721E-2,4.4029109693121014E-3]
[null,532,0.99529480443316998,0.98698669055625732,1.0328338060387376,0.95939854609345354,1.0185456405617288,0.96491256367560196,1.0273910132419819,null,2.1719055599402011,0,1.4045372814507368E-3,0.14094292976671921,1.9923576915876883E-2,2.611384744749666E-2,5.7409818290412185E-3,1.3840785224196941E-3,0.24828675725721169,1.2893621219580642,0.14352361494617771,0.18713287909938997,9.0823304516407674E-2,1.6308999486183307E-2,3.7670054766641139E-3]
[null,533,0.97691758844043597,1.0326625300346419,1.0041369359235282,1.0198561411294651,0.98319454645435878,0.98277837141805424,1.0048048968250252,null,2.2495644123783745,0,1.5317832541291774E-3,0.14100093173295838,2.0079076258278865E-2,2.6606403971831141E-2,5.6229231932751122E-3,1.5098766175208112E-3,0.24309761591206899,1.3705545109263875,0.14615567852075795,0.18423216889669566,9.2400926459689045E-2,1.5726696720839858E-2,4.1093864221984494E-3]
[null,534,0.95673077080859792,1.0188671842674064,0.99989866568577201,1.0026760117923459,1.0001789621125614,1.0301549329731876,0.9828108817569956,null,2.2551703183302463,0,1.6588867070128782E-3,0.15085888189464039,2.0560736870604415E-2,2.6363751363116431E-2,5.7333568123694454E-3,1.6362533925513921E-3,0.24827304146949872,1.347459691420716,0.1492293301714589,0.18742946221919166,9.9109999364668286E-2,1.5721357714703305E-2,4.4533423437389998E-3]
[null,535,1.009998320786091,0.98831625078349949,1.0131828719292213,0.97179193288887256,0.96596125041207948,0.99676864025975198,1.0027776191599203,null,2.1718743139468417,0,1.4890425555098138E-3,0.14089053193415088,1.9615488517432562E-2,2.5747240881157714E-2,5.5430352990053864E-3,1.468046064489167E-3,0.24104220008098684,1.3059780850582752,0.14138925242573624,0.18030318847924795,9.1836874865771606E-2,1.5553875449811287E-2,3.9955374462844152E-3]
[null,536,0.99495575774641565,1.0287469891703651,0.98770132302220803,0.98108909717106696,1.0239583727622152,1.0483240301951744,1.0066415671538536,null,2.2064356732932469,0,1.6613117675332977E-3,0.14564581549366518,1.972128599342779E-2,2.560958068999792E-2,5.4320344952448422E-3,1.6390382105599738E-3,0.2447326615172235,1.3184323890817322,0.14346792446695741,0.18772459278421413,9.638478044741336E-2,1.4845960180002355E-2,4.4609217003433472E-3]
[null,537,1.0129034157595185,0.98652559573025089,1.0206635967111275,0.98288856935370772,0.9724561131265923,1.0049412324918905,0.97346306613615619,null,2.1832695140433804,0,1.4744250553644968E-3,0.14270893498549111,1.9571673822315581E-2,2.6003918077703192E-2,5.5720085922760215E-3,1.4538037566347239E-3,0.23422360648183316,1.3209050946588312,0.14100078346582476,0.18087557253989059,9.2614951103499432E-2,1.5856817035164558E-2,3.9567745792801435E-3]
[null,538,1.0029259599536309,0.98878125386131976,1.0433934730651844,1.0120772978439063,1.0260312708382708,1.0061121531318573,1.010924864386106,null,2.251109962999748,0,1.4211284241726757E-3,0.14730679365802105,1.9770711262185697E-2,2.7264226876620987E-2,5.756456111834298E-3,1.401275663469979E-3,0.24564884214751687,1.3601842703308613,0.14245593777663312,0.18753506460955024,9.4347758519473024E-2,1.7045944042188323E-2,3.8138104255669675E-3]
[null,539,1.0009210191197826,1.0014746246352275,0.99160953565683785,0.99173699251950997,1.0158564601780615,0.9889658635449402,1.0175869760007832,null,2.2051493198501544,0,1.55450777345768E-3,0.13778985684376063,1.9722406105474325E-2,2.5845794943495176E-2,5.4538488980076976E-3,1.5324152373313825E-3,0.24439195194276211,1.3327468143408312,0.14262186320189452,0.18645682248569351,9.0972604191584372E-2,1.4998720317305751E-2,4.1707291154688027E-3]
[null,540,0.99006814879538396,1.0071114241774581,0.97531837424753964,0.99129647417088229,0.99408838695824975,0.95676347923924088,1.0110913182684997,null,2.1931822212907242,0,1.5705530059360929E-3,0.13245384799163459,1.9903757536195638E-2,2.5485557191982568E-2,5.4137837253951668E-3,1.5474811789765049E-3,0.24205191968780707,1.3321349513514313,0.144147463821725,0.18463174917310901,8.8311738186836436E-2,1.4458790809426421E-2,4.2117336421404966E-3]
[null,541,1.0142501121269081,1.0082262944962082,0.96295150173717325,1.0011409733895384,0.97624401803876371,1.0282285182344475,0.96353786012654286,null,2.1955312141206571,0,1.6898118413824219E-3,0.13741581612073583,1.9416914656084718E-2,2.5173671848914628E-2,5.2149956425527975E-3,1.6667133997286924E-3,0.23037992140556593,1.3453529825850283,0.14068273865708417,0.18117637332530562,9.2312757562335465E-2,1.3891896316564933E-2,4.5362444421369434E-3]
[null,542,1.0004023785294773,1.0217595169725018,1.00021792580792,1.0013253624671326,0.99942077683799646,1.0141634141676896,1.0130712811946683,null,2.2221076947739764,0,1.5598351026765162E-3,0.14195706460387228,1.9651116981845077E-2,2.6147831209047141E-2,5.4814682516718628E-3,1.5382176395408375E-3,0.24311429937621029,1.3456451124618181,0.14271560143303308,0.18463718894757691,9.3244064319884024E-2,1.5349043310631191E-2,4.1865213415215648E-3]
[null,543,1.0113493393427935,1.0186509463861444,0.98727297773308176,0.96445766482344175,1.0109596936958576,0.99434133433923688,1.0192348505625319,null,2.1579222606452895,0,1.5549666974713548E-3,0.13604572148795491,1.9443490505636648E-2,2.5179284883813654E-2,5.3531970162144244E-3,1.5329871080318606E-3,0.24061816591025173,1.2960817648930796,0.14114139172817219,0.18528856267879051,9.0054828385100996E-2,1.4565547186713957E-2,4.1722855589983775E-3]
[null,544,0.98098791111709061,1.0117700138260071,1.0015798822017223,1.044135257918567,1.0079830749089336,0.9785553706957717,1.0252244301263966,null,2.2894247904640244,0,1.533835649752993E-3,0.1400947627929526,2.0084254900607997E-2,2.7110733160154325E-2,5.6099584490053736E-3,1.5118049952565801E-3,0.24915994406578848,1.40317808182933,0.1455432443204171,0.18677985632947638,9.1946411694183883E-2,1.5824938745895186E-2,4.1146348307056638E-3]
[null,545,0.98988943688005693,0.98823327760744806,0.98201979002547979,1.0191620929904011,1.0285785429524525,0.96480898294845341,0.99948869092857939,null,2.2400743937595222,0,1.568768795085727E-3,0.13503042104602825,1.9994623487544584E-2,2.6176565538640617E-2,5.4756964760922554E-3,1.5459153551200054E-3,0.24230986203953728,1.3695893178754528,0.14418902064386793,0.18854710178466452,8.9665682189347506E-2,1.4911484132532854E-2,4.2074719857767996E-3]
[null,546,0.9640493225078054,0.96936952284807654,1.0073949528051196,1.0221638651264626,0.99530895994101964,1.044937140648873,1.0218007046455875,null,2.3020710688079697,0,1.6622491809202859E-3,0.15465660882019888,2.0634330237938536E-2,2.7055774921023044E-2,5.7973101894102158E-3,1.6398908212216659E-3,0.26390546631369138,1.3736615109014556,0.14811437275692504,0.18641516736466152,0.10115461028036958,1.6235033156488658E-2,4.4632422255014457E-3]
[null,547,0.97125284663388889,0.95568090104349057,0.98976752196542805,1.0333906574778147,1.0007621806180227,1.0116724420688108,1.000461746290457,null,2.2940106386843544,0,1.6620648114855105E-3,0.14655284599275761,2.0534024770917009E-2,2.6777124016048301E-2,5.6677280821648126E-3,1.6389738502705937E-3,0.2553895852645699,1.38872049209752,0.14697407222178377,0.18655916188246163,9.6864938801526898E-2,1.5533009982963236E-2,4.4607465328520193E-3]
[null,548,1.0220327915720255,1.0295211898056371,0.98053599203753383,1.0252179541555584,1.0014923763032502,0.98231430497363081,1.0010041797695308,null,2.2211289373985217,0,1.537843055907452E-3,0.13181035331272534,1.9191286120774007E-2,2.5985308948264989E-2,5.2477810849212931E-3,1.5158393655743182E-3,0.23162902789218406,1.3777256186681017,0.13965088372466933,0.18359974424046818,8.7605802526939683E-2,1.4579519513025718E-2,4.1256150567807286E-3]
[null,549,1.0213260096920289,0.97423399278207068,1.0148292810987518,1.0024276572508937,1.0219331669968599,1.0166257834139352,0.9758216861330703,null,2.2150230843548804,0,1.5014640179408492E-3,0.14281340175554635,1.9460286270790647E-2,2.6322216735517559E-2,5.5082155975648929E-3,1.4807059090470368E-3,0.23517834575961255,1.3471521489376943,0.13982480118763282,0.18597968580211433,9.3000213581238694E-2,1.5774533466208399E-2,4.0299933698543008E-3]
[null,550,1.0295785878306933,1.0071142923612917,1.0118934412043743,0.96288092100286082,1.005284041624148,1.0331050519236236,0.99225338352582504,null,2.1558567803048718,0,1.5117570280221825E-3,0.14255577229958316,1.9162065489215382E-2,2.547765089457342E-2,5.4079395551954127E-3,1.491190002456758E-3,0.2345791326533973,1.2940003832579592,0.13869745816203102,0.18362954309854451,9.2992869669163897E-2,1.5316004634738324E-2,4.0585276160350972E-3]
[null,551,0.99548094394957676,0.95978283603043613,1.0058478094617831,0.9638288181635265,1.001683346809183,1.0296510150600451,0.96741804440863732,null,2.1811005706617248,0,1.5948032286276534E-3,0.14765988693314661,2.0025576002382282E-2,2.5568798006550479E-2,5.6175668673358568E-3,1.5730335994616569E-3,0.24196075621508534,1.295263852032863,0.14343418214032608,0.18519110964555571,9.666672357797676E-2,1.5452609962320564E-2,4.2812789073479315E-3]
[null,552,1.029612936196717,0.97923638862664075,1.029184604073915,0.98981006803250371,0.99345928608673406,0.98790025141473492,1.0155239227476591,null,2.1915530111902761,0,1.4031118951627031E-3,0.13930748594714912,1.929069956880046E-2,2.6364525280436188E-2,5.5386101230415555E-3,1.3831494752225323E-3,0.23998302834980276,1.3302248512080266,0.13873161690929819,0.18230638424022744,8.9959635172852895E-2,1.6101659894125792E-2,3.7644769164537667E-3]
[null,553,0.97197241742891249,1.0029677531870858,1.0055937894965048,0.9852949038575598,0.96684631310942015,1.0003311177471526,0.98553212390382872,null,2.2107999679310546,0,1.5724027839114181E-3,0.14541522219326924,2.0312129537400379E-2,2.6008582879378312E-2,5.6965006452811802E-3,1.5503098190332801E-3,0.24459237458645028,1.3241111227970792,0.14690273830459899,0.18269457206630063,9.521154469052992E-2,1.5657840927728317E-2,4.2194322679140941E-3]
[null,554,0.99379880688775668,0.96358630505363074,1.013919083373618,0.98869320005818673,1.0102343612283133,1.027466184366175,1.0082127864347263,null,2.2282378368928866,0,1.566242576496066E-3,0.14858818709080066,2.004714850638515E-2,2.6339087702174798E-2,5.6691782834039613E-3,1.5448173478634984E-3,0.25197607176729925,1.32869284215101,0.14369569078396729,0.18626580655921426,9.6812527764882514E-2,1.5968237940396424E-2,4.204483571982583E-3]
[null,555,1.0335187594025925,1.007450077715746,0.97421861691109657,0.99115453598380088,1.0238769268944377,0.96679237829981601,0.99675636087738317,null,2.1660078820990214,0,1.5236408723858974E-3,0.12809025510168434,1.9064903872819807E-2,2.5221333748589571E-2,5.1798070553807137E-3,1.5014903805838328E-3,0.22931494537718591,1.3319430780986181,0.13808485787664132,0.18548018460351706,8.5459341068222866E-2,1.4104763938383443E-2,4.0865618497782606E-3]
[null,556,0.98836411667455182,0.98397566992543006,1.0178010585826047,1.0281633474582506,0.98833451373371017,1.0030701688951953,0.95629544357387442,null,2.2596460738399742,0,1.5180918379530792E-3,0.14566807696514122,2.0067205907432765E-2,2.6907443573290089E-2,5.696843489150282E-3,1.4968202110310781E-3,0.23594405671620314,1.3817440164257004,0.14449489104655192,0.18412229909818301,9.4693919282408306E-2,1.6254741775056702E-2,4.0738511877766405E-3]
[null,557,1.0127782006886392,0.97508130345634947,1.0449000422351875,0.98263728961675079,0.98440338575754582,1.0119896676693767,0.98099651352786321,null,2.196333166191025,0,1.4154168386078276E-3,0.14739403861201633,1.9639511752602638E-2,2.6536711138200851E-2,5.7267140078637018E-3,1.3957587061795532E-3,0.2381823992599498,1.3206220353198903,0.14107358285441604,0.18225565376745828,9.4322024396021678E-2,1.6801358128546832E-2,3.7987950864869081E-3]
[null,558,1.006111208231985,1.0018502908705555,0.97608689787476899,0.96009464744004291,0.9813185044654269,1.0004949928070725,0.99045710112956908,null,2.1476507998546746,0,1.6154472538404149E-3,0.13664629924194621,1.9609437197865648E-2,2.4813357693120857E-2,5.3379070890691655E-3,1.592753212595859E-3,0.23739734440241422,1.2902057504662063,0.14185069595676592,0.18223377498796861,9.1064583153551218E-2,1.4179394513280007E-2,4.3349491937305067E-3]
[null,559,1.0039964371217804,0.99485274374628596,0.99181580404611158,0.96523889828042009,1.0023290682647725,1.0071509978563546,1.0110664781671381,null,2.1706403705840707,0,1.5798727047793199E-3,0.1401620020571972,1.9690838830106024E-2,2.5337359418931546E-2,5.4462538675052255E-3,1.5578250964346986E-3,0.24435677861357977,1.2971376031948383,0.14218545968754706,0.18474635621707705,9.2527340278169154E-2,1.4832539651874206E-2,4.2398863755902265E-3]
[null,560,1.0347743001971574,1.004470609855336,1.0145526356733365,1.0093148781739523,0.98855834920377073,0.98570296739598051,1.0137096860061139,null,2.2051909524652613,0,1.4280655497876874E-3,0.13565897765222421,1.9078485930627651E-2,2.6355332345904647E-2,5.3986580510688026E-3,1.4077028173189354E-3,0.23505951186821994,1.3564072807323109,0.13800697201466108,0.18145193875906401,8.8355605515771901E-2,1.5607249308243649E-2,3.8313030196331279E-3]
[null,561,0.97716463417907917,1.0384357149060668,1.0123297900242254,1.0074297385026201,1.0390343399460311,0.98056674777321984,1.035113963366725,null,2.2464029596746031,0,1.5003287217423692E-3,0.14155988475856857,2.0054594961741234E-2,2.6713987985630315E-2,5.6622966517429008E-3,1.4788235339912117E-3,0.2495546320919714,1.3538696467576818,0.14613805555953607,0.19053608091881805,9.2319508312993598E-2,1.5990906698191601E-2,4.0248701654771145E-3]
[null,562,0.98351194388155805,0.9973761585502432,1.0209387937109373,0.96765351826898693,1.0049272480851976,1.0012114990583021,0.98813913837928857,null,2.1879664081228061,0,1.5083510217722494E-3,0.14610614100597857,2.0108284368937093E-2,2.5983812519988981E-2,5.7263460679116591E-3,1.4871766482536669E-3,0.24322772040267227,1.3004312349771228,0.14521512594436506,0.18629691362972808,9.4804407294682536E-2,1.6039991696038057E-2,4.0476045888961408E-3]
[null,563,0.99900616460498781,1.0003844057706872,0.98438878751044023,0.99724682651628349,1.0293686656040564,1.030208625978867,0.95884558862815861,null,2.2128575279495144,0,1.6472714027778758E-3,0.14294119555741319,1.9760438742465865E-2,2.5690146162523568E-2,5.424585649783065E-3,1.6247977351325749E-3,0.23396879959232325,1.3401416317548041,0.14287862580458952,0.18809166491245588,9.4783421411104796E-2,1.4777328209094987E-2,4.4221638206014312E-3]
[null,564,0.99766656984122726,0.97855485466139014,0.991210027092711,0.97258500091792222,0.97982764666500721,1.0029014345918388,0.97352651619811048,null,2.1748589317787621,0,1.5909469850939764E-3,0.14087778841241166,1.9887530360821457E-2,2.536168215529061E-2,5.4972922377780932E-3,1.5686507552713099E-3,0.2384011384977095,1.3070088441212018,0.14308618373751872,0.18257714606092074,9.3033578691754631E-2,1.4880693482909275E-2,4.2693502502660057E-3]
[null,565,0.9925467325257924,1.0153987577375165,0.98610173665009848,0.97792165213296789,1.001681650528411,1.0174041200277841,0.99629845902083691,null,2.1908193990857923,0,1.6262517463985391E-3,0.14182552947574975,1.982503361947276E-2,2.54552492200317E-2,5.4517739644773886E-3,1.6037856167475195E-3,0.24187947684123623,1.3141737883496365,0.14381243497479915,0.1853497465591934,9.3946812284727191E-2,1.4757044165118414E-2,4.3649757610002759E-3]
[null,566,0.98498491281942646,1.0175057339185076,1.0088219723771636,0.97269100682232057,0.97793488698210773,1.0011323835761641,1.0180912509546751,null,2.1915368592666487,0,1.5376218510497967E-3,0.14359324533577694,1.99824723513439E-2,2.5859924361363765E-2,5.6221904399379298E-3,1.5160348650783821E-3,0.24764819801545479,1.3071785762613475,0.14496958119211428,0.18314451523445097,9.3839398243896269E-2,1.5594197674948023E-2,4.1261471419843975E-3]
[null,567,1.0276213482044345,1.0198697740586022,0.98132498739587615,1.0387915422008345,1.0347383156596295,1.0222697884375798,1.0139660414687326,null,2.2570376804446393,0,1.5923922896711993E-3,0.13688964373949272,1.9126985465281562E-2,2.6362710438456855E-2,5.2343921052777293E-3,1.5704986222358712E-3,0.23759729852237868,1.3959672688059663,0.13889317669859788,0.1870429934084045,9.093837514408612E-2,1.4732350249135145E-2,4.2743795349943605E-3]
[null,568,1.00106693415804,1.0158598885106591,1.0117571305818505,0.98431493580837981,1.0006159601289291,0.99723121503792689,0.96612642574445362,null,2.1852939798652327,0,1.4983962218007825E-3,0.14116767118438642,1.9670288009592377E-2,2.5893860769835721E-2,5.5506150588416087E-3,1.4772776384536284E-3,0.23113914910891495,1.3228049675720608,0.14264742329873006,0.18474317067482982,9.2094766463646976E-2,1.5582523560310544E-2,4.0206627474281406E-3]
[null,569,0.99484287389566395,1.008269828191563,0.95907350468129349,0.99021416229386727,1.0358875196544906,0.97488872970406126,0.98218379015241919,null,2.1880392417405523,0,1.6465012396042285E-3,0.13222941588286105,1.9793093700995849E-2,2.510803000042781E-2,5.294895233239426E-3,1.6227634110304459E-3,0.23517805628061841,1.3306665051725619,0.14341823831750286,0.18905613650769781,8.9040068975439118E-2,1.3861912436767834E-2,4.4166270610101971E-3]
[null,570,1.0217674687862104,1.0206025090575341,1.0027642396611149,1.0022980592398829,0.98752228751573012,0.96850206645452508,1.0383782212710773,null,2.199233916161782,0,1.451134933607962E-3,0.13299610289650388,1.9246559998714708E-2,2.6102638975408682E-2,5.3823686571783415E-3,1.4300757649708116E-3,0.24043110621781524,1.3469564304638331,0.13973716650443538,0.18205446672639397,8.7226132430204273E-2,1.5229807652029375E-2,3.8921948079013247E-3]
[null,571,0.98558594466932281,0.99231489660907457,0.96985895812801259,0.98689190937548288,0.99312781304448694,1.0133824151107194,0.97118815040633566,null,2.200041722744341,0,1.6955203225072486E-3,0.14076635387052291,2.0056036338248626E-2,2.5280218897098986E-2,5.4248919698207743E-3,1.6720043137827161E-3,0.23973490202830086,1.3262106240772864,0.14479031486192295,0.18479091886474977,9.4165717327025875E-2,1.4294615952043233E-2,4.550644566042648E-3]
[null,572,0.96578967541096239,1.0151386412218197,0.96390568911719809,0.99283326043401843,0.99944168439456538,1.0199418236152349,0.99809800231466106,null,2.227101473101138,0,1.7542003797102444E-3,0.14304873731542123,2.0361180548664832E-2,2.546009310220115E-2,5.4739621091005599E-3,1.7300269775745284E-3,0.24909632887401198,1.3341896592811544,0.14774403863266425,0.18673275102231518,9.6040739267647404E-2,1.4269593220372166E-2,4.7085631297179818E-3]
[null,573,1.0363710114043956,1.040283349651131,1.0014118172029614,1.0103606973983432,1.0061118129380806,0.99809880627445857,1.0182657946507283,null,2.2034628319390426,0,1.4723512527307495E-3,0.13444910401493132,1.8894980545091564E-2,2.6107262017217643E-2,5.2768781036278689E-3,1.4516177885435277E-3,0.23255290143682539,1.3577893156534964,0.1377651194625914,0.18333642909490103,8.8249880737963499E-2,1.5110869241840489E-2,3.9508250947400949E-3]
[null,574,1.0091600503061895,0.97137953050480053,1.03924376424423,0.98404169383725648,0.9859867772709614,1.0104377679359984,1.0036608064131536,null,2.2055146683175071,0,1.4363605045425438E-3,0.14704521533054885,1.9722879779722521E-2,2.6561470552768987E-2,5.7191623915529176E-3,1.416380855238179E-3,0.24485675217313432,1.3224956335174569,0.14156639030726467,0.18263944372754931,9.440534859787468E-2,1.6667429810800667E-2,3.8549217781348784E-3]
[null,575,1.0369462441816331,1.0321222008305297,1.0448699744507768,1.0150662601110543,0.98973439136949459,0.9868794393726894,1.0032259251731315,null,2.2117129906592883,0,1.3314531476716247E-3,0.13858826761615362,1.8943338062638083E-2,2.6968675693972974E-2,5.5235528291052499E-3,1.3124906402127881E-3,0.22933611455636663,1.3642050918748561,0.13778552217600026,0.18149195616764854,8.8688467941986315E-2,1.6628799387779863E-2,3.5721668602359436E-3]
[null,576,1.0008853102485793,1.0142718950114975,0.95686421843143266,1.0039986340200961,0.98820620143654647,1.0008327726058155,0.97590437368321592,null,2.2022215754004364,0,1.6855768395040694E-3,0.13451522684516445,1.9646564079707416E-2,2.5201060607676934E-2,5.2437626050010509E-3,1.661905599209365E-3,0.23357809600301238,1.3491888371785541,0.14254736258267442,0.18330427116736103,9.0702329643398777E-2,1.379457673416371E-2,4.5231591940143494E-3]
[null,577,0.98469760170910881,1.0209058531582169,1.008605085106753,0.97872652742359723,1.0175704960531349,0.96862153757536817,1.0020216143553922,null,2.1892511329636428,0,1.4877013517164393E-3,0.13877403720217421,1.9973500950900686E-2,2.5934936143501414E-2,5.6184471545519237E-3,1.4661141866176999E-3,0.24076577114548312,1.3152892049352387,0.1450113720463613,0.18764205489586364,9.0701616183990863E-2,1.5571499959112936E-2,3.9902795115616518E-3]
[null,578,0.99750589560677883,1.0174551232541063,1.0001759700611308,1.0180100229166447,0.99526802932169633,1.0285290538697445,0.95433596604964954,null,2.2374850561015074,0,1.5881360728953059E-3,0.14454271927671672,1.9726464871390965E-2,2.6292764938795909E-2,5.5022537106890271E-3,1.5664338048497408E-3,0.23126140067418216,1.3680669589021071,0.14312991146946435,0.18433993367950394,9.494481085962074E-2,1.5436223545046696E-2,4.2633164420360055E-3]
[null,579,0.99981747449081559,0.96900847291527203,1.0119655732046333,1.0180433583281154,0.98397331929009613,0.99095836334741005,0.97564503521907675,null,2.2392600335991686,0,1.5057464841059269E-3,0.14193659927182331,1.9900654135520741E-2,2.6604808192908395E-2,5.6167894274194588E-3,1.4843899670266428E-3,0.23879828620260579,1.3681324428757708,0.14282616890579522,0.1829362637998751,9.2585034699345523E-2,1.590432244395629E-2,4.0400201612254003E-3]
[null,580,1.0234904087753665,1.0202733353803026,1.0036095802454204,0.98739300274123576,1.0050022923714108,0.95849384603916499,1.0058140367908615,null,2.169085511524488,0,1.4313102459750507E-3,0.13149432937751468,1.9216037969011144E-2,2.5748877658662447E-2,5.3783932005610725E-3,1.4103218896750714E-3,0.23175786134386453,1.3269273864496325,0.13950383599116051,0.18393331047334421,8.6197977079552623E-2,1.5110059066271518E-2,3.8384312712095607E-3]
[null,581,1.0352882246220954,0.97625548890614744,0.98878366420612918,1.0114824941914522,1.0221613961130491,1.0100629391105813,1.0050956627308101,null,2.2165389187889444,0,1.5526630085534456E-3,0.13649659678921441,1.9173283297420473E-2,2.5982302871536845E-2,5.286878821655629E-3,1.5310575868855221E-3,0.23800928047972522,1.3592778879184271,0.13788114395395767,0.1851999665537013,9.0271423518044611E-2,1.4814725968420994E-2,4.1670340385045182E-3]
[null,582,1.0025775222692908,0.99876365721720439,1.0151198922336906,0.96405758898360028,0.99239273375802062,0.98530678655802706,0.98022028623400626,null,2.1589257535215998,0,1.4734433044881225E-3,0.14020864314891021,1.9716225310741024E-2,2.5622238187709357E-2,5.5822759081064748E-3,1.4524250845431373E-3,0.23523548996425825,1.2955875480927803,0.14244023399665867,0.18372740093001313,9.1288408535649443E-2,1.5585285378391702E-2,3.953022288325979E-3]
[null,583,0.99289428463561857,0.99943424709428341,0.97631070046898771,1.0197296121951516,0.98830937707339706,0.99423616340389609,0.96674325183991661,null,2.2320989664045627,0,1.626822718418845E-3,0.1376894071225796,1.9881166497621627E-2,2.5900436082089622E-2,5.4131086303632987E-3,1.6038250054214919E-3,0.23459439378409183,1.370345358793124,0.14373946007155813,0.18380882866593978,9.174730013557135E-2,1.4637421370635725E-2,4.3650829639863562E-3]
[null,584,1.0120735011214466,0.98160144128484872,1.0065535976609215,1.0000434270701795,0.95504351501855456,1.012622837178289,1.0082073010138124,null,2.2139736364858051,0,1.5328567028078225E-3,0.1421940889465925,1.9600535155370229E-2,2.6158086868902346E-2,5.5022233528763424E-3,1.5115808088737488E-3,0.24389793442317084,1.3439329179360677,0.14108424080637272,0.17894272618606741,9.3049645047104793E-2,1.5518488987936082E-2,4.1140246692746183E-3]
[null,585,0.98812982663390991,0.99021930298937499,1.0234344170322425,0.99769618844745911,0.99043815330007068,1.032332340832109,1.0074308466260555,null,2.2411015200402455,0,1.5423892440681118E-3,0.15059674222327626,2.0047632261082585E-2,2.6653679318066125E-2,5.7232386108698992E-3,1.5213897693314841E-3,0.25027626231982741,1.3408107842452957,0.14454231830290415,0.18437953857010966,9.7575912636383738E-2,1.6375689601045348E-2,4.1407214261176281E-3]
[null,586,0.97219586913435985,1.0133288994709697,0.99152556116047608,0.96168290981290905,0.96814653928192762,0.98275167722246448,0.9892506514442917,null,2.1684046364138672,0,1.5865460164592429E-3,0.14058117866896672,2.0252585655632382E-2,2.5281037555550428E-2,5.5999848445617232E-3,1.5638555796658534E-3,0.24266918535314108,1.2923584895291063,0.14683566565058784,0.18281466720404005,9.2820174132213967E-2,1.4958058893860513E-2,4.2562993629971669E-3]
[null,587,1.0270070444181036,0.97303260741474595,1.0370341145683661,0.98709421599868652,0.97079875101907354,0.98238918308688206,0.97735756930705486,null,2.1789600560365918,0,1.3780459739320778E-3,0.14008286842249706,1.9371533933514658E-2,2.6322302050957466E-2,5.6050765350817095E-3,1.3583301872034622E-3,0.23192567410834053,1.3265927971513662,0.13910131394519071,0.17989855020997927,9.0050106847008843E-2,1.6332621623241738E-2,3.6969269961419551E-3]
[null,588,0.95539743309376479,0.99543758232018287,0.98766969234018254,0.96952665770824309,0.97875251087901938,0.98120774997200344,1.0134350777050469,null,2.2012634227801842,0,1.6312086250769484E-3,0.14286010272282015,2.0687084888002336E-2,2.55833695036825E-2,5.6978719083091121E-3,1.6078427249399706E-3,0.25507251870940451,1.302894213654558,0.14940815191115714,0.18508279086610602,9.4543059713862315E-2,1.5081606930341296E-2,4.3760178720747712E-3]
[null,589,1.0087258446587908,0.97535509867456271,1.0152177001711451,1.0252053378809898,1.0089008902884085,0.97979528129248161,0.98649947713134756,null,2.2442092131780633,0,1.4635912073968115E-3,0.13930092019884807,1.9698625682745042E-2,2.680047778842783E-2,5.5778366872173924E-3,1.4425960843090549E-3,0.23768233123404842,1.3777636011854799,0.14157226498928302,0.18523269337488665,9.0692189864280542E-2,1.5982996306115674E-2,3.9262709898178613E-3]
[null,590,0.97134211510570412,0.97415185939248594,0.97515985131418215,1.0098993384489285,1.0109744252247079,0.97281007357033156,1.0102214992707672,null,2.2454777629682336,0,1.6401757116878059E-3,0.13829318352091338,2.0436426668108902E-2,2.6028935509034234E-2,5.5577707729958774E-3,1.6164785520514664E-3,0.2520175517090365,1.3571338894461284,0.14692603865433621,0.18769516016620177,9.2213892594568567E-2,1.4799089339872935E-2,4.3995217466726196E-3]
[null,591,1.0318038567998589,0.98997672651507251,1.0062985429119036,0.96190539401550568,1.0154564740344578,1.0141833914960381,0.99540896582940763,null,2.1507355264646106,0,1.503846406126885E-3,0.13939858813569667,1.9189673026690088E-2,2.5374178075029855E-2,5.3855109586317066E-3,1.4830052904069454E-3,0.2353162495887004,1.2926797609018059,0.13838583060309151,0.18465025433840457,9.1234071159823002E-2,1.5105999264530375E-2,4.0362515279251101E-3]
[null,592,0.97038861269974463,1.0431382970046081,0.99221889755564441,0.97585626114477531,1.0047261653990001,0.98888111858825622,0.97784604518950813,null,2.1874573486197022,0,1.586964147684647E-3,0.14092594210012263,2.0161737173079612E-2,2.5542139439147529E-2,5.5787687673730683E-3,1.5644084114358411E-3,0.23737786395334265,1.3114063185557738,0.14711077597669997,0.18706382209953043,9.3009225463006093E-2,1.5045506839037354E-2,4.2578039888341293E-3]
[null,593,0.99153868137892398,0.96625880597576763,1.0120910512367478,1.0034349669521347,1.0435904538874474,1.017916989502121,1.0193562779639826,null,2.2526522272550942,0,1.5601923052681506E-3,0.14718061539759292,2.0079442177457166E-2,2.6664860737812622E-2,5.6679609310805335E-3,1.5386496245151527E-3,0.25418020223497673,1.3485006888591105,0.1440189793849582,0.19017058181146557,9.599860670305628E-2,1.6024134636116016E-2,4.1876970622178409E-3]
[null,594,1.0197433350539129,0.96958987293458843,1.0063374978831368,0.99141085527592987,1.035526453030305,1.0046773484439806,1.0050100274211675,null,2.2048574508437331,0,1.51416381764984E-3,0.14035280425551566,1.9505743223515257E-2,2.6075065395199059E-2,5.4744285025319266E-3,1.4929811705846696E-3,0.24215437070114307,1.332331453336987,0.1400226102089967,0.18759895409410249,9.1856473658631033E-2,1.5443327528956701E-2,4.0634025852208586E-3]
[null,595,0.98423276244353608,1.0217210148806135,0.99343168014244421,0.97342264599412587,0.97449805956357061,0.97059889198434945,1.0130991133285874,null,2.1771356190596918,0,1.5388683766546427E-3,0.13711957953596859,1.9969839267850533E-2,2.5517926174371479E-2,5.5324375775494209E-3,1.5165842478122033E-3,0.24349097720896043,1.3081375952424712,0.14504435973143057,0.18278816505364592,9.0431499011301472E-2,1.4997882004298732E-2,4.1276423806818879E-3]
[null,596,0.99893732689237646,0.99539320765932726,1.0068437598631796,0.96588317512286581,0.994531366668015,1.0221093032522697,1.0024152404331759,null,2.1803992967499823,0,1.5618173409376827E-3,0.14502654169515231,1.9797604468721985E-2,2.564310548633161E-2,5.5591594424851442E-3,1.5403406742946592E-3,0.24474699832842522,1.2980263113252992,0.14294018898129468,0.18417736213116095,9.4886879961481721E-2,1.542432205400872E-2,4.19229954226325E-3]
[null,597,0.99517046492746952,1.0287068908158552,0.98260534070699035,0.96517872968499185,1.0243272555665048,0.97914853325273599,1.0164783324801747,null,2.1635904497776441,0,1.5678130670659777E-3,0.13521668108519053,1.9714028844770724E-2,2.5178184408418135E-2,5.4020632280064595E-3,1.5453080327756607E-3,0.24141198145591419,1.2970450739728809,0.14342520983287288,0.18774909083352997,8.9757683382249584E-2,1.4507138713541425E-2,4.2058190545592507E-3]
[null,598,0.97769317811602174,0.97847520471899851,0.99188918101366674,0.96785914666744954,1.0185944184225577,0.98351386866340285,0.99866266142692028,null,2.1877005443366651,0,1.589855085129458E-3,0.14103091584569227,2.0294613554579871E-2,2.5533959746326926E-2,5.6136667430450714E-3,1.5671349437846184E-3,0.24797403309706834,1.3006589280085921,0.14601090285914162,0.18817448427865452,9.3096863580841696E-2,1.5069672052980307E-2,4.2652247110863536E-3]
[null,599,1.0111431940900277,1.0255483117216762,0.99832876343094057,0.99925304297770479,1.0098637741125871,0.99499809183044474,1.004730198163958,null,2.2035754514281836,0,1.5188087621073516E-3,0.13739943298337878,1.9425388515274325E-2,2.5970752828727253E-2,5.4082198988517644E-3,1.4973544387009662E-3,0.23658355168556947,1.342857221236206,0.14119531141267896,0.18518607536823647,9.0351847521411344E-2,1.5143799121868657E-2,4.0753051793859718E-3]
[null,600,1.0088680298854835,1.0125762885754614,1.0049223090005701,0.99518944426449396,0.98775273879245984,0.98740773459328113,0.98214134251609198,null,2.1929528461834575,0,1.4942751027535489E-3,0.13788432892989555,1.9527868299211219E-2,2.5943152891338684E-2,5.4728715015441966E-3,1.4730050771601623E-3,0.23271435916749522,1.3374069874973913,0.14152878099141547,0.1828248100343465,9.0316532434661506E-2,1.5345390217713939E-2,4.0090342440367776E-3]
[null,601,0.97302269448268741,0.99347083143720161,1.0054740842511178,1.0217152252833395,1.0073421218532472,0.99621282316658866,0.96813804524822411,null,2.2604724568371966,0,1.5679061394416329E-3,0.14493842611865934,2.0332640881006427E-2,2.6684785374851763E-2,5.7015690280191825E-3,1.5457852843940368E-3,0.24082823335629808,1.3730551964988522,0.14674388855449896,0.18720600264540399,9.4906081971395287E-2,1.5890635287118416E-2,4.207117976138517E-3]
[null,602,0.97288582159745574,1.0291972151017279,1.0204611310750247,0.99325104866753344,1.0060584611642625,1.0375847412837389,0.96819969787563609,null,2.2323174212741344,0,1.5709012612536973E-3,0.15202179639129731,2.0187637103074332E-2,2.6440333683351188E-2,5.7462155042387539E-3,1.549621865634719E-3,0.24007284056806158,1.334830833479848,0.14680007090666983,0.18708336489793953,9.8670474713420969E-2,1.62675735363021E-2,4.2175598855469874E-3]
[null,603,1.0149294188857834,0.9774522107189676,1.0232167220036121,1.0202822740251523,0.98174493131399798,0.99628129387696662,0.96143560423814478,null,2.2306183707733349,0,1.4540230745988445E-3,0.14180474745245644,1.9573935120085869E-2,2.6718540442697673E-2,5.5867995763994038E-3,1.4335103523562473E-3,0.23129579618682181,1.3711639152651978,0.14072512855338723,0.18181085530370539,9.1891001391078683E-2,1.6166621581194439E-2,3.9015426225530538E-3]
[null,604,0.9993979787246422,1.0126600547165681,0.99556768364442605,1.0352849483769324,1.0066480969370608,1.0194337438644003,0.98767704808909729,null,2.266139762681092,0,1.5878466256949127E-3,0.14250034300888262,1.9706719704079962E-2,2.663115409469282E-2,5.4713134591284941E-3,1.565954722327617E-3,0.23869292392979818,1.3912747333383331,0.14284832207300793,0.18550966724298701,9.3860403929053302E-2,1.5404061267152927E-2,4.2620125373402937E-3]
[null,605,1.0328671851967179,0.98717935131904966,1.0119580193560878,0.95865007792532297,1.0049844354432278,0.97440031966678098,1.0223484091059825,null,2.1399938873059123,0,1.4273874086248007E-3,0.13451425311981532,1.9185292449083031E-2,2.5447651449589735E-2,5.4148438655740533E-3,1.4067982584868679E-3,0.23865462643723168,1.288314734930597,0.13825599661774648,0.18341224033444095,8.7743839469106313E-2,1.524215667418671E-2,3.8288411086799807E-3]
[null,606,0.9537855185492401,0.96974629174693994,1.0272957282446609,1.0430169532925619,1.0342691788108986,1.0012955136593433,1.0079200221513702,null,2.3296069576460776,0,1.5445577637336846E-3,0.1525094971316189,2.0867752854691737E-2,2.7877103565002479E-2,5.9802131555810748E-3,1.5228769358678752E-3,0.25951277193320077,1.4017262800522807,0.14975641515339583,0.19150011091890767,9.8593199126816758E-2,1.7160525579259192E-2,4.1447690031853664E-3]
[null,607,0.99734912330101078,1.0311087255725004,0.99198492950390627,1.0200890765319035,0.99731684728356051,1.0011983524198405,0.98731859341244643,null,2.2357616133188887,0,1.568051727241669E-3,0.1391727077803627,1.9666698241833421E-2,2.6230694606399502E-2,5.4405058396938353E-3,1.5460389805608337E-3,0.23550967246551954,1.3708483338976276,0.14313351311270192,0.1845736972476559,9.1864968011768466E-2,1.5135026408531916E-2,4.2078084534736184E-3]
[null,608,0.98470927940997488,0.99712416781995805,0.98693993043840944,1.0384095357413543,1.022129893438549,1.0295111204089407,1.0015964259757764,null,2.2905266072572155,0,1.6624553211039609E-3,0.14537476961744075,2.0063356184414807E-2,2.6709669217516302E-2,5.5219967325872421E-3,1.6397591332619726E-3,0.24831388074471805,1.3954611754060366,0.14495901588129417,0.18813755052968276,9.6249393466114677E-2,1.5295611850962641E-2,4.4628838142860856E-3]
[null,609,0.99216072737784511,1.0124157113881054,0.97052348848235503,0.96377587043296431,1.0164903059072119,1.0017509527446984,1.0131936271103443,null,2.1695367131801366,0,1.6553505689065283E-3,0.13768567488115238,1.9835840522843692E-2,2.4966560604071441E-2,5.3689769082155524E-3,1.6321251158142667E-3,0.2450384782432499,1.2951472991756301,0.14383236289555226,0.18703380657945426,9.2067656572937195E-2,1.4141175714774752E-2,4.4421065353466042E-3]
[null,610,0.98767230732510281,1.0040816230727632,1.0260945979396374,1.0061029307830203,0.99529599953377967,0.98713365329603198,1.0231771690334992,null,2.2404115521649732,0,1.4629104781169987E-3,0.14389604481269805,1.9997356350760654E-2,2.6851568218778682E-2,5.7239638402026786E-3,1.4420811256337061E-3,0.24882734008478499,1.3521143491781737,0.14461549895145437,0.18495892666775193,9.3089889513031043E-2,1.6432574457757022E-2,3.9248694420596451E-3]
[null,611,0.97918804694273043,1.0020200210415564,1.0141874937766826,0.97987818928540926,1.0057095030667209,1.0149675994419949,0.9812242799372819,null,2.2083887984003598,0,1.5559543101386661E-3,0.14770654414667805,2.0172131772927517E-2,2.6093146123368945E-2,5.7060499688584669E-3,1.5344077156468803E-3,0.24308378853478091,1.3168469542490733,0.14584044995656084,0.18664551340654703,9.6222911571481745E-2,1.5916703279952205E-2,4.1761519846232852E-3]
[null,612,0.96337749186191535,0.99900728325550414,1.0097761218217876,1.0137228619954444,0.99382697037734791,0.96031528440895664,1.0125137743518382,null,2.2544988358585734,0,1.5111138112499849E-3,0.14143920422767992,2.0513909261680428E-2,2.6765831494738244E-2,5.7772233018955404E-3,1.4889972648587351E-3,0.25069288437767229,1.3623221406438188,0.14822336147078491,0.18629278951907174,9.237969440308326E-2,1.6061353997411348E-2,4.052559707129034E-3]
[null,613,1.0060999030669455,0.98312040580513382,1.0021869243866048,1.0313023734888409,1.0290999325503369,0.99021645718216922,0.96784447350450575,null,2.251095516848622,0,1.5210504255984084E-3,0.13920588488819127,1.9707481751041766E-2,2.6636648516824433E-2,5.5080741426466115E-3,1.4994606837767873E-3,0.23357547120191269,1.38593342448457,0.14191191232873041,0.18765789452029269,9.1330118836210408E-2,1.5569158235863353E-2,4.0810376841588529E-3]
[null,614,1.0202734019394795,0.99735304892945298,1.0124350021883617,0.98312399438421039,0.99247629111117697,0.9936939197749578,0.99108647780514258,null,2.1776035104441798,0,1.4688412510429866E-3,0.1386596132252409,1.9378638942058518E-2,2.5866322399888599E-2,5.4720191836008583E-3,1.448065525222956E-3,0.23451691869498545,1.3212057158003987,0.13996364310126383,0.18270793278379191,9.04224714780478E-2,1.5489853555735884E-2,3.9411570049847884E-3]
[null,615,1.0164779072424321,1.0286644257356516,1.0125238981575111,1.0019420683473568,1.0119037109786011,0.95716998531989361,0.98160557834173712,null,2.1889640723049215,0,1.4102503887888107E-3,0.13309142006097124,1.9319223144100683E-2,2.615001568126208E-2,5.4557258537494711E-3,1.3895422468369629E-3,0.22677260618130679,1.3464952113706052,0.14048646442567053,0.18512110210426858,8.678681021656777E-2,1.5524325474958637E-2,3.7818759334116493E-3]
[null,616,1.0263175477583408,1.0282978347382645,0.97290735373960957,0.98401325736928802,1.0058318126199373,0.95222930208862877,0.95665353425664534,null,2.1413390185370935,0,1.5085054988377303E-3,0.12628696507039996,1.911156696756372E-2,2.4911361129444292E-2,5.1855445333706222E-3,1.486239646068399E-3,0.21828785702074952,1.3223451086421061,0.13905080869438324,0.18384182131304694,8.4323300649713454E-2,1.3971895991253844E-2,4.0450543778305292E-3]
[null,617,1.0184650553457064,0.96969306398538524,0.98117943948269726,1.0051906047555064,1.0137836468103643,0.99389543081692067,1.0266584892514237,null,2.2182101213694057,0,1.5800224093454264E-3,0.13571244050435416,1.9514247729581987E-2,2.5865400937874504E-2,5.339582929501094E-3,1.5576786353739495E-3,0.24659457139617058,1.3508128883464074,0.14014153814790689,0.18519297351718564,9.0164252704920206E-2,1.4655081172610952E-2,4.2394877568637428E-3]
[null,618,0.97884793705379058,0.99370593997313628,0.9610168002475048,0.98211941037369266,0.96995526070413307,1.0115779970458023,1.0217188441850178,null,2.2056899271105035,0,1.7349873106124061E-3,0.1402329180388574,2.0182253060974271E-2,2.5190401933250128E-2,5.4097941855970133E-3,1.7108809912796214E-3,0.25354555065363132,1.3197899977882745,0.14576631527571376,0.18257798828265123,9.4316925335372892E-2,1.4045434809015187E-2,4.6564540664959311E-3]
[null,619,0.99483444575112756,1.0109263662109291,1.0452976783763486,1.0250007916476065,1.0008984028721857,0.97666644394914615,1.006375868901519,null,2.2572720720857538,0,1.3785042649869712E-3,0.1436489349273932,1.9835830786909044E-2,2.7470510324211474E-2,5.7862145845457309E-3,1.3586663591538897E-3,0.24145725261033607,1.377557791365337,0.14361904295284147,0.18517767711682487,9.1904450045268413E-2,1.7136363332545916E-2,3.6978419453719646E-3]
[null,620,0.9771428007270786,1.021301010062664,1.0169296098728169,0.99097145579541224,1.0279544231067947,1.0459784739967863,0.99087104134656323,null,2.2375295981525336,0,1.5910297031095236E-3,0.15235466947578258,2.0131520480240656E-2,2.6435799056861838E-2,5.7101453487842695E-3,1.5696505982415489E-3,0.24620459765000172,1.3317603052090494,0.14615218324000478,0.18928927189767092,9.9091261187355048E-2,1.6149152218419043E-2,4.2720714932328501E-3]
[null,621,0.9801755212140254,1.0188705224038754,0.99761470704629118,1.0359320204145424,1.016146589296266,1.0153612721034848,0.98385064598655214,null,2.2793365071662475,0,1.6035314461505105E-3,0.1447928292938252,2.0067482237918825E-2,2.6789291807234172E-2,5.5829719811159948E-3,1.5813346208746019E-3,0.24138811828335099,1.3921475244663148,0.14565456045592928,0.18774920486198424,9.5254117922190379E-2,1.5628731130457166E-2,4.3038715512029938E-3]
[null,622,0.98332282897681789,0.99868024980108627,0.99888924423631487,0.98346576843765754,1.0136413963910369,0.96422612007427855,1.0386957389390885,null,2.2057017502913632,0,1.5205755374018393E-3,0.13772941215895043,2.009233808547289E-2,2.5988939568362457E-2,5.5970600739523998E-3,1.4984107747891262E-3,0.25224474440798006,1.3216421791685811,0.145191349257691,0.18727344831699411,9.0538638648609615E-2,1.5347625189383327E-2,4.0781801779968445E-3]
[null,623,0.97715708847557048,1.0075423104181551,0.9942233754141,0.99154077592971579,1.0316645030557419,1.0171425996799888,1.0005456637969508,null,2.2286732195702386,0,1.6266706282298711E-3,0.14538807401769982,2.0176881926664038E-2,2.6029468871055735E-2,5.5942619600171948E-3,1.6041929340483985E-3,0.24773012585408613,1.3324868549669875,0.14609650126440668,0.18968724620959554,9.5839312235540847E-2,1.530088561394621E-2,4.3660843444211558E-3]
[null,624,1.0145252198429802,1.0480895382157147,0.99225727165130462,0.99441043186291544,0.99155667427478267,0.98852712646313201,1.0047152085636397,null,2.1852659530378875,0,1.5156799624536017E-3,0.13461066741888897,1.9264550960969982E-2,2.5674735378145637E-2,5.3307231297307486E-3,1.4941296835742272E-3,0.23271720803105053,1.3363404309608868,0.14071085396588034,0.18291590389752654,8.8839190468784662E-2,1.481671064592908E-2,4.0665284589712298E-3]
[null,625,1.0410572651094865,1.0421162971778084,0.98482852803523313,1.0192905292910421,0.97677077080390984,1.0107537330456717,1.0209159690608427,null,2.2097207906848118,0,1.5356026417711402E-3,0.13339301820925642,1.8792792534983914E-2,2.5891690585637551E-2,5.1612502715624453E-3,1.5142492202368939E-3,0.23277053961301453,1.3697654363923506,0.13710834426227136,0.17974829231271622,8.8428686554150093E-2,1.4560806165039991E-2,4.1212872053635287E-3]
[null,626,0.97861644090392241,0.96728397647034259,1.0175528670528824,0.9620584558670181,0.98803375126401793,0.99407604673309369,0.99502232182426253,null,2.1863326539311041,0,1.525982926335982E-3,0.14629683889778575,2.0343357602098051E-2,2.5887585834294048E-2,5.7738130845591748E-3,1.5044072686932974E-3,0.24934065587669177,1.2929054840501422,0.14593357154169834,0.18468610729518797,9.5116491935823264E-2,1.5975822812802357E-2,4.0945006576603143E-3]
[null,627,1.0162686416836304,1.0100186413170396,1.0081669468248593,0.95780197062715977,0.96783854570216377,0.97649699478531871,0.97956284931138071,null,2.1314522203142472,0,1.457962995809362E-3,0.13583635205898456,1.9398444772157585E-2,2.5226425197132096E-2,5.4542951660794432E-3,1.4369779671225896E-3,0.22988637715882806,1.2871684057738322,0.14050550649052146,0.18014843870621364,8.8804538084718054E-2,1.5133441607615272E-2,3.9109803268481359E-3]
[null,628,0.97190330070744013,0.99672188143836937,0.99488695122122073,0.99991075991896838,0.99225875497598892,1.0051352922745003,0.96069247663356505,null,2.2276808428949151,0,1.6177745438529217E-3,0.14485899895723983,2.0334623519451808E-2,2.6037927910351175E-2,5.641770783551955E-3,1.5951527285578645E-3,0.2394882913717585,1.3437358760892235,0.14688782120345248,0.1855616594575214,9.5452732144846703E-2,1.536228338763199E-2,4.3414798851788622E-3]
[null,629,0.99354117839465717,1.0065311148880542,1.0032294954841789,1.0098400941929626,0.98079345550800112,1.006543512876686,0.96263092138537598,null,2.2251280015670818,0,1.554222344931223E-3,0.14272374533374674,1.9854190480372055E-2,2.6225708963088963E-2,5.5548875932574914E-3,1.532519604749842E-3,0.23377399702240151,1.3570927095114762,0.14370814787230921,0.18294383840083986,9.3580233937918367E-2,1.5521232022675505E-2,4.1710131691771388E-3]
[null,630,0.99140152446082974,1.0067053887806106,0.98608603231093739,1.0045474464394211,0.99362591637270559,0.97594462348668798,1.022690240439633,null,2.2218222511078101,0,1.5647915405972328E-3,0.13637789425774086,1.9885505266155613E-2,2.5987464987456705E-2,5.4683163409788797E-3,1.54225613958513E-3,0.24621452081412484,1.3499546722447597,0.14397852215555404,0.1845081387447719,9.033909049157153E-2,1.4933148398358581E-2,4.197512807350947E-3]
[null,631,1.0154083317407625,0.97380920258326142,0.99610726617555312,1.0039087987451409,0.98501939721724296,0.99668984662432225,1.0134579032056616,null,2.2155683293248414,0,1.5394277376551814E-3,0.13833634598282249,1.95639816978498E-2,2.6063618899115498E-2,5.4346377379201772E-3,1.5177190659835889E-3,0.24397677882666496,1.3491104942060037,0.14059719755763159,0.18212939964707109,9.1088399879358628E-2,1.5158452580419242E-2,4.1307309816516913E-3]
[null,632,0.97781633569454363,0.97414172337368743,1.0183180687028324,0.99134376182057571,0.98320260808841575,1.0234033451954734,0.99919902265309379,null,2.2362348159731611,0,1.5673496353119309E-3,0.15067191356083748,2.032887717999253E-2,2.6479761574123441E-2,5.7740990765929555E-3,1.5458241460320837E-3,0.25212605174603941,1.3322633593490716,0.14605478938318378,0.18419036886901616,9.7917077695035284E-2,1.6242819283839471E-2,4.2072237447065451E-3]
[null,633,0.97950043637090911,1.0036006505236916,1.0180012969743346,0.97126401164917975,1.0085373111558986,1.0416743894438973,1.0168219762706314,null,2.2152190090326473,0,1.5832274993843871E-3,0.152090021286025,2.0161143122410404E-2,2.6159384314801706E-2,5.7246519448192973E-3,1.5618653319472273E-3,0.25387669427458809,1.305277644166424,0.14580292394584984,0.18694934548494047,9.8857008451813055E-2,1.6090671643620394E-2,4.25088256479205E-3]
[null,634,1.031606674721298,0.98602317640128412,1.0057721676694131,1.0260911991152739,1.0325004811447185,1.0442201658321513,0.98741391625194042,null,2.2487850694377722,0,1.5517402664762909E-3,0.14366768610196784,1.9209925156655885E-2,2.6585756144585575E-2,5.3883524094428962E-3,1.5308539944131835E-3,0.23624498212334599,1.3789364724743345,0.13841110592031541,0.18658735582694802,9.4057406574821117E-2,1.5550433050507847E-2,4.1664799269090528E-3]
[null,635,1.0209349136062127,1.0184792018849964,0.99729786380962904,1.0007484055283935,0.96582510518839049,0.96919954600132063,1.0106087328116093,null,2.1880134765288637,0,1.4706113268968858E-3,0.13257487525710046,1.9267751497390861E-2,2.5855110718093929E-2,5.3587696200602525E-3,1.4492848713627208E-3,0.23445018754890223,1.3448651872115658,0.13983879249064629,0.17964451621403107,8.7232813662407413E-2,1.5002323100977353E-2,3.9444756632198812E-3]
[null,636,0.98977121914478661,0.97932378591192315,0.99374137120795392,0.9873280789937412,0.97384867602493741,1.0080672041863199,0.98697030464915503,null,2.2055856847107962,0,1.6031892121534347E-3,0.14306270640110824,2.0044311387775775E-2,2.5767388658279052E-2,5.5548043748103633E-3,1.5808365490355711E-3,0.24395948680515275,1.3268249065297451,0.14423345554872954,0.18237779323038752,9.4333587256705376E-2,1.5147081217373841E-2,4.3025159638464911E-3]
[null,637,0.96398277611345806,1.0122101543167208,1.0350256407063749,0.99488049150437297,0.97178606506194565,1.0074352803106399,0.96662348883027338,null,2.233592884049175,0,1.4988188729305964E-3,0.15149517594382547,2.0458271225327E-2,2.6747488806572899E-2,5.9078152677404161E-3,1.4779082979812382E-3,0.24158087716335361,1.337052341750993,0.14819080152305442,0.18378698615215194,9.7499402176300431E-2,1.6872255420038656E-2,4.0223791947654368E-3]
[null,638,0.99717620974137533,1.0347755869405186,0.98094570562185768,1.0016369132516791,0.97538565090120111,1.034299716837543,1.0102107104072227,null,2.2210634326327878,0,1.6563286059208193E-3,0.14224568354979886,1.9647903689209475E-2,2.574911244693007E-2,5.3748782317180645E-3,1.633820752739257E-3,0.24317110041933188,1.3460370284825984,0.14313290020148647,0.18209538001864239,9.4518118045340188E-2,1.4667113900822029E-2,4.4467215000898669E-3]
[null,639,0.99263054793621952,1.0012752079756995,0.99493812916436419,0.99199424890199606,1.0067634726352968,1.0012597752717021,1.0078958386994921,null,2.2128648207147301,0,1.5761375429936887E-3,0.14114481598012085,1.9890091263643189E-2,2.5934382560734028E-2,5.5187215439639779E-3,1.5540126427281869E-3,0.24513602118150946,1.3330973020362298,0.14382075616298992,0.1859268236142631,9.3002484924930295E-2,1.5186036213232867E-2,4.2295101333761267E-3]
[null,640,1.0106573141061441,1.0283151978016405,1.0176958253257948,0.99267995959533017,0.99430959368538607,1.0150582423952215,0.98287048108705632,null,2.1982348205261952,0,1.4881769744446692E-3,0.14277623015925825,1.9435122753563818E-2,2.615155229999231E-2,5.5168246239080876E-3,1.4675707893985238E-3,0.23293490408137296,1.3340578476098024,0.14130736543537614,0.18347321399358987,9.2819751490627961E-2,1.5788370359587505E-2,3.9942439041620757E-3]
[null,641,0.99359641837384394,1.0330691540373862,0.96149589863312801,0.99814487112535166,0.96993545263899705,0.99132420386177622,1.0079908187033961,null,2.1998849343476037,0,1.6591176305510607E-3,0.13425677925097396,1.9713769504526715E-2,2.5266174196174836E-2,5.286819390251509E-3,1.6355944823167195E-3,0.24009453384422497,1.3413256575273504,0.14360373121853803,0.18167710367085541,9.0271023501856007E-2,1.3961316383796631E-2,4.4515490072899204E-3]
[null,642,0.99893350419734039,0.99999387986065602,1.0060545947250801,0.97099451768742473,1.0113038500101337,1.0230310464342718,1.000962244370343,null,2.1882309612342046,0,1.5642077145065396E-3,0.14490459536195352,1.9777111882669153E-2,2.5736598236579384E-2,5.5490172972679037E-3,1.5427175575873343E-3,0.24390168938279794,1.3048939901312779,0.14293891531065664,0.18607275336354667,9.4851346454477209E-2,1.5427665334851227E-2,4.1987686350465426E-3]
[null,643,1.017487342879386,0.99668994670729505,1.027206839636424,0.98450512114023703,0.98805351437322442,0.99149114955945628,1.0039035002194636,null,2.1868016702029047,0,1.4253266815005682E-3,0.14067910848260229,1.9443647517108611E-2,2.622673697553414E-2,5.5716072369918559E-3,1.4051216491543907E-3,0.23821655369418634,1.3230911521169282,0.14038041415384081,0.18238053787437178,9.0949880765236982E-2,1.6057958487677403E-2,3.8242779307710948E-3]
[null,644,0.96765754590958331,1.0397036376982733,1.035662753958793,1.0051033732896644,0.99408703972358325,0.9983220352635388,0.99727668803075464,null,2.2471620136448749,0,1.4689691032860619E-3,0.1487441882798187,2.0261180866652864E-2,2.7014266463076971E-2,5.8545766216619608E-3,1.4482878915395533E-3,0.24428308008318758,1.3507927100133377,0.14762955701477293,0.18607438650660788,9.56936703024511E-2,1.689331649225979E-2,3.9417622127955283E-3]
[null,645,1.0218478425627393,1.0221344449446599,1.0208024196765135,0.98391504572821908,1.0132452561456782,1.0363382452200118,1.0231907729980392,null,2.1988639762246498,0,1.495037141919337E-3,0.14482679070027607,1.92496907794358E-2,2.6176928250776613E-2,5.4810968812735918E-3,1.4747610415048072E-3,0.24227459448674551,1.3222848558986655,0.13976689079712343,0.18497329127292567,9.3981763751168859E-2,1.5854536106545108E-2,4.0138134001294111E-3]
[null,646,1.0256933705592721,1.0022272026905674,0.99160320572689897,0.98187222765056348,0.99566740896550765,1.0131349075120801,1.0041315505146802,null,2.1762087784810342,0,1.5537997953360952E-3,0.13777183355991243,1.9242890083342155E-2,2.547055392818872E-2,5.3212140268603918E-3,1.5322441138548146E-3,0.237142242939645,1.3194900307997119,0.13917727286550716,0.18274340758841146,9.0961049217164233E-2,1.4739575779994648E-2,4.1702633737764243E-3]
[null,647,0.99909978692613821,0.97456959254835762,1.0123319732775711,1.0269715457705368,0.99742943630476255,1.0076868352163224,1.0013723061218827,null,2.2644742521370596,0,1.5291723516745912E-3,0.14433877487078214,1.9890123801874989E-2,2.6898263097070108E-2,5.6158714301004723E-3,1.5078436298932968E-3,0.24592065973558944,1.3801315912781278,0.14292961174170787,0.18450020833763917,9.4131664670682694E-2,1.6034958595215181E-2,4.103853300050548E-3]
[null,648,1.0047350348571658,1.0176849520432172,1.0209647814551279,1.0189587793442241,1.0384544926759172,1.0201185840267051,0.98776488998856715,null,2.248942248213138,0,1.4976347086955869E-3,0.14511776517498104,1.959645465215851E-2,2.6847192400020408E-2,5.580733625396142E-3,1.4770004337034408E-3,0.23710939587211077,1.3693805180790333,0.14214779605259117,0.18881199892520353,9.4161645788093204E-2,1.6189473631062243E-2,4.0199082874786511E-3]
[null,649,1.0222078814543389,1.0024457667839184,1.0402714372572379,1.012318166906327,0.99097122733484477,0.9872362004752453,1.0031162275271146,null,2.2223278559516988,0,1.3729559276126192E-3,0.14094332759172343,1.9337374408455864E-2,2.6962848158823167E-2,5.6130449476210044E-3,1.3534094052172381E-3,0.23601314061174927,1.3605001326556749,0.13976171401811102,0.18245293437689081,9.0434287985247913E-2,1.6645063470086981E-2,3.6835342497107989E-3]
[null,650,0.96650514966156631,1.0014002589701869,0.9988906220540299,0.99843529049491664,1.0051542460078791,0.98727914077295031,1.0186858252843289,null,2.2401140941321236,0,1.5830692202004404E-3,0.14344003616098905,2.0429727475410869E-2,2.6313174093283698E-2,5.6910534727147568E-3,1.5605323335455335E-3,0.25329300737536375,1.3417591517253651,0.14771775558220968,0.18736384876598502,9.4292531666933771E-2,1.5589090117957801E-2,4.2472545825654453E-3]
[null,651,0.98822292740490525,0.97907236918350826,0.9867509691012073,0.99056675335608002,0.99445653302753612,1.0217674976089295,0.98474874898928721,null,2.2158282676372991,0,1.6513517261308795E-3,0.14430617244089064,2.0072417233316639E-2,2.573869187033366E-2,5.523433684780755E-3,1.6286362691628994E-3,0.24486789105723508,1.3311676604774181,0.14444317165379972,0.18479503587287674,9.555274202878429E-2,1.4951155729972618E-2,4.4326110448595721E-3]
[null,652,1.0396666656226627,0.9988380734521064,0.97050420412961746,1.0435789359404457,1.0061642599087679,0.99083520621699406,1.0445295206547049,null,2.2509371125735269,0,1.5672088857940469E-3,0.13032634423399431,1.8985773273648966E-2,2.6214356363833773E-2,5.1387875213814473E-3,1.5449778635725532E-3,0.24182148234352246,1.4023887332173501,0.13726012608059826,0.18313564474834632,8.7147641819991642E-2,1.4335533550250161E-2,4.204920442828641E-3]
[null,653,1.0399613216080545,1.0196347030249773,0.99733464667908545,0.9816699617245993,0.95512330798472245,0.99582094682927613,0.96669376263169282,null,2.1457511511044918,0,1.4828778246968077E-3,0.13374814688324327,1.8910546187117704E-2,2.5271483459428055E-2,5.2596180120715891E-3,1.4619483614676937E-3,0.22200952059092294,1.3192264958750157,0.13728048073900509,0.1773718015501331,8.8002885524854038E-2,1.4712160237160557E-2,3.978941508767226E-3]
[null,654,0.99355233094431483,0.99456897062393157,0.99590048427352695,0.99168593985012343,0.98609606899981872,1.0091541612408066,0.96233020116320622,null,2.202076823516101,0,1.5862714346436737E-3,0.14248193902957459,1.990164422973582E-2,2.577853778952114E-2,5.527284782466526E-3,1.5641784716488071E-3,0.23524235013822498,1.33268440342229,0.14368955272428408,0.18353603731737794,9.3829657969723854E-2,1.5170330907362759E-2,4.2571781685334523E-3]
[null,655,0.99801620936102242,1.0299559139009593,0.99907467779114012,1.0023913638546742,0.97505820209388105,1.0087223876066511,0.99624415308183034,null,2.2149189406623893,0,1.5561304194745254E-3,0.14112088750526786,1.9662795951326195E-2,2.6047872302069681E-2,5.4784254845068152E-3,1.5344479716665517E-3,0.23826254721225018,1.3470758576632036,0.14305418470613798,0.18202410732099297,9.2757847605352953E-2,1.5279835810847221E-2,4.1762615482384387E-3]
[null,656,1.02241547211253,1.0327579641995202,1.0056978006980426,1.0370639268728639,0.99801862722705981,1.0000137251863384,1.0327369829493087,null,2.2548076106165675,0,1.4844384132690896E-3,0.13732281682538075,1.9186107196001011E-2,2.68102039730885E-2,5.3812705080747434E-3,1.4635747675067594E-3,0.24012304796909681,1.3936822949691456,0.13965521184736307,0.18320666451619436,8.9907457218961997E-2,1.5570031189161924E-2,3.9833680498609575E-3]
[null,657,1.038035411717501,1.0200022367752486,0.98986252691052168,1.0367211398063074,1.012644439579544,1.0227083886293074,0.98841033097587638,null,2.2406005331013708,0,1.549427039400235E-3,0.1366810171350174,1.8939657117357254E-2,2.6324067063464851E-2,5.2281584998853858E-3,1.5281332335814577E-3,0.22936574899118373,1.393196290742974,0.13751862681493524,0.18397344027004534,9.0334955056879704E-2,1.4900790302619897E-2,4.1590749128236635E-3]
[null,658,0.97505639893169327,1.0348646176082243,0.99108620974601025,1.0116614934937909,1.0095934239306548,0.97736315317804212,0.98776437538380679,null,2.2333988697173925,0,1.5673819777163732E-3,0.13868764492222549,2.0099682645642037E-2,2.6183536090637023E-2,5.5552403299920314E-3,1.5448420321085411E-3,0.23864339829064357,1.3595216331151978,0.14640385685439825,0.1873203791611634,9.1594028265088084E-2,1.520745923364855E-2,4.2045507543604305E-3]
[null,659,1.0157193463479275,1.0039964021273053,0.98906888043274921,1.0110571316041701,0.98172675022922684,0.97485337546334394,0.99815235424513993,null,2.2070336851519845,0,1.5171272793681083E-3,0.13341964033433401,1.9422755541250804E-2,2.5925853267051067E-2,5.3572138999618364E-3,1.4952538592441129E-3,0.23480634823823437,1.3587066550783189,0.14053821141523509,0.1817332863205354,8.8221404134906173E-2,1.4854602247717593E-2,4.0695880945602484E-3]
[null,660,1.0134681232224709,1.0032190678151804,1.0093435644314677,0.98942876913100908,1.0110538827277507,1.0484139762421669,0.99431287227530685,null,2.2096404884361553,0,1.568161613301242E-3,0.14677024091896698,1.9481702944070228E-2,2.6052138324256197E-2,5.4841560748390165E-3,1.5471387438353314E-3,0.24044501843552263,1.3296730189882431,0.14089644220612077,0.18519559694431403,9.5886074100935331E-2,1.5566320721783137E-2,4.2108016465699366E-3]
[null,661,0.9663664285615654,0.99476088735309343,0.99692604798851536,1.0238143318253601,1.0034336502684489,1.025994062699001,1.0215704683260474,null,2.2892927742798852,0,1.6545196882212388E-3,0.14910798992314539,2.0461313769880099E-2,2.6802740095520337E-2,5.6885946924976408E-3,1.6318544092528485E-3,0.258160620930664,1.3758619677413948,0.14773428138815511,0.18717638566281997,9.8133155013057638E-2,1.5747020580391256E-2,4.4413697613248171E-3]
[null,662,1.023891670673726,1.0239416966829655,1.0319929901924407,0.99862456816171918,0.99789788297020121,0.99576961880180503,0.98734325592850458,null,2.1965447549419217,0,1.4000741362313529E-3,0.14020365262907494,1.9210619931039567E-2,2.6467917570510938E-2,5.5309494058544744E-3,1.3803123526852489E-3,0.23007790863009384,1.342077132962493,0.13951316052951918,0.18313273064778848,9.039093922517448E-2,1.6202749989752865E-2,3.7567552041644732E-3]
[null,663,0.97577115932334324,1.010952431274871,0.9928746587218058,1.0174716578149936,1.0064872479586098,1.0357270821146916,0.9975433769915365,null,2.2667138942723857,0,1.6621509869415127E-3,0.14799202771450642,2.0189665253029947E-2,2.6450848434009473E-2,5.5901953312965788E-3,1.6395951411688333E-3,0.24843145517591084,1.3673322036018163,0.14630082928697191,0.18692628809484199,9.7634461753595497E-2,1.5426037990312284E-2,4.4624374818685395E-3]
[null,664,1.0429500743661819,0.97904539043773775,1.0334549132941659,0.97750520434291543,1.0158342204912834,0.99190981658470379,0.97641536231776083,null,2.1611744211405037,0,1.3785268558984625E-3,0.1386477788821347,1.9047411123920343E-2,2.605005938600068E-2,5.491880156373502E-3,1.3589934929465228E-3,0.22814616276201971,1.3136975562762805,0.13696700243075019,0.18410202919002744,8.9312187627881984E-2,1.6033154372349097E-2,3.6987322957158864E-3]
[null,665,1.0218185590948854,1.0058864265114635,1.0137090895119019,1.0250910405435576,0.98043480196259669,0.99800733649712481,1.0397708224761666,null,2.2444330549984302,0,1.4663398971534178E-3,0.13896544651157808,1.9313881867778444E-2,2.6789433837993482E-2,5.4606721551015529E-3,1.4456891916019294E-3,0.24498383082985706,1.3776070531457476,0.13975487163008435,0.18126003582968572,9.0554016807870077E-2,1.5829773680060066E-2,3.9346894082265211E-3]
[null,666,0.97548977439584372,0.99945941837289454,1.0013566083563477,1.0337246094602761,0.97262852071720163,1.0361832013546666,0.9711928426756119,null,2.2829115407898866,0,1.6384822802441141E-3,0.14967309132060125,2.0251782397253299E-2,2.6797915242466282E-2,5.6554840596753442E-3,1.6162574128376398E-3,0.2434129634905276,1.3891871884295572,0.14636304019315979,0.18312418276573939,9.8245841842135154E-2,1.582335603754622E-2,4.3989198786311065E-3]
[null,667,0.99724671447617075,0.99340480983422808,0.96300201026567089,0.99598413451623324,1.0164478639509202,1.0007711797321213,1.0292480748524591,null,2.2153055629171292,0,1.6780144578525437E-3,0.13642543926035833,1.9812457582221641E-2,2.5446604893125394E-2,5.3215063635900384E-3,1.6544479688354685E-3,0.24986118159447424,1.3384231598772525,0.14308154337912035,0.18671804342726347,9.1644612286688867E-2,1.4091718759506655E-2,4.5028619825437967E-3]
[null,668,1.0170098313603686,1.0111996442247326,0.98425902712364355,0.98090173420657445,1.0270688690587737,0.99359241294376199,0.99957476194122663,null,2.1740121666143644,0,1.5573293564465538E-3,0.13501463227061428,1.9364684357502559E-2,2.5359528649553931E-2,5.3152447769101181E-3,1.5352997783043085E-3,0.23544058076348806,1.3181762599819506,0.14034901685971085,0.18678062050214406,8.9534357354679767E-2,1.4520690790842842E-2,4.178579885108431E-3]
[null,669,1.0194350222792938,0.97701634212311406,1.0000981864078167,1.0088253197664794,1.0007902786669762,1.0098449689445432,0.97702096416509077,null,2.216878357176892,0,1.5396670067382894E-3,0.14006251340306772,1.947507202196299E-2,2.6121999288126772E-2,5.4317086586536173E-3,1.5182378010132058E-3,0.23493452933524572,1.3557238423877751,0.14005085986038268,0.18368476348393481,9.2006180861687423E-2,1.5276174274377831E-2,4.1321428074013507E-3]
[null,670,0.9979756349161546,1.0176701364696714,0.9986760299721319,1.0128072597067177,0.97660569021210641,0.9730725840318224,0.98804073313157892,null,2.2179802329361755,0,1.5064087939800511E-3,0.1363766926138274,1.971532804057961E-2,2.6187490296481385E-2,5.4908598467039412E-3,1.484650162207418E-3,0.23489729188722272,1.3610727533728182,0.14305908131114328,0.18220109326599493,8.9660779031709159E-2,1.5299893574731488E-2,4.040728326734154E-3]
[null,671,1.0289384813681675,0.97280297648390601,1.005908229357714,0.98862118261078691,1.0287971270577276,0.99122505889226897,0.96713785221785864,null,2.1797432994154948,0,1.4807814603239359E-3,0.13705427196878076,1.9317101766880455E-2,2.5807756954415742E-2,5.4191539901226552E-3,1.459784681550711E-3,0.22954071769354792,1.3285817523273222,0.13877033160886801,0.18631800195876036,8.9720466053300321E-2,1.5261689186981004E-2,3.9730526852900933E-3]
[null,672,1.0121392218431022,1.016370237317519,0.99673457500398677,0.97859352456059467,1.0091588947900316,0.99114257896914371,1.02751660718711,null,2.1800106340158334,0,1.519441199071258E-3,0.13678845003468418,1.9443710831893186E-2,2.5638224775614331E-2,5.4046415656141241E-3,1.4978944506320909E-3,0.24246741900923385,1.3150912995332127,0.14105273878186186,0.18504729073404733,9.0035508497542452E-2,1.4986122086717769E-2,4.0767749138476079E-3]
[null,673,0.97545953242701255,1.0151978860871091,1.0007120997537111,0.98048211488630221,0.97951881186718648,1.0086996765876202,1.0014775121772652,null,2.2064091268684556,0,1.591726452462185E-3,0.14506481074397012,2.0182503866012811E-2,2.5865578313513309E-2,5.6324893530254423E-3,1.5695475255851938E-3,0.24682059369892931,1.3176353985793916,0.14636605641599162,0.18390433027126485,9.5257405997377823E-2,1.5430347592413282E-2,4.2717909634401429E-3]
[null,674,0.97140913937629891,0.9972987897188379,1.0236922700646216,1.0225103069723447,1.0063302201559783,1.0048777310813579,0.96705601680287412,null,2.2689349514578505,0,1.5240026260470844E-3,0.14886110544686035,2.0360939035335493E-2,2.7071263949496906E-2,5.8141693751573922E-3,1.5026865888103011E-3,0.24132713431106381,1.3741592025514551,0.14703091202476534,0.18720985408675625,9.6436835560999884E-2,1.659503361895592E-2,4.0898175342407696E-3]
[null,675,1.0215456435969767,1.0357612249977191,1.0192322725382965,0.9709402357848298,1.0382876658844529,1.0196962925039184,1.0307081117596915,null,2.177909119623338,0,1.4719844299110041E-3,0.14188795172790067,1.9198408953410389E-2,2.5930460474351675E-2,5.457968853319355E-3,1.4516951631210419E-3,0.24119415142070483,1.3048449055390534,0.13980468781952399,0.18781964481841879,9.2159296185129927E-2,1.5680897415478456E-2,3.9510356828335669E-3]
[null,676,1.0088411676192763,0.98987602398835051,1.0047540174129996,1.0028357584567913,0.97215886358650061,1.0222496691607461,0.99580503356961492,null,2.2201612398508703,0,1.5553231175698646E-3,0.14351521013754787,1.9625937746057455E-2,2.6175599455521663E-2,5.4994285071187808E-3,1.5339386901921622E-3,0.24140816253895675,1.3476823668006943,0.1415321651032434,0.18106357685109192,9.401422074262622E-2,1.5491080943439867E-2,4.1748754519497448E-3]
[null,677,0.98722565355245928,1.0339871844890123,1.0040234978289992,1.0148785409647156,0.9972955242801087,0.98484743111076545,1.0230768395171046,null,2.2416470292582926,0,1.5189096959219816E-3,0.13977228340015369,1.9863747439278823E-2,2.6530190102914245E-2,5.561989923952437E-3,1.4972328058662631E-3,0.24494780484819351,1.3638650677800956,0.14462933691709687,0.18519186390080164,9.1601922795263163E-2,1.5629524905693554E-2,4.0749741349061621E-3]
[null,678,1.0112107731765883,1.0311149271518942,0.98433369048411645,0.96166615462806904,0.97736811799473189,1.0169120567315286,1.015222555185078,null,2.1536718046611831,0,1.5959104977457913E-3,0.13843625922459465,1.9392396076649675E-2,2.501411130599555E-2,5.3232541172244284E-3,1.5738528543150978E-3,0.24004282259028975,1.2923267834277141,0.14115405533797468,0.18149691355151631,9.1799269504805728E-2,1.4424488518855623E-2,4.2835086489917068E-3]
[null,679,1.0059575257147173,0.97748738164068705,1.0331279056805136,0.95786925165405401,1.0093424044115347,0.98867123324131911,0.97545953289981524,null,2.1579471831707071,0,1.4260247426965923E-3,0.14327693380613815,1.9754565822470892E-2,2.5877555680864382E-2,5.6939339623361621E-3,1.4057521572357614E-3,0.23623779840384582,1.2873075086327692,0.14200300219627754,0.18546081273605006,9.2311607672660417E-2,1.6217742876832225E-2,3.8259939659216532E-3]
[null,680,0.9853667594375729,1.0330429174092073,0.99825846001122587,1.0190402065695714,0.98505506783465258,1.0023227766427982,1.0107337635152047,null,2.2488224578572593,0,1.5677283956579693E-3,0.14180968278216366,1.9901591639642387E-2,2.6465024326732631E-2,5.5404076381447972E-3,1.5457448772101885E-3,0.24394086371831272,1.3694483078316426,0.14488870766907219,0.18391644818251993,9.3255864785794826E-2,1.5470534800574228E-2,4.2070080011043058E-3]
[null,681,1.0224773359829085,1.0119200513382014,0.96955350457149714,0.98957925516042755,1.0300659575984841,0.95656204541596923,0.99941956705585078,null,2.1675909757466352,0,1.537050624766939E-3,0.12738531787593013,1.9249190405202937E-2,2.5163833821229321E-2,5.2050253271537358E-3,1.5144662015399222E-3,0.23106356418362792,1.3298216681228363,0.13956553798099197,0.1867956684523728,8.523031445125237E-2,1.401156179232089E-2,4.1218777569425056E-3]
[null,682,1.0244420939257508,0.99716399377036635,0.98955516657335774,1.0028660566239791,0.98471474403764037,0.96862710455147605,1.0255343696063466,null,2.1960874671284536,0,1.4953426675432837E-3,0.13168496428818935,1.9286625534287626E-2,2.5831800081440134E-2,5.3222826857552011E-3,1.4736447484799994E-3,0.23951729080711767,1.3476997617616997,0.13934267126101216,0.18157423950019433,8.704900374982788E-2,1.478975015948837E-2,4.0107752185017803E-3]
[null,683,0.97441644517990444,0.99949139713408397,0.99937166750092499,0.99641353805946375,0.99266799679482554,1.0225977596764546,1.0203091319811615,null,2.2425068660594594,0,1.6254490181001893E-3,0.14756780625926214,2.0272674515216641E-2,2.6264363915184708E-2,5.6500363119993324E-3,1.6031080240735767E-3,0.25484462839213445,1.3390429497166367,0.14651957029358967,0.18545454826377386,9.6978235578284694E-2,1.5571262230293028E-2,4.3631315771101679E-3]
[null,684,1.0141836332893286,1.0148561272396242,0.99285810535444463,0.99579321273868981,1.0368228161524327,0.97478103665813309,1.0014243235426756,null,2.1932535027176017,0,1.5038698770925456E-3,0.13377737519254645,1.9408503245601658E-2,2.5808700551179196E-2,5.3738142975546929E-3,1.4821859885931633E-3,0.23468987045436723,1.3381995393688326,0.14075960905837082,0.18805290962876572,8.8257532873036212E-2,1.4913310277371935E-2,4.0340216584707654E-3]
[null,685,1.0033686411634366,0.98362457858439878,0.98786426411302397,1.0175163941505763,1.002461621028657,1.0217607531866784,0.98543955306877695,null,2.2421391800559776,0,1.6210148063735311E-3,0.14213282202289959,1.9749956193123603E-2,2.6165352874613308E-2,5.4408285282530255E-3,1.5987165070163163E-3,0.24079064718667115,1.3673852761681806,0.14226537092836286,0.18479491446480406,9.4050771670965067E-2,1.5034359002116245E-2,4.3511793153435136E-3]
[null,686,1.0159200928921885,1.0341020704990951,0.99622512822742715,1.0107474366162428,0.99640746606946884,1.0082169608372267,1.0006811871304075,null,2.215697951032221,0,1.5356372350593891E-3,0.13806745920543254,1.9297468525830194E-2,2.607920767507339E-2,5.361240070327432E-3,1.5142296039843469E-3,0.23457934971995431,1.3583008295862429,0.14052663985115821,0.18338734748275995,9.0904962266099759E-2,1.5093620464024441E-2,4.1212338163905925E-3]
[null,687,1.0002658939191167,1.0102358653112991,0.97175971972830588,1.0090025647938281,1.0093124585453359,0.9891223266679483,0.98457697989221638,null,2.2144197011415905,0,1.6178719463937731E-3,0.13504842052389104,1.9685209228306338E-2,2.5641059252325349E-2,5.3349377350725528E-3,1.5948825210033387E-3,0.23545753247146181,1.3559253130058042,0.14266971962738867,0.18573913805123116,9.0236318517213573E-2,1.4364297684994261E-2,4.3407444692893388E-3]
[null,688,1.0185519471245903,0.98646659244269208,1.0459600774679403,0.97585720575796453,0.96895019467632282,1.0242963936229816,1.0338834359874762,null,2.1962987073074838,0,1.4177330407340787E-3,0.14813229450674037,1.9479030729528106E-2,2.6542836289106028E-2,5.6858249297742748E-3,1.3982793147594246E-3,0.24916930054010725,1.3115125444782465,0.14027630768375368,0.18017777307171351,9.4736846254265705E-2,1.6799747198099516E-2,3.8056553521229244E-3]
[null,689,0.99098419874503896,0.98869270528127595,1.0169379174504365,0.98566899641196926,0.98947409064229386,0.98445190546787942,1.0027770089388153,null,2.204092028610336,0,1.4870794873140865E-3,0.1422828982410278,1.9992556564667439E-2,2.6215975364827594E-2,5.6707762550716346E-3,1.4658483305997373E-3,0.24464757049923366,1.3246343794288149,0.1441108476004983,0.18409157309675442,9.25401445780486E-2,1.5936982198984592E-2,3.989555939120171E-3]
[null,690,1.0088939064291231,1.0157633532650976,1.0243171625149559,0.98776149515609435,1.0017816139910121,0.99569209504619816,1.0225560008779222,null,2.200691477055515,0,1.4462269107736328E-3,0.14151210849238904,1.952586591312138E-2,2.6339857370791329E-2,5.5791672752676137E-3,1.4258121001244277E-3,0.24272507720930847,1.3274613173766694,0.14156950968646836,0.1844264098116972,9.1642522806751545E-2,1.6049465405994154E-2,3.8805905177062071E-3]
[null,691,0.97834045106788226,1.0104469360142676,0.97713356127157769,1.0254883884116475,1.006737415845242,1.0215464790936999,1.0133679108670164,null,2.2714307746020279,0,1.6894144236679306E-3,0.14339845647198685,2.0128855758850452E-2,2.6302046566003535E-2,5.4851417496362609E-3,1.6661703606958671E-3,0.25047330195626533,1.3780851000201304,0.14587966346014014,0.18678118057866189,9.5503853105376652E-2,1.4881652529043126E-2,4.5347664689023605E-3]
[null,692,0.96619278140311671,1.0088194314733292,0.98962421833462699,0.9955033427233746,0.95983462367423233,0.98551001350479572,0.98048615461896793,null,2.2173326631855761,0,1.6087789093830144E-3,0.14173987092528437,2.0397198159488806E-2,2.5866090021255506E-2,5.6291461321393644E-3,1.5858349006304764E-3,0.24276189937596918,1.3378054856562522,0.14774345180762366,0.18225245122747463,9.3691820307475318E-2,1.5152073752185772E-2,4.316119829181661E-3]
[null,693,0.98311429865657829,1.0109721334169188,1.044675990569838,1.0181519827625944,1.0085047332560555,1.0262658187448073,0.97281747124416174,null,2.2655442595240958,0,1.4676687262102637E-3,0.15276211650115304,2.0071706025248548E-2,2.7355733572077368E-2,5.851452278817542E-3,1.447568444105647E-3,0.24010735085247734,1.368351666471975,0.14532972447749173,0.18674820235838074,9.7769792532010069E-2,1.7276810622522489E-2,3.9398041140462203E-3]
[null,694,1.0388824723037358,0.97956041697914709,1.0079808855250338,1.0028959805949174,1.01743194685911,1.0327495372227848,1.008469233837062,null,2.2135034383869154,0,1.5191691240296447E-3,0.14157186882401107,1.9104340775768485E-2,2.6204083696396908E-2,5.3706013671115313E-3,1.4984941442745621E-3,0.23949714456740565,1.3477688961911971,0.13744664591861955,0.18448318674604561,9.2564367124510286E-2,1.5434571073352056E-2,4.0784070822534584E-3]
[null,695,0.97846891789054846,0.9972523792836534,1.0113103473627929,0.96395486521154339,0.97737419551425508,0.99083048496715542,0.98114139504400766,null,2.1760548856910105,0,1.5307905498749251E-3,0.14401194573068521,2.0206308383785863E-2,2.568438041555382E-2,5.6993268795593787E-3,1.5090760220955563E-3,0.24185597820421861,1.2954426040216498,0.14594085272214494,0.18348457600762322,9.397503555433491E-2,1.5668384833864502E-2,4.1072074653671162E-3]
[null,696,1.0053064886667609,0.98781293537536285,1.0042801780787429,1.0297744081808438,1.0254980278130859,1.0232256090953624,0.97844082792724096,null,2.2619911594556861,0,1.5645370867522466E-3,0.1441608797670178,1.9703689579149915E-2,2.6712174594892727E-2,5.5185929910106296E-3,1.5430464918278508E-3,0.23835289014231112,1.3838836250334257,0.14202870926642391,0.1872991162411087,9.4463692126515814E-2,1.5689616423137362E-2,4.1996638856160841E-3]
[null,697,0.99947622497965249,1.030453238314154,1.0187128211495073,1.0068818279581768,1.0190542581203015,1.042653991514801,1.0185394697694767,null,2.2460617831512528,0,1.541764734923206E-3,0.14842717319173304,1.9644197648782776E-2,2.6686803219404878E-2,5.5818184761506733E-3,1.5209815608805931E-3,0.24608649436904639,1.3531457026409333,0.142890512866476,0.18692790394070236,9.6435988849453175E-2,1.6116360705330866E-2,4.1396104172801819E-3]
[null,698,1.0271763338953104,1.0312668520035908,0.97150025569057441,0.9572416873125873,0.99571611932628035,0.97600671722989574,1.0097138846963383,null,2.1218441548669231,0,1.5483939814228684E-3,0.12912238948008867,1.9082633979233328E-2,2.4566077706998514E-2,5.170262262894086E-3,1.5260961491250951E-3,0.23171978982097724,1.2863673858610538,0.13893141353949665,0.18264885858466778,8.6290285927402982E-2,1.3813824895947889E-2,4.1535306404581552E-3]
[null,699,0.99032712415550006,1.0338685190446584,0.98813819588602236,0.95994568128995428,1.0221271552261415,1.0276730407052379,1.0094887656766804,null,2.1739609043914201,0,1.6329329790978587E-3,0.14330797088653838,1.9792098160077497E-2,2.523803852917501E-2,5.453949594061514E-3,1.6105999632838133E-3,0.24430172905995812,1.2900194571914048,0.14413948472690058,0.18779659064391721,9.4812795081823609E-2,1.4737601367453793E-2,4.3835221659233358E-3]
[null,700,0.98421946956724371,1.0067117016576992,1.0262046905220088,1.0209669943979693,0.98367015253273726,1.0024028970841397,1.0444599076949095,null,2.2719638388879408,0,1.4895514733672868E-3,0.1465974242693355,2.0056035338216885E-2,2.722114323329319E-2,5.7413861071946388E-3,1.4686658626435313E-3,0.25586011030420469,1.3720905928288389,0.14512309745237317,0.18385577497751179,9.4831399464486488E-2,1.6610536190664625E-2,3.9972243325441881E-3]
[null,701,0.95930638956535885,0.97068838893639264,0.97021883166262357,0.99798245759179705,1.0403055698048731,0.98281847547613932,0.9860790676925123,null,2.2384047297663918,0,1.6963785862886237E-3,0.14092948972375019,2.0705824288315969E-2,2.5773323422008589E-2,5.6027113532267124E-3,1.6721189968585597E-3,0.25031956724724325,1.341114722220758,0.14875760790020603,0.19177255145038341,9.4254200916275413E-2,1.4648034138081361E-2,4.5509566955698258E-3]
[null,702,0.97973036756521448,0.98658825639862202,1.0154391024572671,1.0245952216266452,0.9885079481216319,1.0084317914585954,1.0053782674268621,null,2.2743469474794464,0,1.5463348109600386E-3,0.14733548270032951,2.0230725272756073E-2,2.7018225094967738E-2,5.7297695653914836E-3,1.5247826421002897E-3,0.2503320341462118,1.3769441080134512,0.14576266924856893,0.18466879803420083,9.5910640514739742E-2,1.6286091350352257E-2,4.14995570733411E-3]
[null,703,1.0322490373266902,0.98825362710439535,0.9848082655244933,1.0390024205150512,1.0074521695796697,0.98261915957837676,0.97782729916929312,null,2.2364447137590688,0,1.5233425644997772E-3,0.13226648818649298,1.9175720189603555E-2,2.6262833643638656E-2,5.2663093070239361E-3,1.5015531115936407E-3,0.22870291955557837,1.3962550774321589,0.13827825088937828,0.18370264686108079,8.7682957775896131E-2,1.4786566788213665E-2,4.0867325829076848E-3]
[null,704,1.0195993359348849,0.98914752205842749,1.0092917921354096,1.0123752004396063,1.0262599611124361,1.0007480161525588,1.0165739723685188,null,2.2311860445535956,0,1.4926557112520892E-3,0.13959111627090795,1.9424792612467014E-2,2.6506626593475694E-2,5.4678525559130435E-3,1.4716919653981302E-3,0.24224466154167268,1.360510163135082,0.14004906481451279,0.186562300711269,9.119868500013531E-2,1.5646284677324918E-2,4.0054603866877016E-3]
[null,705,1.0149588205682787,0.97018799135655365,0.98160190728321584,1.0479153743459981,1.0319139070500571,1.0170153980698089,1.0126724305078663,null,2.2851427734200191,0,1.6207631949589358E-3,0.13943527374838621,1.9579723729642791E-2,2.6673392160138459E-2,5.35979798897119E-3,1.5983643298430781E-3,0.2458759212125757,1.4082285630470259,0.14062662076972293,0.18744395639048872,9.2614015831246468E-2,1.4977686601763953E-2,4.3502208051731332E-3]
[null,706,0.97022959076407223,0.96732462646442907,0.97805971591517493,1.0257166178183503,1.0303670595376067,0.99699333737616513,1.0151087652461475,null,2.281478819784768,0,1.6754115417495609E-3,0.14256002280895977,2.0493415465154558E-2,2.6464594380288749E-2,5.5897512136613772E-3,1.6517924483376641E-3,0.2564935683859122,1.3783928484705601,0.14710136828500792,0.18995986525883782,9.4892270394951586E-2,1.5059099683703144E-2,4.4956345311408684E-3]
[null,707,0.99383147918453174,0.97972104404044047,1.0363345698679507,1.0255980024539442,1.0039836916870022,1.0113882768581239,0.99932045091592669,null,2.2726918997510928,0,1.4660133007718206E-3,0.14877314039868433,1.9987594339311097E-2,2.7383732170985876E-2,5.7793472185334836E-3,1.445640348295999E-3,0.2465543503844842,1.3783377690405505,0.14374309216239828,0.18557808042367355,9.5675153654087491E-2,1.6965456438008418E-2,3.9345564728489706E-3]
[null,708,1.0006382447885769,1.0002002679234181,0.98333238542250156,1.0292842006306671,0.96179363108878857,1.0287549443942787,1.0128619107417189,null,2.260462012411895,0,1.6459242089460939E-3,0.14236585763113913,1.9728349917799631E-2,2.6313076287538963E-2,5.409977231779042E-3,1.6234371905886225E-3,0.24664271360800025,1.3831934357061346,0.14264316082055561,0.1803551992534887,9.446197069494966E-2,1.4952297412010764E-2,4.4184608668561814E-3]
[null,709,0.99591604758573093,0.99926098897037019,1.0036973020988238,0.97776978440300655,1.0256990140372073,1.0132899740407626,0.96631244706694897,null,2.1891825820558135,0,1.5618828157240262E-3,0.14364355009777105,1.9838753131096169E-2,2.5731443710810889E-2,5.5531741241504461E-3,1.5402183153383289E-3,0.23548284403389153,1.3139951797387548,0.14336654233961105,0.1878777688047466,9.4157214406701842E-2,1.5365809647143916E-2,4.1919665215197363E-3]
[null,710,0.97943256936526546,0.97489913786376092,1.012280080757469,1.0411768549812044,1.0117509080975882,1.0118434268443188,1.0182342501594133,null,2.305872918869794,0,1.5663651997308184E-3,0.14783484554192103,2.0287979376512253E-2,2.7368684664266098E-2,5.7279070927910647E-3,1.544607464482282E-3,0.25538768791597527,1.3992217919696166,0.1457995470064273,0.18731150621996362,9.6414599459139383E-2,1.6336215019823588E-2,4.2039123386069495E-3]
[null,711,1.0027731452322977,0.99393465827049032,0.99708827881922779,1.0028478429090077,1.0067369188606294,0.96733369475120778,1.0304395702351496,null,2.2167352875595676,0,1.503058411395725E-3,0.13541033087376306,1.972215068277075E-2,2.6161466442304295E-2,5.4839904200138217E-3,1.4812193726107133E-3,0.24621624253003316,1.3476862141418271,0.14237100773084063,0.18532124748958881,8.9109636309631576E-2,1.5243449129168739E-2,4.031390848411409E-3]
[null,712,0.96414094949249096,1.0274578045465805,1.0126961615963688,0.96134812537591574,1.0225610505857641,1.0066117316107428,1.0161692447382396,null,2.1974885304327061,0,1.5634471754599427E-3,0.14773406240943915,2.0373309512457166E-2,2.5912135996051782E-2,5.7543880037733038E-3,1.5416171017803282E-3,0.25180010334564934,1.2919419171460789,0.14811297539692456,0.18949464258580467,9.6325280636131508E-2,1.5865771916966937E-2,4.1957735571050304E-3]
[null,713,0.9990300451066968,1.0050316599747469,1.0053476316343597,0.99390776828161975,1.0027033502759999,0.99336575330993981,0.95703853145881046,null,2.1970581139183496,0,1.5192531001315007E-3,0.14038152192694769,1.9752908659358057E-2,2.5945084504089628E-2,5.538301757508966E-3,1.497757235193927E-3,0.23031523040121787,1.3356852994002255,0.14292347178188053,0.18509423259797816,9.1929087889966968E-2,1.5438069405457949E-2,4.0764014586579826E-3]
[null,714,1.0015187166516704,0.98773031888470653,1.0022273200182772,0.97408947338554464,0.9586860702318446,1.0443213229118327,1.0170173715995172,null,2.1968190645669146,0,1.6097049632910986E-3,0.14744739554005554,1.9777288869204476E-2,2.5720576657537512E-2,5.527808817965555E-3,1.5880405907837201E-3,0.25040298885609852,1.3090469496228214,0.14256114428988192,0.17996839125167563,9.6734886031241793E-2,1.5331176012267807E-2,4.322122990673226E-3]
[null,715,1.0148209361318323,0.95557982764118199,1.0239619575331178,0.97452532036390382,1.0371776278589171,1.0274168496047431,0.98226178816104825,null,2.1939262229894898,0,1.5047728222706404E-3,0.1471481577016735,1.9674201509120307E-2,2.610808037343957E-2,5.6195712757018297E-3,1.4841874733889304E-3,0.24148584401012882,1.3096723754468671,0.14074186861992125,0.18808333555114662,9.5312140445429475E-2,1.6061764364645303E-2,4.0394690402955581E-3]
[null,716,0.97934406531745233,0.97068144370886833,1.0223397115371713,0.988613325680748,1.011302277877935,0.98531341313202681,0.99985333542139654,null,2.2235717160423025,0,1.4952754947340418E-3,0.14541951962462485,2.0315651231610495E-2,2.6506779254077656E-2,5.7934548077373796E-3,1.4739459886943084E-3,0.24923950315737681,1.3286020064546811,0.14583643465960763,0.18727558402342895,9.4281670455898942E-2,1.6310846784237044E-2,4.0115950950613188E-3]
[null,717,0.98704595966864028,0.9699362443778935,1.0250631531161647,1.001164433493364,0.96348213858789489,0.99445551361052242,1.0082899285402294,null,2.235441858559398,0,1.4891592821777292E-3,0.14603858769700065,2.0162276222922614E-2,2.6710732138846179E-2,5.7652732094955047E-3,1.468112303078568E-3,0.25025341883644026,1.345475229000813,0.14470485209235104,0.1814001834197552,9.4532732358881696E-2,1.6423902836101064E-2,3.9957177258892205E-3]
[null,718,1.026474475590049,0.97171561700476317,1.0066513915444923,0.98942088061204991,0.97946019379721383,1.0056169367133538,0.96988264163419557,null,2.1824001169908178,0,1.5039356382775902E-3,0.13953877332195166,1.9368692031196691E-2,2.5800178970335586E-2,5.4376733621858972E-3,1.4829157381360879E-3,0.23197687615311838,1.329657715899621,0.13910511203637407,0.18088028675198387,9.1306767331547453E-2,1.531305323648024E-2,4.0360077961647343E-3]
[null,719,0.97678719146107507,0.99661240455784106,0.97988981282724852,1.0334695795040731,1.0151493474704378,1.0275343237689023,1.0274231731233401,null,2.2932817374682202,0,1.6974893038422855E-3,0.1453024097826347,2.0223861495091786E-2,2.660138603596688E-2,5.5265042933021445E-3,1.674270241086853E-3,0.2566243065805956,1.3888136824492696,0.14611811130069657,0.18783084966157201,9.6610780081288053E-2,1.5096253177357098E-2,4.5568116732017713E-3]
[null,720,1.0182517067228716,1.0007135893765169,0.97691404692407779,0.99393575652745003,1.0218311605013017,1.0187413621355543,1.0210288331973851,null,2.2036650755416227,0,1.6229260184454088E-3,0.13765811166190187,1.9380981306159763E-2,2.5548791738815177E-2,5.280164736842119E-3,1.600535262289918E-3,0.24341514414643817,1.3356833956756968,0.14016128948329867,0.18611138114920286,9.1692945814069685E-2,1.4399131217705146E-2,4.356129367645744E-3]
[null,721,0.95983733612444344,1.0438743800984009,1.017803565486739,0.96622904928640696,1.0006663644474358,0.97856793491272542,0.97607302506507065,null,2.1837738280813923,0,1.5053196262340249E-3,0.14439221778498187,2.0396714570781155E-2,2.5900119060036433E-2,5.7904015675245982E-3,1.4836988282022679E-3,0.23882963546484384,1.2985108013911599,0.14878934770059618,0.18730059285550665,9.3864388218936112E-2,1.5983091155877135E-2,4.038139109179305E-3]
[null,722,1.0349170991619578,0.96508086519734981,1.0227792948012038,0.95465610254266953,1.0179869990669195,0.98346286015425111,0.97156318990362722,null,2.1317884009439214,0,1.4128303431769722E-3,0.13758006151912422,1.924949767162892E-2,2.5467826936206351E-2,5.4918137411006243E-3,1.3926389620352905E-3,0.22971492293495197,1.2829676095433733,0.1380062832488376,0.18477760069499458,8.917612463501734E-2,1.5586547228476107E-2,3.7903041713496068E-3]
[null,723,1.0080380234351516,0.98546018430166593,0.9986246498326683,0.97655273839180545,1.0045820996358901,0.99720779882856136,0.97847240480163289,null,2.1755853961534708,0,1.5393788714534043E-3,0.13938929823030363,1.9657092208998958E-2,2.5552013501135094E-2,5.4743578024901603E-3,1.5176821640622443E-3,0.23592450505849175,1.3123516170541323,0.14163092652713824,0.18477003332825973,9.164421641182427E-2,1.5082402191297983E-2,4.1306305467865055E-3]
[null,724,0.99020957098996243,0.9992124993093715,0.96356653548481541,1.0114169183031569,1.0146720841546712,0.9927983374741034,1.0295464793327589,null,2.2379049011766443,0,1.6723797501472803E-3,0.1361844731773609,1.9928041001544345E-2,2.5755469234067869E-2,5.3556522302808168E-3,1.6487037771510421E-3,0.25031940005884934,1.3591624869613592,0.14409968869322237,0.18694027128261473,9.1451146671149994E-2,1.4244719652837391E-2,4.4872281863510659E-3]
[null,725,0.99092057718590609,1.0180712868180384,1.0253611325950511,1.0102333749861803,0.98627651048330234,1.0147288417637452,1.0057285825562721,null,2.24471002713367,0,1.4966048704034263E-3,0.14694278085020848,1.9870760704322209E-2,2.6828403698741593E-2,5.6835948309046152E-3,1.4758752606394716E-3,0.24433837254889595,1.3576637155942226,0.14413973385702536,0.1837417977060147,9.510151561609563E-2,1.6403235399689315E-2,4.0168459373117272E-3]
[null,726,0.99046658896370277,0.96826050027192467,1.0091849678545173,0.99749351825176558,0.98237956258698467,0.99145229599694584,1.0093381892089315,null,2.2258798726798474,0,1.5297905154945369E-3,0.1429986778155497,2.0090177926838797E-2,2.6341393380375448E-2,5.6545466501985104E-3,1.508103783220215E-3,0.24949299363314162,1.3405107862661867,0.14416810095272789,0.18331386569319735,9.343082664900855E-2,1.5795629093250746E-2,4.104561351646897E-3]
[null,727,0.99372874035836856,0.99636076085463166,1.0252114780246377,0.98329818738945363,1.0320193860204214,0.96699350510549498,0.95651477692129938,null,2.1871073248054631,0,1.4293763353099918E-3,0.14018142303524961,1.9908703292744728E-2,2.6194194358541791E-2,5.6936027881277452E-3,1.408600571113197E-3,0.23052926735448057,1.321464907224438,0.1437320634842974,0.18874270898880396,9.0733469003661263E-2,1.6114014629798178E-2,3.8337464095166513E-3]
[null,728,1.0381784861956316,0.97572304671907506,0.99979911008744904,1.0170310128559077,1.0146322958375205,1.0042342474546049,0.99001121813687809,null,2.2184502936130461,0,1.5048410578446469E-3,0.13675999491059623,1.9128858191162928E-2,2.6219266605417516E-2,5.3335439618261964E-3,1.4837795441514331E-3,0.23348206407894165,1.3667506924795714,0.13752169282785584,0.18419853042179832,8.9852748278119787E-2,1.5185604580062045E-2,4.0383587913849269E-3]
[null,729,1.0144752039578988,1.0053671033327256,0.97806535412858364,0.96643616682980871,1.0029265809968377,1.0148215524473705,0.99336432172939959,null,2.1579909117702716,0,1.6171913622084499E-3,0.13764300919225159,1.9433989674062534E-2,2.4968515954287659E-2,5.3008143398166957E-3,1.5947935443886257E-3,0.23685607140921747,1.298729769931932,0.14068565966940799,0.18419210582630674,9.1619044762750665E-2,1.4243826523780662E-2,4.3405023042752226E-3]
[null,730,0.99632944876927398,0.98973608797524104,0.97112890392127738,0.99989370338516492,0.98810855751161186,1.0003053275122404,0.9970265153218314,null,2.212466787424046,0,1.6522040031005907E-3,0.13767325596611815,1.9851925659383339E-2,2.5541091055543964E-2,5.3766550911244493E-3,1.6289891967573849E-3,0.24273491935092853,1.3436839665529439,0.14323194924542856,0.18357584200309951,9.2025459123420042E-2,1.4361366584966109E-2,4.4335715974292127E-3]
[null,731,1.0298603497906509,1.0362899796078751,0.99638202800955811,1.0150641754791017,1.0325615688538972,1.0282501330747678,1.0060318608384131,null,2.2233814874876954,0,1.5437302763990966E-3,0.13889916983783904,1.9027501779156242E-2,2.6171684346088152E-2,5.2870731453066085E-3,1.5226291021241689E-3,0.23395583767072914,1.3641021535499014,0.13862481263916515,0.18668385375072169,9.1444015934983275E-2,1.5062391526644936E-2,4.1440944814333707E-3]
[null,732,0.99618668758018725,0.96948701927005798,1.0047580601269201,1.0002606577131052,0.9922911895284493,1.009745355226916,0.96105532547855455,null,2.2191773834105,0,1.5629405819049765E-3,0.1441949636979975,1.9966459991615896E-2,2.6139887451464675E-2,5.5948696933258895E-3,1.541185306745321E-3,0.23743467376381897,1.3442217692287655,0.14333004625847251,0.18408627500144506,9.4459288902668984E-2,1.5576306342721039E-2,4.1945983533609376E-3]
[null,733,0.98908151561484603,0.97529718533616783,0.97909635936969397,1.0184636633051405,0.97820659834628165,1.0035467988365756,0.99692924147348405,null,2.247572285682863,0,1.6477614729931375E-3,0.14066092506884326,2.0067197898747838E-2,2.6089475470024093E-2,5.479271509579311E-3,1.6246838703552835E-3,0.24662128238696024,1.3686472673857031,0.14430001627661665,0.18289940565099155,9.3569519165424664E-2,1.4839148554396478E-2,4.4218539182131582E-3]
[null,734,1.0345873070961218,1.0131606863716756,0.99076699566867155,0.98861442251113063,1.0050206217789035,0.97795916302689745,1.0108158819636339,null,2.1690089997076694,0,1.4859852672151304E-3,0.1313597069096008,1.9031479781425841E-2,2.5507688533341302E-2,5.258309639170078E-3,1.4646288812860276E-3,0.23264559365728038,1.3285493791075649,0.13797896281930588,0.18330284299897631,8.6770988622636991E-2,1.46391670242171E-2,3.9862370000796109E-3]
[null,735,1.0197230823227634,0.97503709787560211,0.99717662302960919,1.0076800827114027,0.97874200470159611,0.9957769528267264,1.0072613102349499,null,2.2151891880418551,0,1.5276947296670789E-3,0.13772453802565535,1.947645909826988E-2,2.6095157166753896E-2,5.4161545119795528E-3,1.5061317642226567E-3,0.24124171184297058,1.3541801998260414,0.14000470224876913,0.18117354886508907,9.0627779839377268E-2,1.5171305416381689E-2,4.0991941660114316E-3]
[null,736,0.95829338625075722,1.0258786819597678,1.011347445551448,0.99679141626154022,0.96652428631576559,1.0337143212423929,1.0200236933751108,null,2.2542757731872896,0,1.6204215385686221E-3,0.15255222987765976,2.0503690013405216E-2,2.6540602091789985E-2,5.7834197089798286E-3,1.5983891566629497E-3,0.25677986829790739,1.3395711563169144,0.14901352325821426,0.18353491366461197,9.9545824967071775E-2,1.6122288997047336E-2,4.3502883755926654E-3]
[null,737,0.98863896298127529,1.0104311546102729,1.0163967897962813,0.99316577360602731,1.0033663388791103,0.99266940612353849,1.0247083923392022,null,2.2216811325899473,0,1.4975594217590564E-3,0.14306898915630811,1.9943983483026607E-2,2.642702357472659E-2,5.6539507725492421E-3,1.4763556361965602E-3,0.24855692963097928,1.3347082024270189,0.14445144198769408,0.18580338675102592,9.3080955512959362E-2,1.598931971799597E-2,4.0181533612223628E-3]
[null,738,0.98559606947219447,0.99966843200287758,0.97312329290000932,0.99449899630997196,0.96091542942192576,1.0147136731886304,0.98743773557886838,null,2.2106557220371266,0,1.6835879380290185E-3,0.14116654748824833,2.0025339658441714E-2,2.5474978875409879E-2,5.4346759447587633E-3,1.6602680602458544E-3,0.24298081649197267,1.3364363587362422,0.14479641751684541,0.18115164550343385,9.4246216107017097E-2,1.4447343239769522E-2,4.5187023527702482E-3]
[null,739,1.0150708681368521,0.99830538738426622,1.0253323854400023,0.96498753320205921,1.0306814649516303,1.0216594024970895,0.99999604413167931,null,2.1747671900467673,0,1.4774235473004776E-3,0.14506072565546205,1.9481833644881319E-2,2.5925015339980248E-2,5.5721920033088854E-3,1.4570984395219679E-3,0.24003209618883983,1.2968572731647532,0.14071033492637905,0.18733590782950277,9.3885019982171122E-2,1.5961374799261008E-2,3.9657416200073008E-3]
[null,740,0.99779931284958889,0.98362173019674071,1.0483460865690724,0.99210296402459885,1.0272979800378998,1.0215851025693818,1.0084787089874057,null,2.2344165815139823,0,1.4371250864131158E-3,0.15123548171749873,1.9898310989626966E-2,2.7035635848884819E-2,5.8218001496525631E-3,1.4173529318740482E-3,0.24825715300194817,1.3333523318445513,0.14319937488531745,0.18798707774849355,9.658938209690833E-2,1.7202237935344769E-2,3.857567450292739E-3]
[null,741,1.0142313072645914,1.0055039588460188,0.98476833845456302,1.0304089012638613,0.96865723720319363,1.002139490055068,0.95954020231548742,null,2.2310764784757149,0,1.5753262203759104E-3,0.13680218717485099,1.9442192102655E-2,2.6083463182166207E-2,5.3392755123187613E-3,1.5532321210354758E-3,0.22791919842294336,1.3847066936149139,0.14073466145247415,0.18033792620543337,9.0691970930612015E-2,1.4813618166061662E-2,4.227385810627475E-3]
[null,742,1.0076685403787908,0.98634310869575759,0.99704090260722023,1.0060390804844015,1.0315688478449647,0.99552232606724678,0.97308717478671236,null,2.2169219710179613,0,1.5420936964209504E-3,0.13896511760341673,1.9659441565288968E-2,2.6083761382435289E-2,5.4662926232089785E-3,1.5203219265756257E-3,0.23446427658837535,1.3519747150030488,0.14167924120542796,0.18784073751790417,9.1451520025623234E-2,1.5220824162927511E-2,4.1378151101504508E-3]
[null,743,1.0016111373563257,1.0296395520086301,0.99099145891031604,1.0045796439659334,0.98035677788715558,0.98370920383197691,0.97251701339152585,null,2.2004590048902215,0,1.5377476850669215E-3,0.13603932814352374,1.958854249057022E-2,2.581349726315392E-2,5.4134509472102132E-3,1.5157765585943428E-3,0.2297959295782448,1.3500045543254084,0.14252217681434304,0.18240262412046521,8.9850085664447757E-2,1.4925342552438846E-2,4.1254441168855514E-3]
[null,744,0.987215522259002,0.99553044525176904,1.0002275379056353,0.9789808802806681,0.97849063960161575,0.96955070780247532,1.0121398939393467,null,2.1887288219446246,0,1.5197777106921897E-3,0.13822610562883864,2.0027872840854499E-2,2.5777625819817376E-2,5.5866142267382533E-3,1.4977462384345953E-3,0.24566367188139862,1.3156171821559068,0.14462196555726445,0.18306344974086339,9.0792876710919249E-2,1.529711732517499E-2,4.0763715291041612E-3]
[null,745,0.99784857075962052,0.96923068096146303,1.0144632792824231,1.0282752022594357,0.99678147558248675,0.99689263771685699,0.98859518852259498,null,2.2618825192842844,0,1.5098171578706316E-3,0.14340957313065589,1.9940492879913601E-2,2.6925814980031111E-2,5.6420782664906412E-3,1.4885303791940497E-3,0.2429111883030507,1.3818876788700289,0.1431137608328053,0.18450336482762686,9.3408524782812904E-2,1.6110040191285355E-2,4.0512889982585783E-3]
[null,746,0.97502641132110857,0.98525225294026197,0.97809039492397021,1.0127356183932053,0.98840384943348081,1.0242665348004687,1.0187852300862239,null,2.2616672209100597,0,1.7057613980302766E-3,0.14521122082724447,2.0310394474638723E-2,2.6148353809187681E-2,5.5400036324313668E-3,1.682354747267692E-3,0.25609507730029413,1.3609485748501648,0.1463777484159936,0.18491556009786386,9.6655194860740548E-2,1.4909684258294602E-2,4.5788150339692683E-3]
[null,747,1.0434318247467378,0.98581202351257602,1.01394066400043,0.9890168611226503,0.96444722341934985,1.0047064312555276,0.98107520226571188,null,2.1702176691909547,0,1.4513321365139146E-3,0.13765243227877025,1.8998028231510471E-2,2.5826197923148969E-2,5.3726108478572791E-3,1.4310290714442475E-3,0.22916505538803958,1.3291278467441874,0.13686055232467437,0.17825027928853029,8.9686206694923415E-2,1.5403973140518936E-2,3.8947893938646237E-3]
[null,748,0.97514947347943548,1.0087761802933746,1.0309997834372082,0.98879596270620262,0.9698457024976378,1.0072202645183292,0.976424737401141,null,2.2185365737959519,0,1.4949413401815822E-3,0.1492804556952344,2.0236537074534097E-2,2.6518789842185603E-2,5.8206084482085004E-3,1.4740804097966803E-3,0.24159535584706321,1.3288659916520393,0.14648427691099777,0.18285866804407663,9.629829860097866E-2,1.6586491666025518E-2,4.0119609449900707E-3]
[null,749,0.98008188438218424,0.96431464060507421,0.98116254579237461,1.0027214812080667,1.0116316072375207,0.98419742665029353,1.0149737385764606,null,2.2374153369427354,0,1.6279277955286702E-3,0.13980025578299252,2.0303306435967065E-2,2.6011050586863722E-2,5.5553936637085816E-3,1.604679726301304E-3,0.25323510935319227,1.3474947673937521,0.14562989368883938,0.18723019472041097,9.2881050596113415E-2,1.4930153557660048E-2,4.3674092324625406E-3]
[null,750,0.98744107433722561,0.99306755504821764,0.98013335996603557,1.026614575905112,0.998885823630141,0.99469045034531256,1.0299218486347856,null,2.2645795116876131,0,1.6259573927221546E-3,0.13921820921801792,2.0021501098859373E-2,2.6368008353496387E-2,5.4725604772523024E-3,1.6029824102143969E-3,0.25217806454331348,1.3796019701555049,0.14454215263049147,0.18533752952410579,9.2551816801395209E-2,1.4947884170088997E-2,4.3627896975940786E-3]
[null,751,0.97860439193967574,1.0288377229464147,1.0198526509045338,0.99328282629261999,1.0120706265252732,0.9664968921167606,1.0099152669411795,null,2.2154388265229632,0,1.4566785148427089E-3,0.14056740108098095,2.0070824071330564E-2,2.6464245461076789E-2,5.7095112791345692E-3,1.4354950386151716E-3,0.24314524889239603,1.3348723148174928,0.14594079440621741,0.18740591300628451,9.1268425751650881E-2,1.6108386948324633E-2,3.9069442842981951E-3]
[null,752,0.9743785906569663,0.98785326828217646,0.97752689616804489,1.0011249671708846,0.97235631137118317,0.99192373308171422,0.99244128645125052,null,2.2264637374211671,0,1.6539645087955213E-3,0.14049809836866278,2.0311752091624596E-2,2.577874586083901E-2,5.5371977954897979E-3,1.6305285955567571E-3,0.24666160043589641,1.3453451628216566,0.1464737417168763,0.18314145059059617,9.3549936588807669E-2,1.4751725730457009E-2,4.4377613334984252E-3]
[null,753,0.98070150399965805,0.99579616832553808,1.0231982828415409,0.98128651142605705,1.0003586264856488,0.97357481127885681,1.0025683676463784,null,2.2034286622856798,0,1.4645285408624424E-3,0.14277369364394032,2.0174389832318246E-2,2.6312829563564608E-2,5.758076208341476E-3,1.4433857415523258E-3,0.24543245031708344,1.3187572210655978,0.14563659763974507,0.18595554827772834,9.2519884519342954E-2,1.6200693840805372E-2,3.9284201765236049E-3]
[null,754,0.99568646381535342,0.99420326497678313,0.99518546941057662,1.0243403726779736,0.98262816310225365,1.0179662678847445,1.0150744742370952,null,2.2606920396353622,0,1.5991910067245081E-3,0.14334985995912264,1.9860145476034655E-2,2.6528430175687179E-2,5.5117866895159654E-3,1.577110912184502E-3,0.24836440874331248,1.3765662067454765,0.14337991947773215,0.18301543449064098,9.4441483531325338E-2,1.5404068432560652E-2,4.2923760084937375E-3]
[null,755,0.99630358529289886,1.0088916545243827,1.0259401336511851,1.0087515835036787,1.0048264903220514,1.012619556710544,0.98249335662660975,null,2.2362125432811277,0,1.4865940074938321E-3,0.14621066378291242,1.9803184290260609E-2,2.6742036767193451E-2,5.6675173074914468E-3,1.4659601681844281E-3,0.23830979314561379,1.355673571613998,0.14336229298485068,0.18551543338540025,9.4595781330734277E-2,1.6363042187823883E-2,3.9898603241584479E-3]
[null,756,1.0001898444259325,0.96386516978661885,1.0200236074724069,0.99240867714361858,1.0072423181574675,0.99644249527876827,1.0223325502364506,null,2.2229170806255425,0,1.4901104671678925E-3,0.14393151903789614,1.9921636351563056E-2,2.6495247124966141E-2,5.6680353808125708E-3,1.469092040604861E-3,0.25132121007503505,1.3336978891686886,0.1427915889765389,0.18555161730746791,9.3443352967449544E-2,1.6117618413219743E-2,3.9983842484654017E-3]
[null,757,1.0241487806077099,0.95306027143873862,0.9770294233009571,1.0159563447873763,1.0290856626454519,1.011476052701455,1.0258912963725921,null,2.2383605007194096,0,1.6189766935820486E-3,0.13735727959501653,1.9477405767197919E-2,2.6012832636086888E-2,5.3070580307838988E-3,1.5964799857225789E-3,0.24858299347815199,1.3652755102705907,0.13935449573477784,0.18659620274273897,9.1486174919537255E-2,1.4587952010734685E-2,4.3450922416510083E-3]
[null,758,1.0180787399596234,0.99187347829114336,0.96278271494389178,0.97906919220793587,1.0053872759851872,1.0468301771306796,1.0001211969062056,null,2.1835996805247242,0,1.7206881704730644E-3,0.13988959474514742,1.9413506887642613E-2,2.4960053737167788E-2,5.2131773754338015E-3,1.6975856206102014E-3,0.24163212386858865,1.315692359858907,0.14015330212262572,0.18425097738342497,9.3984293978769493E-2,1.3813124666527163E-2,4.6202684503515333E-3]
[null,759,1.0153163888927803,0.98666823358475364,0.96336914817074326,1.0036257196869569,0.97822685598197912,0.99354135686624556,0.99881941989689405,null,2.2001367650839612,0,1.6374550805776913E-3,0.13326222671767493,1.9489231308218724E-2,2.5332797023177665E-2,5.236661880881093E-3,1.6142908743726741E-3,0.23840224503133617,1.3486923608634016,0.1405359361453826,0.18133947625205529,8.9499595417140601E-2,1.3975831041696873E-2,4.3935676091987012E-3]
[null,760,0.98049130821501362,0.98073851105165877,0.99560013500995859,1.0029295451591504,1.0448275373028855,0.99827811285378543,1.0198463660510433,null,2.2472847341161293,0,1.5959779927976103E-3,0.14320169749435499,2.0228785187385488E-2,2.6353462131652444E-2,5.6164417758907065E-3,1.5735076692387625E-3,0.25348349191881553,1.3477937529125996,0.14560292152432197,0.1909699414118918,9.4320538062296372E-2,1.5453602851473597E-2,4.2825691690041526E-3]
[null,761,0.98379453091366875,1.0146153116773333,0.99626747009208072,0.99302904267640268,1.0160274578812776,1.0134570912583445,0.97647657529706278,null,2.2159022626774778,0,1.600569968500257E-3,0.1439344259895054,2.001122649818006E-2,2.5935254937976854E-2,5.5597740702264652E-3,1.5783725088596074E-3,0.2390315705888931,1.3344898911428413,0.1451156008212503,0.18751190990255742,9.4765438492768139E-2,1.5273558034157182E-2,4.295809658758142E-3]
[null,762,0.98543804905761045,0.97636870389125174,0.98900064323175862,1.0054303951006054,0.98319469757171107,1.0106765134207281,0.99295253208038892,null,2.2364518441349728,0,1.6314233836549152E-3,0.14351587746349756,2.0142822842782605E-2,2.6073127290267568E-2,5.5554405681528841E-3,1.6087357873285576E-3,0.24706555800944999,1.3511450861569649,0.14485661837610678,0.18369358714446313,9.490124666880323E-2,1.514671871731053E-2,4.3784484934985667E-3]
[null,763,0.95526978967546428,1.0173494042763072,1.0001369808361569,1.0069336385165619,1.0480895584339858,0.97606428309096926,1.004008459501935,null,2.2552240837764352,0,1.5739250513003655E-3,0.14312577812814378,2.0599092310489054E-2,2.6543841372995817E-2,5.7454283537793673E-3,1.5512608925391789E-3,0.24966615195638825,1.3531817426992931,0.14945813455403059,0.19294014022501185,9.4016252538545828E-2,1.5748165020041179E-2,4.222020776475854E-3]
[null,764,0.99577740406734383,1.0217383930707933,0.97041676796577292,1.0237400337436697,0.99493646082013754,0.97916622240487161,0.98952321629853068,null,2.2318504621077153,0,1.609260362024843E-3,0.13376490594056933,1.972391530824006E-2,2.5870873089131271E-2,5.3380999136257408E-3,1.5861607935107056E-3,0.23557319149254477,1.3757286119050049,0.14330971629176381,0.18438009995516053,8.9451724671177638E-2,1.4415416306839074E-2,4.3170068021710865E-3]
[null,765,1.0201024151138105,1.0320008165359948,1.0254661700864782,0.95547119798615654,0.99216739570248114,1.0188420446385711,1.0084877540707029,null,2.1489488214248653,0,1.4550090041490211E-3,0.14291208961838561,1.9244764641927883E-2,2.5629686432379072E-2,5.5051155195212217E-3,1.4349369047455759E-3,0.2367316048555001,1.2840684397445212,0.14001659923004914,0.18269441733090208,9.2487188580697349E-2,1.5773562342489011E-2,3.9054252278939369E-3]
[null,766,1.0083931818722796,0.9754823390015066,1.0366129025540911,0.98979010401727896,1.0269171756276592,1.0073414094009268,0.98846891499617284,null,2.2124598831201108,0,1.4395994462131194E-3,0.14620691923800486,1.9717937223387716E-2,2.6625932436124534E-2,5.7029403430249731E-3,1.4195131917304096E-3,0.24055966368704784,1.3302149095970881,0.141668008846525,0.18730794986383492,9.4009718516780791E-2,1.6602542657279652E-2,3.8634469654922842E-3]
[null,767,1.0030343027651174,0.96342657847217517,1.038015248809059,1.0347684448546797,1.0036638906331636,0.99830335199910847,1.0232433762417357,null,2.2835969274986949,0,1.4340336467021082E-3,0.14623958376969506,1.9878477250336129E-2,2.7628281356607456E-2,5.7573177338659824E-3,1.4138439037903316E-3,0.25118614078870088,1.3906664056692057,0.14242813077409158,0.18499551308859535,9.3954646368745662E-2,1.7034603409162099E-2,3.8480170325996578E-3]
[null,768,1.0010934347456402,1.0067783901488145,1.0024542195488495,0.96161986074907913,0.99796597402428022,1.003803300342442,1.0306156147427845,null,2.1712673551539785,0,1.5406916351703847E-3,0.14114483667205782,1.9702862242437454E-2,2.5526726557833963E-2,5.5082608888697322E-3,1.5191191051349988E-3,0.24813369629700802,1.2922898039380253,0.14262222875880651,0.18443377904932343,9.2587542011331944E-2,1.5204649841621327E-2,4.1345414266990461E-3]
[null,769,0.99055348025238643,1.0080216606258621,0.97881423881176377,1.0284785197764725,0.98389535895728897,0.95974271867600081,1.0076007654273229,null,2.2432541527116969,0,1.5630244473000758E-3,0.13322707874078918,1.9892244573033586E-2,2.6197086231964543E-2,5.429943026732313E-3,1.5401344931975144E-3,0.24125766845236388,1.382105255243135,0.14408493263234767,0.18345313505830879,8.863953671827271E-2,1.4798423603567245E-2,4.1917383852844003E-3]
[null,770,0.98301154956722359,0.99324268517099812,0.97864716010018593,0.99235918118517152,0.97721334308869234,1.0030708891158708,1.0141420086022974,null,2.2169253192932459,0,1.6520495834145307E-3,0.1408344709894902,2.0109996594760513E-2,2.5671637721505252E-2,5.4884495477887166E-3,1.6289009462345347E-3,0.25009298404824165,1.3335666433029132,0.14519000125949036,0.18315697349831983,9.3710401241185723E-2,1.4693578318133966E-2,4.4333314085977914E-3]
[null,771,0.98837025229870679,1.0162000214757809,1.0058500385237445,0.97928659267948193,1.0309129347769381,1.0022170315601815,1.0219106186501965,null,2.2049878999206713,0,1.5439482511818735E-3,0.14289812665770127,1.9917781512279222E-2,2.600087839598678E-2,5.5873408770801278E-3,1.5222959062001914E-3,0.24795004165747334,1.3160371468361267,0.14446610451526334,0.18892383978693397,9.3549275839517512E-2,1.5535828555324234E-2,4.1431876319663096E-3]
[null,772,1.0291019915830979,0.9602306868602053,0.98980256572527114,0.9831540084790048,1.0137380336931048,0.97117956571199426,0.9824924950483247,null,2.1665318021012303,0,1.504167322158554E-3,0.13256634367616529,1.9359523333569269E-2,2.5422226656384921E-2,5.3437356955714612E-3,1.4823987175903435E-3,0.2330147657496745,1.3212100935289695,0.13871226345428284,0.18459303774352862,8.7618640642289664E-2,1.4678339588684542E-2,4.0346006366749941E-3]
[null,773,0.99842962165058069,0.96365858426752959,1.0005461924191361,0.98121559499106226,1.0239408760538247,0.98905143193137302,0.99900593477843636,null,2.1980381087531997,0,1.5429247804451924E-3,0.14050726754071627,1.9945393899680915E-2,2.5858485643743684E-2,5.5653893431859948E-3,1.5209987579665283E-3,0.24529714817331866,1.3186208352721966,0.14299834444997647,0.18752630013336796,9.2273770267432942E-2,1.5327442829980498E-2,4.1396572220790805E-3]
[null,774,1.0131694219092684,0.99021302340132977,1.03100790839964,1.0042031962465172,1.0410918417535142,0.99603017628074264,1.0091117677245751,null,2.2277247339178188,0,1.4286587862232774E-3,0.14264248585778408,1.9556898701907559E-2,2.6812506203743376E-2,5.6251701226735151E-3,1.4084988108580172E-3,0.24165114522062667,1.3495721511202896,0.14098736223912609,0.18862744763657904,9.2015822826494661E-2,1.6420434512312232E-2,3.8334694516473098E-3]
[null,775,0.99965487785114471,0.96333611971277411,0.98964378490733163,0.98796741715115177,1.0099041159727167,0.99245658787761604,0.99280856727554023,null,2.2018798269201301,0,1.581797093790491E-3,0.13938502348980064,1.9915550396420876E-2,2.5724002439233642E-2,5.4963314203424719E-3,1.5593957933220538E-3,0.24370701306842527,1.3276783712126301,0.14279798435763238,0.18585734555832384,9.2134156542958034E-2,1.4962288440094132E-2,4.244161294737518E-3]
[null,776,0.98266114303559693,0.98792286886922942,0.99929025833127816,1.0025930098869813,0.98937003851506466,0.9921398214832331,0.98725926975761791,null,2.2280742329401928,0,1.5680787657826214E-3,0.14226349642157768,2.0154084544343313E-2,2.6192181992059999E-2,5.6165252480372832E-3,1.545864653153246E-3,0.24348160027291149,1.3473471824164465,0.1452900549050746,0.18457088447887485,9.3496888872527814E-2,1.5476213909230985E-2,4.2073339917371808E-3]
[null,777,0.97831634037363946,1.0287478912138541,0.97056027437121084,1.0136619536869382,0.98769071071702008,0.97212629717442678,1.012857004016418,null,2.232067569871619,0,1.6232807263007426E-3,0.13497471067718836,2.0045865785282942E-2,2.5843159598826305E-2,5.4260284937170718E-3,1.5998111679252441E-3,0.24401988223257623,1.3621855618443512,0.14586785499609178,0.18462393018852005,9.0252869203920963E-2,1.4497017788035676E-2,4.3541586214827441E-3]
[null,778,1.0244476023021092,1.00069794434151,1.0027071972968231,1.0296864638549146,1.0246924181412855,0.99863961950094715,0.97644325610101157,null,2.2374244193349306,0,1.4990342812917971E-3,0.13742343938783827,1.9279530450897305E-2,2.651285643571526E-2,5.3912802954292982E-3,1.4779365017620731E-3,0.2300330632636271,1.3837627378852644,0.13937146146669874,0.18610405393186033,9.0132871437385534E-2,1.5411766603585767E-2,4.0224559561594948E-3]
[null,779,0.98752351763684454,1.0189321026445584,1.0121139056627693,0.99243996033602799,0.99053910823780611,0.99003796479435868,1.008432066167013,null,2.2126086248486079,0,1.5058711498448269E-3,0.1420100225796313,1.992703944818271E-2,2.6245326115196036E-2,5.6250695352998599E-3,1.4844930086483315E-3,0.24361901696005211,1.333724712042281,0.14460459835021866,0.18441736811892764,9.2624839549349983E-2,1.5791709684112368E-2,4.0403006065519772E-3]
[null,780,1.0111550551474293,1.0020042208627267,0.97060971407825503,0.98827450087960766,0.96537920540414524,1.0206787323823772,0.97629283502431441,null,2.1824345132449454,0,1.6584175873280386E-3,0.13801320517603077,1.9507594266673013E-2,2.5136501593501066E-2,5.2805955362845991E-3,1.6355806002547578E-3,0.23433665048898897,1.3280692820660431,0.14113069863303457,0.1801333673279441,9.2281828652376385E-2,1.4116115266245465E-2,4.4515112248934815E-3]
[null,781,1.0045004454251527,0.97124695970841946,1.0047619405117045,1.0083725329642168,1.0341608268606697,1.0187207717201912,0.9961481276325086,null,2.2404469291601861,0,1.5631461268446106E-3,0.14423355295690354,1.9793310497542609E-2,2.6428663103363562E-2,5.5463724610255614E-3,1.541579690183096E-3,0.24456372193783552,1.3551230936512613,0.14214378261724661,0.18832609134644723,9.44843508769041E-2,1.5629884413247475E-2,4.1956717350700948E-3]
[null,782,1.0133548681941176,1.0068856997669071,0.98170817278418088,0.95940313013928369,1.016489431686753,0.99750623634939617,1.0030515232318209,null,2.1481664006209327,0,1.5788894592501613E-3,0.13583928445731647,1.9451251019902388E-2,2.494844663111194E-2,5.3252041824840132E-3,1.5566425295362866E-3,0.23790780971272399,1.2892825619736379,0.14084944729022023,0.18579292721127805,9.0219749593950488E-2,1.4335297659694322E-2,4.2366678183258224E-3]
[null,783,0.99312393612757144,1.0114170599307921,0.97777221285200944,0.98374221765016723,1.0181189823898733,0.98797675578157529,0.99538738351925304,null,2.1893866113196987,0,1.6071128496466418E-3,0.13661176543407819,1.9825434173467833E-2,2.5391861477525215E-2,5.4059719207982977E-3,1.5842498282190752E-3,0.23956879140393147,1.3219859095986874,0.1437095971534203,0.18716601644568309,9.0948743601026213E-2,1.4483577347908396E-2,4.3118057845968069E-3]
[null,784,1.0102135965723029,1.0035353966271481,1.0037954977989101,1.0143791251766172,1.0387534366614086,1.0164879151598287,0.99627813294626411,null,2.2382031375070084,0,1.542872727098058E-3,0.1419435982823587,1.9539678590824779E-2,2.6436755685200798E-2,5.4699972981753602E-3,1.5215392395173319E-3,0.23909490013251822,1.3631935299496316,0.14133770016266722,0.18851035590715384,9.3037495401436562E-2,1.5519331349930538E-2,4.1411282346906714E-3]
[null,785,0.97684826460053209,0.99758759165028221,0.99094649003146684,0.98791000922510563,0.97086045992460168,0.98114221424781345,0.99725928596281277,null,2.2053365688549516,0,1.5837415747713664E-3,0.14008389252374767,2.0225304136334471E-2,2.5773251825871646E-2,5.5891712253029737E-3,1.5610540909584774E-3,0.24524428467149423,1.3276030003776207,0.14613497449521734,0.18283034536003756,9.2523895334245126E-2,1.5102461754647859E-2,4.2486746342461938E-3]
[null,786,1.0279611228375329,0.99799338662680215,0.9852684295006503,0.99489507950960487,0.98922589774895275,1.0231493419784581,0.99576479808020946,null,2.1921567315918504,0,1.5878466941631508E-3,0.13813853185285968,1.9214485245303139E-2,2.5552217477866082E-2,5.2794172709413039E-3,1.5660342909716355E-3,0.23587250645496946,1.3369823599232238,0.13885607646503503,0.18188239036534459,9.1550350883323292E-2,1.4587978959216876E-2,4.262229096959517E-3]
[null,787,1.0009994966655564,1.0087870488551653,1.0132252128772608,0.95949730624774288,1.0292061868102751,1.0310662232209811,0.96869029764807679,null,2.167762229891903,0,1.5469956481827881E-3,0.14646230397898596,1.9702789621506709E-2,2.5563259645338201E-2,5.5679404935425414E-3,1.5259075939944051E-3,0.23520566958181841,1.2894555782343424,0.14266041659706707,0.18798011070752491,9.5466353351759667E-2,1.5565878278655913E-2,4.1530174555495991E-3]
[null,788,0.97723773984658036,0.9956145101633227,1.0422981153834001,0.98368749884846984,1.0012112659232451,0.97407268206137509,1.0204455073049041,null,2.2185827915459346,0,1.413129833911689E-3,0.14592724319267372,2.0258990360029462E-2,2.6815005713785429E-2,5.8922839989124275E-3,1.3927394840061611E-3,0.25091105486584969,1.3220270155613296,0.14619801757661863,0.1862846718434864,9.3523027961869634E-2,1.6975293062263318E-2,3.7905777590172586E-3]
[null,789,0.95863996812055918,0.95585058341365825,0.99528995293115785,0.98347435199036914,1.0264319983178132,1.0055155128301074,1.0036269312017994,null,2.2386112644938816,0,1.6545788987478501E-3,0.14833589654161913,2.080700968541712E-2,2.6103458035783303E-2,5.7751780440560485E-3,1.6314511860828554E-3,0.25906884840454175,1.3216483025914876,0.1489210653926637,0.19026932297674315,9.7720283300602048E-2,1.5544754912849909E-2,4.4402723207785794E-3]
[null,790,1.0039740351681896,0.96181216829056604,1.0058840647906402,0.9676221137731521,0.98265198080054039,1.0140830671936105,1.0429409617486192,null,2.1914414922379688,0,1.5565624915890829E-3,0.14410440538967778,1.984696854356412E-2,2.5793330232850312E-2,5.567666213984422E-3,1.5349886737756617E-3,0.25706249186336239,1.3003616211796194,0.14222088776943892,0.18253576536052149,9.4337075778861731E-2,1.5455120562763231E-2,4.1777331611370346E-3]
[null,791,0.96542531409919752,1.0033774542726559,0.95434610154336863,0.97785490730522839,1.0303699381475029,0.9984722717143456,1.022999278452132,null,2.209695098303706,0,1.75660002456811E-3,0.1391125559734889,2.0415013645246748E-2,2.5131540769227474E-2,5.4347467412631228E-3,1.7318730573723045E-3,0.25499059026093002,1.3140549889072377,0.14777715509307926,0.19024430645593984,9.3947794993446979E-2,1.3897544880674594E-2,4.7135875503674859E-3]
[null,792,0.98940139995281551,0.96430443531577426,0.96387018710237737,1.0248774397050966,1.0197504112793803,0.9988078932206983,1.0082710470609886,null,2.2607955463294842,0,1.6960399014370787E-3,0.13825019980466244,2.0101153055860153E-2,2.6010673286533708E-2,5.4038587648233619E-3,1.6721734376142871E-3,0.25026016603366619,1.3772512543555613,0.14421809577887529,0.18756351908382196,9.2821089804190501E-2,1.4388297959949958E-2,4.5511048653605274E-3]
[null,793,0.99923269545436755,1.0114490263232851,1.0360056880131752,0.99235790010626335,1.0104301851213522,1.0158458414895817,1.0096196671462891,null,2.2219533620390122,0,1.4552803737227107E-3,0.14754679026224063,1.9740445925549233E-2,2.6713276822336259E-2,5.706035639269658E-3,1.4351453177055284E-3,0.24420383338057761,1.3336644366196688,0.14296534658067378,0.18598355222286431,9.4904523774591423E-2,1.6639263407990084E-2,3.9059924592676131E-3]
[null,794,1.0205206198409802,1.0120922099806939,1.0197630756281939,1.0197177316427997,1.0127318941601915,0.99084299184836133,0.99605840965736892,null,2.2292105302829825,0,1.4374816396700752E-3,0.13872773323657692,1.9316002046743084E-2,2.6707748856119082E-2,5.4942990685252517E-3,1.4170909722473481E-3,0.23375056680285283,1.3703979870670902,0.13994631047896056,0.18498986839253309,9.0078676713873651E-2,1.5964873804586079E-2,3.8568544825438277E-3]
[null,795,0.97962669267244762,0.99246521610174121,1.0170326494381048,0.99031357379080009,0.99852584786356346,1.0158269046731292,0.98400499132088615,null,2.2249655240118753,0,1.5506581811329885E-3,0.14847487768558262,2.0207467293037466E-2,2.6354622787203179E-2,5.7322751960343964E-3,1.529203091138732E-3,0.24491955890970865,1.3308763815490041,0.14578184994248125,0.18580902818683967,9.6562014981831826E-2,1.6106915857728811E-2,4.161986712416116E-3]
[null,796,0.99993584850862938,1.0069376891734703,0.99161109892780364,1.0050385160414776,1.0121130030743981,0.97038517832301741,1.0278658321928207,null,2.2191375837127247,0,1.5249732779314944E-3,0.13513527619825874,1.971822451369001E-2,2.6092100989525129E-2,5.4527011680143159E-3,1.5028854985389361E-3,0.24490587886718435,1.3506220831161639,0.14276238267892602,0.18609205549645483,8.9219894535552541E-2,1.5068715027394507E-2,4.0903589009515387E-3]
[null,797,1.011212644294792,0.98025044884142565,1.0190366779906803,1.010470818697452,1.0206011088115954,1.0009525670763559,1.0267549292263252,null,2.2403522965086937,0,1.478089902732739E-3,0.14235515448115085,1.9630926735998297E-2,2.6755090250706968E-2,5.5798449129009879E-3,1.4573349700365825E-3,0.2479115981158295,1.3579695914750405,0.14123282473205834,0.18641393611933893,9.247334310519445E-2,1.6084356135073776E-2,3.9663853780958188E-3]
[null,798,0.99917624274254668,1.0015249863973079,0.97966738641453066,0.97636453994494599,1.0018194207779507,1.0258664533995792,1.0088565797408242,null,2.1907084712644735,0,1.6557292514927727E-3,0.14162927129756706,1.9749180632119938E-2,2.5335156421313509E-2,5.3955698199227237E-3,1.6330445812727328E-3,0.24560347702069629,1.3120736217401328,0.14284345746236965,0.18496336785759859,9.4181180821307747E-2,1.4512263844439505E-2,4.4446090172228416E-3]
[null,799,0.97867422889871947,1.0067374201185546,0.98778224148968019,0.99175198409321907,0.99016785227648385,0.99460478218780868,0.98637424090823123,null,2.2107366506199084,0,1.6097755417212492E-3,0.14105860550292751,2.0145046701728269E-2,2.5762937222868782E-2,5.5492096378655506E-3,1.5870272515972369E-3,0.24207295502625908,1.3327617703915486,0.14585489146625513,0.18489673632839812,9.3344545810412058E-2,1.4993335806313898E-2,4.3193650154547932E-3]
[null,800,1.0214686600913783,0.99733424815764982,1.0055972345696491,1.0038024828862635,0.98846953755369005,1.0341342300556335,1.0008527450592368,null,2.2182692393238574,0,1.5486771802265529E-3,0.14328929281295949,1.9351853664067158E-2,2.6177467497765783E-2,5.4272117183629051E-3,1.5276288348014468E-3,0.23967948632084826,1.3489829626795171,0.13978443313437414,0.18218098737905322,9.3819387607262175E-2,1.5439502749452922E-2,4.1577021056194863E-3]
[null,801,1.0281387402977651,1.0139792794642823,1.0120160026137981,1.0016570829547768,0.96350830285016509,0.96575194445935486,1.0087378978472898,null,2.1866010208395834,0,1.4127040686153993E-3,0.13313637526589239,1.9160318037524569E-2,2.611058116255608E-2,5.4081082185624355E-3,1.3921442356684033E-3,0.23272917837394225,1.3461112788689737,0.1388919707125485,0.17898832634449918,8.6842083122589536E-2,1.5454402876176151E-2,3.7889576892654419E-3]
[null,802,1.0023875028472302,0.96628589926372099,1.0160920703911978,0.96809625587322268,0.98653161462830796,1.0326430938926716,1.0263894007263334,null,2.1972047743323526,0,1.552655777508599E-3,0.14827866538505413,1.9864517930066942E-2,2.5971777342767888E-2,5.629713732378242E-3,1.5315228863803619E-3,0.25441060696019585,1.301016888290111,0.14246947422309397,0.18307700754517117,9.6487631616671954E-2,1.5851323767627074E-2,4.1683004303435349E-3]
[null,803,1.0263393224469668,0.97977905382195829,0.98822316796320797,1.0345869566656662,0.97121577750200228,0.95688042521191574,1.0248533065626091,null,2.2356222378506052,0,1.4842824126090682E-3,0.1301620442077302,1.932479442050852E-2,2.6364399540074367E-2,5.3256362987503724E-3,1.4624805876735519E-3,0.24008534777394933,1.3903259766314364,0.1390821081583343,0.17994017584756247,8.6111038059407244E-2,1.4942128684735745E-2,3.9803900530512521E-3]
[null,804,0.99351416503985968,1.0035556170976676,0.96160937309797589,1.0183548339809534,1.0000476591439609,1.0006180713635642,0.99405101431471254,null,2.2358027749409506,0,1.6851304002813506E-3,0.13642685914966932,1.9841592568313356E-2,2.5685288344091714E-2,5.321718947760283E-3,1.6614603517538058E-3,0.24097525530906358,1.3684842678594937,0.14361588151099122,0.18508625779064278,9.1723755199702592E-2,1.4143620932532429E-2,4.5219473772161014E-3]
[null,805,0.96327119646625581,1.0172693516102915,0.95615926229617809,1.0256578916493342,1.0112004049757382,0.98797733122212739,1.0278493900850938,null,2.2701419989532483,0,1.7302883092381737E-3,0.13776310880434578,2.0400028728860143E-2,2.5981097029106736E-2,5.4409145692926892E-3,1.7056729901226227E-3,0.25414364310267196,1.3782944246050823,0.14811192361812905,0.18821601196742838,9.2932640266741542E-2,1.4240541976543246E-2,4.6422796041636983E-3]
[null,806,0.99105618368278592,0.9969207392629521,0.9732041482374465,0.96686601140904294,0.98987101961814505,0.99887535697294005,0.9858544897485827,null,2.1672351352256851,0,1.6489015446671518E-3,0.1382611861137526,1.9927125744233453E-2,2.4973205735192173E-2,5.4084678268530514E-3,1.6256999731066885E-3,0.24032359730419445,1.2993024371725621,0.14399886471897622,0.18409349981020406,9.2301995268440198E-2,1.4243337687895315E-2,4.4246194149442988E-3]
[null,807,1.0407441561347255,1.0261096389277129,0.99529758049189687,1.0176536893469155,1.0074990822998855,0.96305640650080482,0.98604363055433886,null,2.1934537643988508,0,1.437071209347295E-3,0.1287583973071468,1.88688094300382E-2,2.5983439614757464E-2,5.2372528900018695E-3,1.4160982101139609E-3,0.22308578954884822,1.3675804354243204,0.13717271635590769,0.18324758935033186,8.4822690276255983E-2,1.4863464689197643E-2,3.8541525112806988E-3]
[null,808,1.0147608087615814,0.96542665094474278,0.99980542152486185,0.99444862397223366,0.97151162699643323,1.003911467824169,0.9985333604498603,null,2.2025976081754703,0,1.5426495403978468E-3,0.14019806430604917,1.961602809274219E-2,2.5919017167409037E-2,5.4694122858451859E-3,1.5210519233795293E-3,0.2421875669535892,1.3364030579245334,0.14069530097817054,0.18064301452016854,9.2111250281300822E-2,1.5236691361872194E-2,4.1398019208072944E-3]
[null,809,0.98988284561865192,1.0012911063725758,0.97393538589829221,0.99176476227953647,0.98565792246304706,1.0089071388774569,0.97490350221601252,null,2.2015299200812111,0,1.6633175264148042E-3,0.13979887074062056,1.9932015095711412E-2,2.5403416286242771E-2,5.4138314998287834E-3,1.6401458238306345E-3,0.23821337854311775,1.3327628309332415,0.14417124439133525,0.18368877719097329,9.3287130839157961E-2,1.4417660005023016E-2,4.4639362585414703E-3]
[null,810,1.0052164834845985,0.99343408665921418,0.97858787486759524,0.97191286739068072,1.0065614047639233,0.97633015908974286,1.0160974175778259,null,2.1680060421364287,0,1.5726134766557477E-3,0.13398645538664886,1.9664902339041789E-2,2.5187892723535922E-2,5.3666501365538218E-3,1.5499743710694295E-3,0.24284829370017713,1.3060901138002752,0.14198266188541081,0.18514185923588161,8.9156968336408848E-2,1.4384364408945575E-2,4.2185192891368841E-3]
[null,811,1.0008788361696266,1.0123023879958188,0.99374089636300689,0.96042989317830896,1.0299146438821327,0.97774346975487492,1.0283229208591658,null,2.1614714058039461,0,1.5265445794608004E-3,0.1361632878871574,1.9677955699479052E-2,2.5342616186193729E-2,5.4532749934965716E-3,1.5046004405221964E-3,0.24475469021418184,1.2906776680431356,0.14263277120945583,0.18805026324996424,8.9784230742101914E-2,1.4861565310016964E-2,4.0950264076995016E-3]
[null,812,0.98044637934549428,0.98716749211845101,0.99490757072756797,1.0179441870420065,1.002926980016738,1.0076314870340188,0.99171933637412513,null,2.257622366306741,0,1.6110022506426343E-3,0.14426665150406456,2.0200211729877009E-2,2.6454158234385631E-2,5.6045951886785116E-3,1.5885309404927122E-3,0.24645311233644232,1.3679702328432741,0.14560796867962988,0.18623577069860325,9.5061243701264786E-2,1.5467435139731615E-2,4.3234575609373644E-3]
[null,813,1.0160221827412952,1.0113758215292512,0.97081153791494501,0.97824480834419725,1.0046074437913044,1.0109047214981066,0.99529330552479056,null,2.1698095780195947,0,1.6306441060758038E-3,0.13576651884001031,1.9374548005025201E-2,2.5027733588775827E-2,5.2456621969434684E-3,1.6079724660682062E-3,0.23589457569673414,1.3145913046166751,0.14045508477351318,0.18428716685437765,9.0768449154853825E-2,1.404483494803534E-2,4.3763709846566775E-3]
[null,814,0.96495460637402042,0.98648926613776022,0.95775524099519282,1.0224293424155508,1.0132511839241873,0.98842582267658963,0.99579685315058308,null,2.2628119234147555,0,1.734063414766239E-3,0.13873402974270987,2.0503587441701797E-2,2.5894740045236387E-2,5.477527814269011E-3,1.7094055838819831E-3,0.24964038926029994,1.3739568989864581,0.14785731599801763,0.18834182108649175,9.3495796456782007E-2,1.4282035919742864E-2,4.6524384939274771E-3]
[null,815,0.9888306605160303,0.97932898450803429,0.96478397368191882,0.99888250546157842,1.0016714243231821,0.99126980729271685,1.0144148193135569,null,2.2200191009369572,0,1.6753319277792785E-3,0.13692588439016359,2.0045037846098103E-2,2.5527533517326791E-2,5.3938243590034496E-3,1.6515775880315286E-3,0.24936623240546019,1.342319466622508,0.14430345162658298,0.18555508695680697,9.1880599726184259E-2,1.4230688074354691E-2,4.4950497522162486E-3]
[null,816,0.9809607457279621,0.98134557781119369,1.0173875798943848,1.0206592302572779,1.0388599691923426,1.0100069153292046,1.0167658282808283,null,2.2787188389042634,0,1.5423595839108139E-3,0.14782658369191568,2.0230298101704382E-2,2.7105219848838225E-2,5.7407800388552298E-3,1.5208963446937539E-3,0.2536715100574865,1.3716584356859638,0.1455844298056834,0.19028600610349092,9.6120385337459202E-2,1.6377274985172604E-2,4.1393784869111147E-3]
[null,817,1.0092790045795033,0.98184353603902874,1.0102703167260467,0.99001829775272365,0.96797391693118973,0.98353828435045754,1.0222519183284884,null,2.198576203706418,0,1.4813912409444158E-3,0.13891292049146925,1.9656051609917919E-2,2.6096380795740882E-2,5.5383647403099926E-3,1.4602216493426847E-3,0.24560786592538766,1.3304669297480132,0.14148336497485847,0.1805699390971558,9.0703240143767322E-2,1.5588073803824503E-2,3.9742419675734509E-3]
[null,818,1.0099888826990207,1.0166756103582606,1.0325926330894284,0.96591146329381128,0.99378190514400377,0.97857295882977757,1.0027023670432544,null,2.160460957030526,0,1.3952767698596495E-3,0.13994078554301856,1.9505967000529298E-2,2.5984325446471255E-2,5.6193093960848961E-3,1.3752366123815968E-3,0.23635231929733405,1.2981144765287331,0.14143497293010845,0.18346603410004675,9.0190123494183524E-2,1.6129742739219275E-2,3.7429407122752745E-3]
[null,819,1.0055124236292059,1.0064944716638771,1.0092052614085667,1.012427322097279,0.98348208481693733,0.97634672774678777,0.99135786776928292,null,2.2191273422609146,0,1.4712893073228481E-3,0.13750804642699846,1.9621681962088917E-2,2.6385633298577231E-2,5.5227966735031473E-3,1.4501092085758081E-3,0.23555027183344188,1.3605800513529569,0.14201090968260066,0.18254214311945979,8.984234544764623E-2,1.5637923325016536E-2,3.946719237371216E-3]
[null,820,0.96283629841323248,1.0122028945712334,1.0273939802771588,0.98104332163456054,1.0007769321902917,0.99945630534171925,0.9808287076270622,null,2.2179354962639715,0,1.5125892428572581E-3,0.14939326590284663,2.0477702516521361E-2,2.6433121141369094E-2,5.8690047170197697E-3,1.491318082962841E-3,0.24471421916514549,1.3184391879395412,0.1483489223054264,0.18712967567545544,9.6573121773334616E-2,1.6519670078252838E-2,4.0588762089509289E-3]
[null,821,0.99486045237995735,0.97622434627681653,0.98388667170892075,1.0012600887280265,1.0320346769555657,0.95797258162922261,1.038400978899495,null,2.2224262364143725,0,1.5480538709418798E-3,0.13398788484862975,1.9949476464409057E-2,2.6004534512813263E-2,5.4736920222686666E-3,1.5253412649317375E-3,0.25147512965606605,1.345534193726923,0.14347286046958474,0.18864000133087558,8.887338974204767E-2,1.4886310152231104E-2,4.1514760945313431E-3]
[null,822,1.0113795158409666,0.97835580335557437,1.0048914040689851,1.0047180719458908,1.027206681124726,0.96889346614655314,0.98881388192707464,null,2.2105681964321411,0,1.4738148753371295E-3,0.13594614571163036,1.9627248602137756E-2,2.6221422798559966E-2,5.5005533659311275E-3,1.4524352108612885E-3,0.23631162751639201,1.350212188389019,0.14117726235029748,0.18713841807314577,8.9048619465710285E-2,1.5453039974967634E-2,3.9530498488258457E-3]
[null,823,1.0014846639869399,1.0138267428871088,1.025275098681879,1.0210326961212228,1.0127405739884756,0.97001623889021404,0.98205959500367124,null,2.23518731170316,0,1.4171234363345999E-3,0.13901281546384237,1.967918144375555E-2,2.6883196754026447E-2,5.6283177846250376E-3,1.3965899519368223E-3,0.23305394746233388,1.3721768540875732,0.14261908800729312,0.18610117293822276,8.9973743813578144E-2,1.6278469968886562E-2,3.8010574634181056E-3]
[null,824,0.99491185314787245,0.99146258742846505,0.9939688785446853,1.0025107273735867,1.0212587931205308,1.0258709825831067,1.0075082600602194,null,2.2367433176091769,0,1.6179179584327741E-3,0.14451181530149607,1.988691754981407E-2,2.6157879734754731E-2,5.5124511859816058E-3,1.5957514277277621E-3,0.24767748006051787,1.3472285037192284,0.14348873819722399,0.18742746961663392,9.5276163186333765E-2,1.5254956240937341E-2,4.3431093469581952E-3]
[null,825,1.0171569209049607,1.0050630714557887,0.97205390771774569,1.0197989408526149,1.0203606027207532,1.0163079057392075,0.99393811852906577,null,2.2304267108199998,0,1.6355867465543438E-3,0.13670146572235339,1.9380369190301887E-2,2.5826118410127392E-2,5.2539001153595532E-3,1.6129672853555522E-3,0.23647493298962391,1.3704340718053907,0.14030119240195116,0.1860038761458748,9.1324517544470046E-2,1.4358920719529104E-2,4.3899652362150961E-3]
[null,826,1.020107776618308,1.0145152715855208,1.011434531977101,1.0086469572380887,0.95724327039270196,1.0057089300412807,0.99468167151912268,null,2.2100301310889088,0,1.4843552545239515E-3,0.13972555607311335,1.9308560139016558E-2,2.626233232919787E-2,5.4467864826013611E-3,1.4636109191680736E-3,0.23434090991390449,1.3555037791624176,0.13998410552937854,0.17873399718985097,9.1171281397813025E-2,1.559010076420482E-2,3.9834664427656624E-3]
[null,827,0.99749689398858432,1.007807428814985,1.0219594717186564,1.0056908523680792,0.99558114327594893,0.99970556553805379,1.0108371147172006,null,2.232096329958507,0,1.4784280587974653E-3,0.14364617039102653,1.9781675516210389E-2,2.6667412958342365E-2,5.6390503701422056E-3,1.4576424828281638E-3,0.24394362007316822,1.351551782204564,0.14318156704668286,0.18439550072657201,9.3152618081168717E-2,1.6190495840053741E-2,3.9672223265429371E-3]
[null,828,0.99034022714246783,0.96065237880738474,1.0031190072910672,1.0022245712883495,1.014655565864967,1.031874545369899,0.98293489412036605,null,2.2428291179150119,0,1.6153473946702388E-3,0.14833889414233872,2.0123778327170765E-2,2.632808818949944E-2,5.6296898235228812E-3,1.5933448448419995E-3,0.24716279126850926,1.3468582611052604,0.1441723805253394,0.18696435285822494,9.7268311662846926E-2,1.566801314045211E-2,4.3365594216729841E-3]
[null,829,1.0057672418280286,1.0246450532278304,0.99002720256151466,1.0017742449922471,1.0130387971575103,1.0028383301421373,0.98477038884186274,null,2.2071101339912405,0,1.5659680340620438E-3,0.13817079948993233,1.9527882037087094E-2,2.5836321905472484E-2,5.3914311801922321E-3,1.5440204892494477E-3,0.23377546941880187,1.3462331802602157,0.14193103234873822,0.1858514189803448,9.1310570454650311E-2,1.4901660675098325E-2,4.2023147855195092E-3]
[null,830,0.99080944213833588,1.0182321943410526,1.0162696475288178,1.0145922447652211,1.0121146899661428,1.0249807038992875,0.97293005264234778,null,2.2467646610485961,0,1.540716399800424E-3,0.14720213555856212,1.986657131766072E-2,2.6671557708140406E-2,5.6312918114815001E-3,1.519589246056693E-3,0.23711389820581047,1.363502829119704,0.14413470873298409,0.18666062817647025,9.5777133086920943E-2,1.6089213489295429E-2,4.1358209953059845E-3]
[null,831,1.0044576546765722,1.0043617844226753,0.99996021237621224,1.0288267181805681,0.99905575308243677,1.0142371078324222,1.0018939161084239,null,2.257128279463644,0,1.5603656047318911E-3,0.14189496657666917,1.9645706738282163E-2,2.6613441592421294E-2,5.4785398026371366E-3,1.5387423607093299E-3,0.2415125500005508,1.3826027718678104,0.14213882796938809,0.18435629041142501,9.3217551525209857E-2,1.5501306763702333E-2,4.1879494595679139E-3]
[null,832,1.0410024888175242,1.0031609867196065,0.97417699720152762,1.0117957054726783,0.98953039845465041,0.96499777467408021,1.0145775288064827,null,2.1897272101492131,0,1.5114273729459854E-3,0.12704399201250968,1.8945596537877647E-2,2.5558081206362826E-2,5.1471736033122115E-3,1.4894135763997693E-3,0.23209261961271171,1.3596812551403279,0.1370920791414863,0.18118501588154237,8.476343455264515E-2,1.4186283487074017E-2,4.0536927699066673E-3]
[null,833,0.97738751554148395,1.0231116129416291,0.98779760388639049,1.0465433196902605,0.99361424537754073,0.99147390118292211,0.99439093536243306,null,2.2851026794324922,0,1.6010766493376972E-3,0.14029652108761573,2.0100106456972067E-2,2.6768689700738722E-2,5.5369163560837079E-3,1.5783798397652684E-3,0.24215522874082518,1.4063928996875079,0.14604694296524065,0.18536611385728866,9.283938587644476E-2,1.5326741902279749E-2,4.2958296110667191E-3]
[null,834,0.97124821170137043,1.0057571154776939,0.97754908805868401,0.98227845039647366,1.0133825662984794,0.99769560551818215,1.0042608572900213,null,2.2093146846078189,0,1.6622923095400068E-3,0.14122673948243269,2.0296868777339827E-2,2.5537217837629342E-2,5.5332654239994492E-3,1.6388746594060716E-3,0.24864304097370091,1.3200186081922889,0.14694588593381538,0.18797534917833097,9.4033836006786997E-2,1.4666813883611936E-2,4.4604765680170497E-3]
[null,835,1.0271307738832041,1.0210574364820504,1.0007035364014507,1.002726732102744,0.99211741056966629,1.0315913231999052,1.023215244705054,null,2.2124821127266743,0,1.544029454507318E-3,0.14075834378898994,1.9142936537441348E-2,2.6066046284376348E-2,5.3423231930444523E-3,1.5229925479855572E-3,0.24062879572283444,1.347529142783356,0.13900288927885707,0.18226892485455867,9.2430016884872596E-2,1.5188646643606812E-2,4.1450836612581731E-3]
[null,836,1.0404072605871104,0.9853557051075138,0.98785334102503719,0.96889592523932144,0.99274238750407584,0.99359212056658497,0.97711947588017978,null,2.1378228656739049,0,1.5196545279780745E-3,0.13318832535352726,1.9039482078947952E-2,2.4996072160658783E-2,5.2450451626935247E-3,1.4981578818859245E-3,0.22792988057392466,1.3020468423266536,0.13720068306004166,0.18159180816633114,8.8132682558034858E-2,1.4396048992301333E-2,4.0774918868804536E-3]
[null,837,1.0127676754368717,0.99338039545785439,0.96453637552925808,0.99142901428400154,0.98996454311971982,1.0118235170248568,0.96733534729177117,null,2.1836546386826479,0,1.6652771146844709E-3,0.13604179462835878,1.9509873499406607E-2,2.5078408567287935E-2,5.2484871787299306E-3,1.6421449795099784E-3,0.23209258029341567,1.3323031074743235,0.14089224419258109,0.18281428872811367,9.1301170208120203E-2,1.3926438746207285E-2,4.4693773012791527E-3]
[null,838,1.0192160266095234,1.0228315802421479,0.99690391469452588,0.9972861435784407,0.97182235096770686,0.99090152085590033,0.95858749154959555,null,2.1787818775154801,0,1.5058936861103011E-3,0.13563774634593423,1.9281908047073922E-2,2.5654368842727249E-2,5.3605802911369351E-3,1.4845338559906793E-3,0.22390806425084511,1.3402117930846282,0.14007373826623334,0.18042007838102353,8.9269096316792182E-2,1.4945451739648227E-2,4.0404117795525248E-3]
[null,839,1.0164360088586704,1.0083107312020758,1.0105997783119482,1.0073141411741338,0.96944602540022318,0.98619772949733653,0.96866264817032932,null,2.2005968045641682,0,1.4653283731884091E-3,0.13754878591061842,1.9403967946359884E-2,2.6166362709950673E-2,5.4691371680746677E-3,1.4444447938041479E-3,0.22824041454141158,1.3537110909640158,0.14048788932162767,0.18032268465355403,8.9795087278685237E-2,1.5540965081616776E-2,3.9313025676365838E-3]
[null,840,0.9905360559349905,1.000201004023346,0.9855028075450929,1.0297111032641202,0.99777276696819917,1.0170696888011006,1.0388840201904832,null,2.2758368715288166,0,1.6364580521662255E-3,0.14245668731232547,1.9930915676811312E-2,2.6554217158132977E-2,5.4775662025770919E-3,1.6138434921398081E-3,0.25459524065343137,1.3837699219533228,0.14410296906842515,0.18502866610375771,9.4398874705305197E-2,1.5152077272513173E-2,4.3923499822403527E-3]
[null,841,0.99456756461895923,0.99924613934167328,0.98425362730819754,1.0154117393990634,1.0106168701186529,0.97404019790696217,0.99084369206266298,null,2.2288728298588438,0,1.5652401175435954E-3,0.13565916465736971,1.9853513813554245E-2,2.606146262088925E-2,5.4493895101583962E-3,1.5426541828999054E-3,0.23850909860523981,1.3645522233200105,0.14351595873928752,0.18623678567384327,8.9962068498060321E-2,1.4897154205037257E-2,4.1985961500388214E-3]
[null,842,1.0417328903914398,1.0012508042538075,0.97928378286152473,1.000369987849371,0.98212537579163384,0.99042324441245522,0.99056597207743979,null,2.176365339464216,0,1.5345309732168677E-3,0.13104466047955138,1.8943303211308694E-2,2.5392096599334019E-2,5.173382234110506E-3,1.512754436528402E-3,0.22862963213591164,1.3443325634496259,0.1370072023089785,0.18031210616170221,8.7162780829063327E-2,1.4272169694450536E-2,4.1172188968643317E-3]
[null,843,1.0195069286737559,1.000442019242773,0.9909358010713154,0.98674407181002866,1.0352838270068885,1.0024497574633073,1.006182129007152,null,2.1890055706324953,0,1.5494890775791454E-3,0.13709212486146438,1.936684368297845E-2,2.5640815502100154E-2,5.3518817737864136E-3,1.5277640727821978E-3,0.23843072574414054,1.3260361405135375,0.1400203055458962,0.18757194645173708,9.0548444542499384E-2,1.480999684032608E-2,4.1580701788219024E-3]
[null,844,1.0162167425402744,0.98281658080443002,1.0175022898248454,0.99670600359858952,0.98150383460885526,1.0025199907226847,0.96892497452663484,null,2.1989564010080525,0,1.4769741295217744E-3,0.14159383247874585,1.9522077531484352E-2,2.6182848361703343E-2,5.540439970415624E-3,1.4562672897096758E-3,0.2326007025159525,1.3394680485773576,0.1405338739805248,0.18170437288956703,9.2061510204149308E-2,1.5805921833757272E-2,3.9634795042067031E-3]
[null,845,1.0156416497219916,0.97692532873726812,1.0151097894921608,1.0196719418254454,0.97322095566542766,1.0022766814063164,1.0156405780212603,null,2.2417441965373013,0,1.4867860065257937E-3,0.141508646351513,1.9557502491417161E-2,2.6717453135462928E-2,5.5372807826773686E-3,1.4659365463236189E-3,0.24465121301666348,1.3703271122116982,0.14060801228187081,0.18079906135503915,9.2135373952658486E-2,1.593359438525967E-2,3.9897960332402694E-3]
[null,846,0.99145298112115554,1.0384205556197876,0.99183210971676494,1.0079259284256319,1.0198946661278401,0.99632689389609763,1.0022398761765519,null,2.2267263163118529,0,1.5677599143575631E-3,0.13907285781719972,1.9752829065926663E-2,2.6107856755141941E-2,5.463489588973228E-3,1.5456436547398951E-3,0.23925997216575945,1.354502649816568,0.14398436955388216,0.1874794144206971,9.1807450917403971E-2,1.5110809963008438E-2,4.206732506908146E-3]
[null,847,1.0217799532555309,0.96580622027180885,0.98850057967248683,0.99227693264664141,0.99559396455095495,1.0119534403364627,0.99017005793253821,null,2.1953077404609731,0,1.5807963782296167E-3,0.13885459428032593,1.9472632663294628E-2,2.5635427692603539E-2,5.3678847020048907E-3,1.5588405725741107E-3,0.23900609048418378,1.3334681707471105,0.1397033419030819,0.18295397828502988,9.18464659691198E-2,1.4778459372980935E-2,4.2426501668900865E-3]
[null,848,1.0076353859105565,1.0387341544050153,0.98494055346226184,0.96592978964310827,0.99648319042762523,0.99799564427721432,0.98572715555857204,null,2.1500132612532532,0,1.56726798288234E-3,0.13616527387376162,1.9430082938643727E-2,2.5027477458338481E-2,5.3368816185438844E-3,1.5451956319366021E-3,0.23158356270893327,1.2980571691769269,0.14165629471987454,0.18386632000144026,9.0260383693078289E-2,1.4446374278127738E-2,4.2055131365282611E-3]
[null,849,1.0132730280617563,1.0195674343700116,1.0148846114147538,1.0003322622587099,1.0231654799402363,0.97895586800839507,0.99890317201508627,null,2.2033658462179946,0,1.4426443690617654E-3,0.13716758632028714,1.9419690617859579E-2,2.6295404407558801E-2,5.4970282570834458E-3,1.4219319822610964E-3,0.23426021789960935,1.3443362751731158,0.14093618400656946,0.18658076871597165,8.9320750387611947E-2,1.570262270316395E-2,3.8700301159627286E-3]
[null,850,1.0004782978183147,1.0002494604470094,0.97232658376392234,1.0364492852168057,0.96236988494261366,1.005891147642481,0.98203219324532065,null,2.2529849978368937,0,1.6466211336879449E-3,0.13771736631084686,1.9724443609156084E-2,2.6097993169143543E-2,5.3486652195507732E-3,1.6236132498608047E-3,0.23728800786163184,1.3928095433132048,0.14264072906642822,0.18042042987933679,9.1987957101952303E-2,1.4553930147311649E-2,4.4189400421571377E-3]
[null,851,1.0141444780594462,1.0285687609839009,0.99674966104818996,0.98726799278433652,0.95593623804859473,0.97289276749290099,0.9831397429007287,null,2.165886425185247,0,1.4845665608712168E-3,0.13361887202681724,1.9354407427376458E-2,2.5523291484519775E-2,5.3799002087840447E-3,1.4631194559646381E-3,0.22876033948183871,1.3267485806977468,0.14077387105409514,0.17891528629394449,8.7948470346453034E-2,1.490272442664105E-2,3.9821288419367128E-3]
[null,852,1.008612214990076,0.98104214278964119,1.0185745216265416,1.007899796902231,1.0166088378994751,0.99826790323648518,1.0024498232224086,null,2.2311243703478691,0,1.4790849966441232E-3,0.14224705600381229,1.9677756087923763E-2,2.6622145971828787E-2,5.5905846949288957E-3,1.4582602368377209E-3,0.24235057692773432,1.3545134703573121,0.14159589676311013,0.18611357123507577,9.2428134136340628E-2,1.6037099280292212E-2,3.9689036493143984E-3]
[null,853,0.99895296161858194,1.0161030421749617,0.97735653776762721,0.9938895270834881,0.98523901470606723,1.0131080900418599,0.99952842806011821,null,2.203403667225023,0,1.6381185860078358E-3,0.13912212626665726,1.9689458852671971E-2,2.5514962718211413E-2,5.3666234508184044E-3,1.6153925583253636E-3,0.24061520228428004,1.3356217509112638,0.14287007768476026,0.18310039116236129,9.2643301375887083E-2,1.4485932516047137E-2,4.3965660297479048E-3]
[null,854,0.96261750693001213,1.0203365167983747,0.97805156417459249,0.97750754748253921,1.0051318978799408,1.0008041878792653,0.99591176304393214,null,2.2047867021951126,0,1.6753624538555245E-3,0.14256009109290887,2.0414433475961394E-2,2.5455099700344874E-2,5.5681620279955327E-3,1.6518339863327155E-3,0.24727299486412435,1.3136078525833157,0.14826458133473042,0.18759055103726946,9.4892783648553483E-2,1.4687933313559196E-2,4.4957475838704021E-3]
[null,855,0.99079468191330344,1.0114965990297671,0.97991426881423038,0.99619490264277388,1.0334716237513131,1.0084599669039229,0.98700615943379577,null,2.21484716446678,0,1.6369948307218172E-3,0.14009778890436525,1.9873040432359979E-2,2.5690379811060354E-2,5.4307716400731698E-3,1.6141797178165428E-3,0.23974682863197525,1.3387226558250205,0.14405240388142987,0.18904370231099898,9.3148880379268453E-2,1.4670262685437972E-2,4.393265077695661E-3]
[null,856,0.98262468950932613,1.0005094169442175,1.0027659236587623,0.99294980567290303,0.99257737953207059,1.0317380352252863,0.98491547554225634,null,2.2261694650707944,0,1.6145049003585027E-3,0.14810321819699959,2.0100985006227756E-2,2.6103313213653081E-2,5.6213211368795011E-3,1.5925109164367714E-3,0.24458633884495137,1.334393613075546,0.14530358978122224,0.18493879817019185,9.7134109502820712E-2,1.5571882382767145E-2,4.3342897434583772E-3]
[null,857,0.98279590627988245,1.0171755198887968,0.96171685476605373,1.0302831053385624,0.98714318566385695,1.0142597791592121,1.0019983787992717,null,2.2623555637817354,0,1.7212378371082957E-3,0.1394221853003417,1.999865282153368E-2,2.5963534223195167E-2,5.3644361461251686E-3,1.6973857900465963E-3,0.24502010750154271,1.3845137846908864,0.14518238994563734,0.18427832705560557,9.3731427715553553E-2,1.4284845850945723E-2,4.6197245774315275E-3]
[null,858,0.99928512912859224,1.011408618710248,1.0208676263437544,1.0382586487755658,1.0382319046356061,0.98114168912069732,1.0026072744762144,null,2.271298442369118,0,1.4505341786765157E-3,0.14043464949473602,1.9730103589324609E-2,2.7253987129411746E-2,5.6182521485931445E-3,1.4297549121367265E-3,0.23959816055695202,1.3953174409506379,0.14292281778559204,0.18910887745517893,9.1128118084788365E-2,1.6315492888183413E-2,3.8913215522560544E-3]
[null,859,1.0391892220180468,1.0314471951151438,1.0147940645267792,0.95768533207593876,0.98891346251040169,1.011358100578301,0.9994238557327676,null,2.1317033004156061,0,1.4497993593881918E-3,0.13787453745588354,1.8887134797215505E-2,2.5318208953341321E-2,5.3457979186644425E-3,1.4296511283111611E-3,0.22970484421257226,1.2870233369420352,0.13742119525767726,0.18124866693244962,8.9785878235448341E-2,1.5222808854499191E-2,3.8910390868951918E-3]
[null,860,1.0161215037580669,1.0231745973346764,0.99560434926259644,1.0013613216068205,1.0227609382048657,0.96483004698813013,0.99547093215141347,null,2.1925523707687335,0,1.4745966626988651E-3,0.1322467442615281,1.9338408587641229E-2,2.5888815083883576E-2,5.3692550531872166E-3,1.453115568298633E-3,0.23114685758837497,1.3456862912431424,0.14049737966683495,0.18635416681859365,8.7104782572196601E-2,1.4986249430257415E-2,3.9549015574905279E-3]
[null,861,1.0212079555090687,1.0191133756508912,1.0079523250113998,0.99375935104131441,0.98297523483335925,1.0133680975656219,0.98854394533432066,null,2.1912105140118614,0,1.5033989892273576E-3,0.14005319611960051,1.926645502144533E-2,2.5934323476312988E-2,5.4160200269184845E-3,1.4825473115552751E-3,0.23268898192080156,1.335490339299497,0.1398254339039248,0.18157683071483696,9.1572953396429665E-2,1.5371826749300327E-2,4.0350050604635521E-3]
[null,862,0.98902384584382419,1.0009510119966021,0.99621741725833923,1.0195205629697961,1.0339634785879732,1.0211721715483588,0.97099509494937997,null,2.2539418952031189,0,1.6091868102765343E-3,0.14470279843822895,1.9964854577060313E-2,2.6426036238623645E-2,5.5466107821389192E-3,1.5870384555778246E-3,0.23863632684297106,1.3700906520232403,0.14434820744597746,0.18922048824009791,9.527417230147614E-2,1.5434501159005768E-2,4.319395508996563E-3]
[null,863,1.0138455049942678,1.0265256506082241,0.98611927081765149,1.011396749476599,0.99462845631959074,0.99214886473971509,0.97020013318474563,null,2.2044944217591151,0,1.5487925362001847E-3,0.13502930315942099,1.9362082116113975E-2,2.5799292559883086E-2,5.3245594462978368E-3,1.5268518410044788E-3,0.22743128801173321,1.3591591077229435,0.14079127639019695,0.18329711706815027,8.944397376125221E-2,1.4722774833679944E-2,4.1555873846400764E-3]
[null,864,1.0302454101231981,1.0270578141327167,1.026404291003403,0.98547205855619135,0.9805670075458105,1.0162562562511317,1.014662517730331,null,2.1833664314494698,0,1.4357387228757551E-3,0.1414138057246184,1.9076001565569416E-2,2.6155350441955331E-2,5.4619144914657856E-3,1.4158820647554526E-3,0.23619920932894994,1.324388919216146,0.13864020937884847,0.18081129039047053,9.1467574985899053E-2,1.5918448348797531E-2,3.8535642348671351E-3]
[null,865,1.0222386502478999,1.027019190445875,0.99692452109428809,1.0119163512736975,0.99016065236263195,0.97625883066141506,0.98609000033309691,null,2.2001186991645021,0,1.4778617545634766E-3,0.13309243577622448,1.9207633591622829E-2,2.5999164713023149E-2,5.3400419811093129E-3,1.4565851260058273E-3,0.22806080379201066,1.3598727587238519,0.13965960525251619,0.182320904483773,8.7592841398606999E-2,1.5029441530487773E-2,3.9643445498301205E-3]
[null,866,0.99891918922399547,1.0071537640766772,0.98347848450279984,1.0207189009293858,0.97160519334289452,0.99652363263800336,0.98987108271131408,null,2.2339090865215976,0,1.5941861457167534E-3,0.13788987087150834,1.97322935394681E-2,2.6065080298229674E-2,5.4118607185939154E-3,1.5717015333386456E-3,0.23807838420955593,1.3716832253983111,0.14288897349006124,0.18156643211462997,9.1484034404272732E-2,1.4853762626864978E-2,4.2776534624765746E-3]
[null,867,0.98009339519544292,1.0008918850178576,0.99733253561191049,1.0118091862011132,0.98454505668171044,0.97128193670377438,1.0051709438995926,null,2.2367935435745769,0,1.5409682406197312E-3,0.13893645433287441,2.0147743126093208E-2,2.634579470998263E-2,5.6037095068983368E-3,1.5186693964372264E-3,0.24520348687246021,1.3597293754862747,0.14566610286517376,0.18418188769722391,9.1416775066912703E-2,1.5451195286992937E-2,4.133317467870142E-3]
[null,868,0.98348248602361354,1.0103778854577397,1.0258524996810185,0.9886730038574395,1.0074768183020439,0.97464629401170877,0.96426938105188365,null,2.2011285845965571,0,1.4492949441729653E-3,0.14242638602525373,2.0054795507746945E-2,2.6343129854701348E-2,5.7390280893139514E-3,1.4283950677456525E-3,0.23378562833103411,1.3286895370809597,0.14523101933529009,0.18659148409758283,9.2152121523856045E-2,1.6248734123148707E-2,3.8876205040961325E-3]
[null,869,0.98511609724151039,0.99503289356859181,1.0007015257835299,1.0144969736383758,0.99162292497060789,0.97003710204944549,0.99526570208043563,null,2.2365681725368542,0,1.5224505118945797E-3,0.13866864962187594,2.0073063536505713E-2,2.6417009722470502E-2,5.6018874655063573E-3,1.5003913597575614E-3,0.24218666385980847,1.3633467525982317,0.14493128374127351,0.18467636205109411,9.1057912369212762E-2,1.5547076045628263E-2,4.0835706773812664E-3]
[null,870,1.0112176633938623,0.99386424864482747,0.97982093032511797,1.0164612901880155,0.97742375091489631,0.96865534834654676,1.0346699491770619,null,2.2236276273548787,0,1.5468955268493924E-3,0.13227263031119396,1.9547097363082439E-2,2.598659991257159E-2,5.3411933217134304E-3,1.5244502131382413E-3,0.24514602980260572,1.3659572494325469,0.1411428485180542,0.18149898897305231,8.7951009226250335E-2,1.4657374862233181E-2,4.1490509452845907E-3]
[null,871,0.99926688009262399,1.0217699108126339,1.0060387702098683,1.0443397988856427,0.98193235489278319,0.96796038122602124,0.98692080122528392,null,2.2598746850203741,0,1.4725643363100996E-3,0.13630033746775411,1.9677026494941564E-2,2.689820665925146E-2,5.5208480409108069E-3,1.4511822207112597E-3,0.23351022382492606,1.4034607556969887,0.14289119146719537,0.18273293367119881,8.9220024484788663E-2,1.5734879705331606E-2,3.9496396226855589E-3]
[null,872,1.0202104170231299,1.0086354131870319,0.99357994115284576,0.97998327878923319,1.0067710905088039,1.0188678508410527,1.021061562279586,null,2.1839012077475233,0,1.5623767385697328E-3,0.1393736264144568,1.9320406195474142E-2,2.5573385028312141E-2,5.353319471424125E-3,1.5408240287154739E-3,0.2421440187288352,1.3169543364803631,0.13992971397556594,0.18431102139322231,9.1909920649589721E-2,1.4859397046474246E-2,4.193615073658963E-3]
[null,873,0.98295333774860583,1.0262420988687504,0.99077980278870781,1.0020316162657066,0.95339420580447332,0.98631052361937022,0.96067256424633329,null,2.2056285337477268,0,1.5729120678232137E-3,0.13906650624137351,1.9974745217628855E-2,2.5801925545198282E-2,5.5190009188107719E-3,1.550497789805892E-3,0.23188686722554719,1.346580091257807,0.1452269477501586,0.18047869836589153,9.1861088847016811E-2,1.5035132793917921E-2,4.2199438623925951E-3]
[null,874,1.0053831643310474,1.032498966331159,1.0036752440082191,0.96744600270876524,0.96733458582466592,1.0389931088167215,0.9944760835346389,null,2.170802932970533,0,1.5751141041780686E-3,0.14490116047145565,1.951096903368953E-2,2.5462365844643536E-2,5.4613014364158852E-3,1.5538065633062766E-3,0.23822673831092586,1.3001213267248177,0.14201649127871765,0.18071957685936804,9.4982809700566273E-2,1.5192551597680706E-2,4.2289492531237503E-3]
[null,875,0.9770262997938497,1.0012702057623177,1.0026501871315532,0.98951982718784026,0.95605022992400746,1.0034640799139998,1.0184915650063004,null,2.2204728140222909,0,1.5793735352857407E-3,0.14477351630436189,2.0212709878870968E-2,2.6097943441668131E-2,5.6519088720255045E-3,1.557251911491507E-3,0.2519154431774584,1.3297839851951838,0.14613591082313873,0.18115578773729324,9.4956828384227074E-2,1.5572575476731739E-2,4.2383263551252241E-3]
[null,876,0.9676643191274179,0.99981568593945491,0.99103533439369162,0.98902455901782493,1.0031114323726533,0.99958413431522808,1.0179013048177081,null,2.228467053687575,0,1.6277249042783337E-3,0.14405156330185676,2.0407297795180648E-2,2.5989575683176298E-2,5.6399705217613592E-3,1.6048375479611199E-3,0.25396911397359523,1.3291009109138761,0.14752212897302622,0.18705232630696964,9.5139439163370268E-2,1.5249775640083008E-2,4.3678387709946654E-3]
[null,877,1.0355804660680108,0.96482774073224065,1.0227225913359341,0.98490511637130751,1.0246519808656889,0.98373835337505233,1.0194833361188032,null,2.1851795155946565,0,1.4125690584062356E-3,0.13753165265459708,1.9238242537979906E-2,2.6195321031723465E-2,5.4882937675917376E-3,1.3923870648954062E-3,0.24094407019126809,1.3236193100659999,0.1379177533803797,0.18549416214339831,8.9147698156495245E-2,1.583357506836245E-2,3.7896185903727119E-3]
[null,878,1.0194772783479433,0.9950361859784681,0.99313337583525407,1.04014338290825,1.0090620376929773,1.0157998806312138,1.0043096261023634,null,2.2643196253011713,0,1.5649018941542381E-3,0.13940468876179615,1.9391852607953793E-2,2.6634518366141655E-2,5.3706957005883712E-3,1.543249150434066E-3,0.2397093288342198,1.3978000537929463,0.14002933446900651,0.18461141925818425,9.1954935990654699E-2,1.5234234807861459E-2,4.2002154555358124E-3]
[null,879,1.0011121547001551,0.99477637430054577,1.0365785323131018,0.99410644932818337,0.98622090959300734,1.0412842837479688,1.0278426793088093,null,2.2363740074996525,0,1.4925925408214899E-3,0.15164315766306477,1.977592655592952E-2,2.6827197211871219E-2,5.7195187060467096E-3,1.4724457475440848E-3,0.25230486557479453,1.336015721852907,0.14269827209223698,0.18313626383492715,9.7507105670206165E-2,1.6758613197742519E-2,4.0075119332047731E-3]
[null,880,0.99078782287475087,0.99257483892218246,0.99640265832174058,0.97609955246966251,1.0211757361530838,1.0111073012499685,1.00247389382768,null,2.1979379181956471,0,1.5928209711225448E-3,0.14329142928800861,1.9966304959478001E-2,2.5713377543728589E-2,5.5480487912288896E-3,1.5706796416011979E-3,0.24614784660621095,1.3117392621152779,0.14409164324461596,0.18766837568641009,9.4334491966113904E-2,1.518440711406188E-2,4.2748722100337594E-3]
[null,881,1.0319468186323992,1.0049089102356081,1.0189018776738288,0.96495509599167939,1.009102494398344,1.0249530860751801,1.0004466729345949,null,2.1589136262882711,0,1.475450289131929E-3,0.14209052237262734,1.9131560658539649E-2,2.566288782296702E-2,5.4371772597787502E-3,1.4552175551588616E-3,0.235648925994281,1.2968008479427848,0.13839483229816846,0.18393501592477321,9.2308724712540785E-2,1.5562741562978988E-2,3.9606224728042892E-3]
[null,882,0.97094831148037353,1.0163816409287592,0.99711427670636288,0.96988755198263998,0.98110382740747992,1.0185886727281601,0.9706692337103221,null,2.1899411315486121,0,1.6264764674293823E-3,0.14664927899905719,2.0268772055332271E-2,2.5537928273464863E-2,5.6361328436245689E-3,1.6040333635966764E-3,0.24096235584554082,1.303392265319673,0.14703757280608049,0.18436278380798851,9.6504169587235192E-2,1.5246665068192038E-2,4.3656500462539525E-3]
[null,883,1.0016598786191033,1.0130583607861503,0.96092654634691455,0.99159664204605813,0.97335887768581075,1.0195891893864444,1.0259386435618121,null,2.2022555473406107,0,1.7019823641619442E-3,0.13754285642623615,1.9639051914303918E-2,2.5214416206253028E-2,5.2637026644325796E-3,1.6785204300678556E-3,0.24707424371607348,1.3325256092871425,0.14244640679639395,0.18158330327895947,9.2512779876564172E-2,1.3908259821812118E-2,4.5683792865336414E-3]
[null,884,1.0027452060318147,1.0315864883645705,0.95981818964878163,1.0174860788091247,0.97289907958092092,1.0183807076171048,1.0231330555711051,null,2.2322277095582175,0,1.6952361239904613E-3,0.13653608984986798,1.9539048015295352E-2,2.5606644176556281E-2,5.2309383074886232E-3,1.6718394560273869E-3,0.24383131522878396,1.367315495431781,0.14228970086562182,0.1814663544470928,9.1898065924025829E-2,1.3987258102085631E-2,4.550195877577985E-3]
[null,885,0.99587498755182735,1.0154918011538783,1.0122719651221901,1.0231985137680202,1.0152271941025739,0.99075511958835794,0.99023468807432657,null,2.2478883216585599,0,1.4949456239056694E-3,0.14104844761370539,1.9774737095928564E-2,2.675040586839986E-2,5.5829581160477581E-3,1.4737379494630836E-3,0.23767428333935686,1.3750609563279854,0.14339230124425995,0.18670419647721878,9.1989101045043833E-2,1.5921113324201056E-2,4.0110288808540388E-3]
[null,886,0.9739843034256197,0.98836418967350692,1.0196971284862657,1.0255624813045998,0.97104884069346142,1.0074886908570351,0.98714291432205992,null,2.273781863756946,0,1.5396915874593485E-3,0.14859751683210404,2.0344772542963047E-2,2.7064168083098864E-2,5.7865460612602903E-3,1.5182119209669464E-3,0.246976094553436,1.378252605860228,0.14663269492464939,0.18305668432521335,9.649104712033757E-2,1.6469140749701332E-2,4.1320723704467875E-3]
[null,887,0.98129697667312055,1.0112473152742014,1.0013014585662552,0.98374379037745463,0.97617670495285613,0.96713369887636969,0.9902037311078119,null,2.1905011782512815,0,1.5165033818135174E-3,0.1383714296718293,2.008003509288676E-2,2.5817722545983728E-2,5.6072115325662229E-3,1.4944644346417855E-3,0.23971167735149071,1.3220195851745438,0.14549675119073327,0.18316530280408769,9.0830373136034842E-2,1.5355689157267916E-2,4.0674395410264632E-3]
[null,888,0.983108795917085,0.97926611819773157,0.99512635230913049,0.99073564543366799,1.0112258800529876,1.0044039758392422,0.99049506594454972,null,2.219525250366722,0,1.6035997968760964E-3,0.14369220962035037,2.0181294295857275E-2,2.596334308368024E-2,5.6005814209080258E-3,1.5811598643715101E-3,0.2462109063288774,1.3314061971041684,0.14521415086249906,0.18701020165763774,9.4670368715157188E-2,1.529504128848091E-2,4.3033959216100441E-3]
[null,889,0.97125606030242362,1.0450593999590738,1.0101890700065055,0.96768770780226943,0.98054094387068069,0.98379551295828394,1.0040984877337702,null,2.1814936017130635,0,1.5190512732813563E-3,0.14240997993872645,2.0147026229476134E-2,2.5774202695543178E-2,5.6762426686578112E-3,1.4973491826652304E-3,0.24303275219589018,1.3004571282535866,0.14702199373697306,0.184291815160535,9.2991100557096737E-2,1.5637771493006221E-2,4.0752908741893499E-3]
[null,890,1.0263433878283901,1.0228274175468188,1.0012406702011867,0.97229634783651564,0.96402426627574123,0.97928248570000853,0.97361334987541903,null,2.1397926971151571,0,1.4646690463222436E-3,0.13364177714987854,1.9150649554548368E-2,2.5263151865708877E-2,5.3473604994786423E-3,1.4436474596326839E-3,0.22499105083420801,1.3066356635068115,0.13911073405891575,0.17913816655258857,8.7728880489019237E-2,1.4877151703825907E-2,3.9291324868629997E-3]
[null,891,1.0055493114648817,1.0190564551979813,0.96838056751873758,1.038220319712966,0.97746848525743402,1.0065249297288519,0.98007762557894873,null,2.2490926515214986,0,1.6460002323410319E-3,0.1360316404038191,1.95422827245617E-2,2.6009028438679326E-2,5.2779433519410529E-3,1.6230155062273181E-3,0.23347074091385323,1.3951856544726662,0.14191239656470411,0.18182506691387926,9.1080402916591113E-2,1.4363166365884299E-2,4.4173131810329247E-3]
[null,892,0.99507046076849393,0.99798236750658842,0.98668879600553494,1.0108806086207631,0.9944567351506749,1.013167585318155,0.97974684163572567,null,2.2310589311530675,0,1.6195635571219006E-3,0.14148494926605251,1.9850531453569246E-2,2.6007560752088474E-2,5.4620323121817521E-3,1.597096267385457E-3,0.23897373844021291,1.3584662408348591,0.14344904880994649,0.18438199261344779,9.3688159552059044E-2,1.4970374851204409E-2,4.3467695571801669E-3]
[null,893,0.99528729674398053,0.99860713655687683,0.99622586219640619,0.99704346161678437,0.98178807196432327,0.98502219216736531,1.0160785398179057,null,2.2124882836057758,0,1.5432212730616104E-3,0.13870344899014792,1.9849453927245853E-2,2.6010609854471577E-2,5.5145972282603312E-3,1.5212013314447768E-3,0.24547603802643064,1.3398846369557533,0.1434398280449109,0.18294528360980175,9.1323664188557779E-2,1.5222534161502195E-2,4.1402085603085446E-3]
[null,894,1.0012899731688067,0.99025508223308523,0.98962739139161038,0.98811904039717069,1.0066274682519105,1.0105884200548008,1.0101547578706376,null,2.2056223263944998,0,1.5983993955776511E-3,0.14087730695766001,1.9762827451226941E-2,2.5742922344138889E-2,5.4540922585515914E-3,1.5761691138795535E-3,0.24562425585858966,1.3278821077303049,0.14256475921525094,0.18539004965239911,9.3121477717161574E-2,1.4934944746939113E-2,4.2898127439713963E-3]
[null,895,1.0379404527305667,0.97682928987031681,0.96273948446526469,1.0208386841661921,0.9979335220590857,1.0251627594969239,0.97131485570786336,null,2.215297975254698,0,1.6585427790459146E-3,0.13478082246342304,1.9106124624023019E-2,2.5491818971265193E-2,5.1304073240560745E-3,1.6358039637858952E-3,0.23030329417602721,1.371822987335219,0.13747127586103244,0.18229393552809164,9.0554381023520258E-2,1.391354761650616E-2,4.4521191467934689E-3]
[null,896,1.0226119781478242,0.98572147246625197,0.95561822449917733,1.0223249204309486,0.99646187216330162,1.0148056345878209,0.96348430144502994,null,2.2192383240902456,0,1.68766410508291E-3,0.13420043835816792,1.934955913434656E-2,2.5409883313864928E-2,5.1578670508380248E-3,1.6642898854534155E-3,0.2299901610783302,1.3738151863172898,0.13951598102214058,0.18297816816494861,9.055947580893299E-2,1.3755329625824958E-2,4.5296484351909048E-3]
[null,897,1.0076643875729017,0.98903075193226919,0.99484123870707164,0.98659800464924985,0.9938432455389109,1.0382798391833941,0.98426930142313629,null,2.2013797579015244,0,1.6147166157308892E-3,0.1446306576209378,1.9646390815339389E-2,2.5705347079799781E-2,5.4505718372977073E-3,1.5928583415135858E-3,0.2401746142207907,1.3258453859176869,0.14167480250619083,0.1835746872423023,9.5304869769529593E-2,1.5059053845879912E-2,4.3352353199888217E-3]
[null,898,0.99099407457511945,1.0083502982406793,1.0244569635484273,0.96600273354185906,1.0306393475897999,0.98676093456341274,1.0125062885464249,null,2.1831912596196856,0,1.4610705995088537E-3,0.14300630480423066,1.9910699306330965E-2,2.6061408636526954E-2,5.6899153777724473E-3,1.4402595860067025E-3,0.24484466669249136,1.2982198130508587,0.14412693514666702,0.18875083378715571,9.2602608450148213E-2,1.6078973569340991E-2,3.9199118116653182E-3]
[null,899,1.0085641013640507,1.0052282899579328,1.0024102509130988,0.98411339697777045,0.99733934436630267,1.011371068202463,1.0181709725582984,null,2.1962678536326732,0,1.5414717973351213E-3,0.1412125575205741,1.9563522057445781E-2,2.5862738914665812E-2,5.4690646434227682E-3,1.52004984570372E-3,0.24411955095637092,1.3225180680042132,0.14156569264952007,0.18392394522166697,9.2634381320812878E-2,1.5282679699903228E-2,4.137074595708559E-3]
[null,900,1.0164134887646414,1.0153540587714884,1.044620421977148,1.000428586506952,1.0343269514671058,1.0072993125490035,0.99894297792237918,null,2.2193137789107746,0,1.3921866705715062E-3,0.14484345076061858,1.9395629599594025E-2,2.691382700874034E-2,5.6540493144982404E-3,1.3727611390569538E-3,0.23647715038734496,1.3445320568089973,0.14056838378438602,0.18768836101157765,9.2704696950819385E-2,1.6819395525787061E-2,3.7362032899251581E-3]
[null,901,0.99417859288390553,0.95124534356854873,0.98420062657437746,1.0103378728603689,0.95760513765189015,1.0087797300029351,1.0308456527074357,null,2.2465003334871749,0,1.6395381833102566E-3,0.14214742403448435,2.0077522710576553E-2,2.6143446086870002E-2,5.510579273866778E-3,1.6166948663818863E-3,0.25739249556285621,1.3577336851567849,0.14357198683631336,0.18026759057752528,9.4267749766072675E-2,1.5010586315777398E-2,4.4001104829720231E-3]
[null,902,1.0078240797574392,1.0256773789758609,1.0369806531331236,1.0053212920663257,1.0214502926372606,1.0146581314760876,0.97664329301807784,null,2.2240091145018508,0,1.4338464776959088E-3,0.14579896619544791,1.9512711422678342E-2,2.6805754395637822E-2,5.6456284072709858E-3,1.4139847560772337E-3,0.23251570539838468,1.3510887175715709,0.14174885122639316,0.18672362623331315,9.3727504621802418E-2,1.6613110364877223E-2,3.8484003860926605E-3]
[null,903,1.0122775455335506,1.0133671470317058,0.97204178880732961,0.97084129299678201,0.96565046151149236,1.0111982600460736,1.0250873055869822,null,2.1650310830557244,0,1.6322912246452455E-3,0.13641135548136704,1.9438558873003327E-2,2.4973105573752159E-2,5.2696097864443842E-3,1.6096032718941032E-3,0.24365013104529629,1.3046434166578635,0.14097744409876917,0.18010019327125165,9.1131378144275507E-2,1.4077768575931607E-2,4.3808095005197717E-3]
[null,904,1.006011479972561,0.97015994506056513,0.98595895635329001,0.99121269518752397,0.99068399558548181,0.98615598536293703,1.0019449922969326,null,2.1976622470823526,0,1.5713422693856985E-3,0.1369169076275272,1.9756705473973905E-2,2.5655095013083037E-2,5.432198357125168E-3,1.5489468522917301E-3,0.24299394298394597,1.3320346898129864,0.14188728188432348,0.18330665607980293,9.0703068715043328E-2,1.478237382988953E-2,4.2157227217454619E-3]
[null,905,0.97981616020249751,1.0218286912396306,1.0050599960859348,1.0186560016130797,1.0272352383862364,1.0208232514594686,0.98741462292479509,null,2.2611642172177318,0,1.5870154094974687E-3,0.14657210220002698,2.00667674079325E-2,2.6654228989565529E-2,5.6246793781700973E-3,1.5651647491109844E-3,0.24250014305210002,1.3689432696317241,0.14572547942770769,0.18903148151961535,9.5999343237344076E-2,1.5808710543273916E-2,4.2598624906592221E-3]
[null,906,1.0035317150649243,1.0283794032075961,0.95719427009177938,1.0005434420746979,1.0391499684054502,1.0112381316354881,0.99619846626127806,null,2.2073153078523973,0,1.6923049316240114E-3,0.13520712870881713,1.9535501021778652E-2,2.5260543612295475E-2,5.2158913575148297E-3,1.6687837487031204E-3,0.23700726560718927,1.3445459094471139,0.14217220399115679,0.1889075001982585,9.1150370410950601E-2,1.379463543068749E-2,4.5418792495549795E-3]
[null,907,0.98176404249153992,1.0066845068472532,0.9794481289647835,1.0189032130700635,1.0218941941206308,1.011939051485772,0.97846582748833344,null,2.250956354604662,0,1.6610922840034944E-3,0.14196663959837866,2.00765971600208E-2,2.6111648973960302E-2,5.4837990512152232E-3,1.6380209141264692E-3,0.24070116106517875,1.3692383578147227,0.14537636316830183,0.18828514461503418,9.4418029118559357E-2,1.4863532454361303E-2,4.4581529548030283E-3]
[null,908,0.98445163571326821,0.97381611778863386,0.97725257745613725,1.0092097659415591,0.99925217187306958,1.0132193944421757,0.9968719632780898,null,2.2437486124314514,0,1.6784113049454162E-3,0.1424994874221234,2.0167143327671232E-2,2.5959128866755797E-2,5.496241033940359E-3,1.6551288442353148E-3,0.24873038150463295,1.3562094817590427,0.14497436296387503,0.18555884895042266,9.4898301418630399E-2,1.4773802544134131E-2,4.5047151009316609E-3]
[null,909,0.99085645039186965,0.9883733851589751,0.99367340364237977,1.0138437629096784,1.039525300702218,0.96340504703274088,0.99282808375727549,null,2.2338672218913351,0,1.5276034121722902E-3,0.13620036756526102,1.9981838548972657E-2,2.6299595722828129E-2,5.5371118856328743E-3,1.5053172298301342E-3,0.24041853681738998,1.3624580173293714,0.14407532670965836,0.18973604014979797,8.9812301190711874E-2,1.5273394882143959E-2,4.0969772719061763E-3]
[null,910,0.9812725513111098,0.96805524394018871,0.99033865693311907,0.97413994040778173,0.9968197682402461,0.95791526252267156,0.96563653695348162,null,2.1760163066555904,0,1.5514396158906229E-3,0.13692653060609528,2.0267275841395028E-2,2.5441733935293538E-2,5.597331216055457E-3,1.5286759731593007E-3,0.23814636995154495,1.3090972695762235,0.14547466827059821,0.18549043955678046,9.0471412483686744E-2,1.4965486789609841E-2,4.1605520710404978E-3]
[null,911,1.0209053442521461,1.0228663944236396,1.000482410911214,0.97496520331182257,0.9683003235555715,0.99426929847945422,0.99618975491278794,null,2.1574729203050245,0,1.4973464341194007E-3,0.13634069270721186,1.9252035950570057E-2,2.5422457270019232E-2,5.3715764732080217E-3,1.4761797786758007E-3,0.23259060965173781,1.3102210558928133,0.13985002320990833,0.17992875001439285,8.9540894955797104E-2,1.4958316099784067E-2,4.0176747350222719E-3]
[null,912,0.98990250755862341,0.98407688483931843,1.0211922493972401,0.99132811184805958,0.9787352960151523,0.99012802157741542,1.0078179774832803,null,2.2164016466707754,0,1.4856232363119456E-3,0.14399173126250314,2.0037720376019409E-2,2.6425533828667257E-2,5.7076883242744318E-3,1.4645344634740063E-3,0.24722320460336439,1.3322480761701687,0.14427824469370146,0.18294712324093959,9.3418580780508895E-2,1.6158852137545157E-2,3.9859800259201116E-3]
[null,913,1.0283754140671062,0.97343836129891692,0.97980708018473739,0.99113961525221073,0.98721920514028372,0.9970975602024027,1.0020582979304915,null,2.1830990373523327,0,1.5729642430863378E-3,0.13455257623134254,1.9308971556591319E-2,2.5405056850809144E-2,5.2760517862487158E-3,1.5507917170479322E-3,0.23814570339283067,1.3319290559038626,0.13878794431186814,0.18162779208243854,8.9467744227885754E-2,1.4399569699041478E-2,4.2207438354523391E-3]
[null,914,1.0141675591874613,0.97648894372690775,1.0161647924255344,1.0219189281500471,0.99128554777575861,1.0236345789536538,1.0135624795031983,null,2.2546945232374824,0,1.517492558213382E-3,0.14493478094327159,1.9588509365722186E-2,2.6834762168277543E-2,5.5518936086735721E-3,1.4966564982458279E-3,0.24628882663270116,1.3733488953145883,0.14081478651956134,0.18292680355844038,9.4307680268558305E-2,1.6045015302110478E-2,4.0734056155430926E-3]
[null,915,0.9778472883209709,0.96653873682963631,0.97865184703594599,0.9894474327658036,1.0070354095429985,1.0100348151161207,0.98887682307789959,null,2.2212248554189125,0,1.6823452103399102E-3,0.14343320923904179,2.033778211951185E-2,2.5665551205714246E-2,5.550643566753422E-3,1.6589345993130872E-3,0.24908902351413123,1.3296537401284292,0.14595679773121459,0.18684674425647341,9.5439315490943796E-2,1.4760385666040991E-2,4.5150731116865338E-3]
[null,916,0.98328923647237365,0.96907730994586683,1.0028782146588451,1.0378403232435252,1.0012363483647839,1.0239024053741941,1.017804705788566,null,2.2999384174663953,0,1.6120684557953608E-3,0.14791424834173802,2.022903079488126E-2,2.7097547061922939E-2,5.6577672301727222E-3,1.5899396033145364E-3,0.25597463797400755,1.3947207423096193,0.14520565072893574,0.18587686433683417,9.7003713037848563E-2,1.5953053026141036E-2,4.3272914767727962E-3]
[null,917,1.0173179833779824,1.0013892578929349,0.99471832704056196,1.0323960400067653,1.0358153499844918,1.0001534833994656,1.0029912141497688,null,2.2522509744982302,0,1.5368514117125541E-3,0.1375331365764797,1.940679378793405E-2,2.6547304166578703E-2,5.3834324552070462E-3,1.5152541244206909E-3,0.23792080037273639,1.38739115073649,0.14033013540100062,0.18776039443206474,9.063458199033303E-2,1.5240819643412324E-2,4.1240222232852503E-3]
[null,918,0.9946791093823103,0.95924020323143377,0.99225823883706299,0.98312499951800236,1.0289298576771697,0.99261682315302369,1.0215095752996088,null,2.2097233550662456,0,1.5828623631846145E-3,0.14058604009748998,2.003560114271509E-2,2.5849829789788198E-2,5.5440870086657726E-3,1.5604495950578413E-3,0.25258306949651849,1.3211744816765743,0.14351835776134711,0.18830706185418547,9.2782711871086332E-2,1.5117497740322242E-2,4.2470293956766818E-3]
[null,919,1.0145415411868433,1.0097009366753114,1.0271098002711869,1.0314243368911333,1.0191426680474907,1.0095991186738826,1.0072985803100025,null,2.2610064782635653,0,1.4517181553714458E-3,0.14327896082556218,1.9444482694551977E-2,2.7178809117058032E-2,5.5713111735887152E-3,1.4315081084266732E-3,0.23960772490109919,1.3861463699463394,0.14078779868312669,0.18606379559744135,9.2635930367831534E-2,1.6415411829293763E-2,3.8960931746162874E-3]
[null,920,1.0144017473930684,0.98966723107800414,1.0021267934033196,1.0223045728217668,1.0037205621064949,0.99666745913021149,1.002379491265843,null,2.2393318302598995,0,1.516403965686095E-3,0.13876836826634736,1.951763894961896E-2,2.6491512704845475E-2,5.4546853773607094E-3,1.4950194898525945E-3,0.23964471804874299,1.3738414746253262,0.14075037145556363,0.18430649268060664,9.1046321448405063E-2,1.5462680960579671E-2,4.0689502183363846E-3]
[null,921,1.0055035044419705,1.0302512582421037,1.0316651839776574,1.0244811145647859,0.99814009311238738,1.0016501700617468,0.97392135531256818,null,2.2423055149249169,0,1.433139430137036E-3,0.14338513574093067,1.95353114035479E-2,2.700846236321507E-2,5.6226109067383069E-3,1.4130296948995618E-3,0.23084956347561589,1.3768256440742546,0.14206375617593991,0.18421992499911102,9.2459645352297684E-2,1.6509769144099729E-2,3.8458010244028706E-3]
[null,922,1.0184332666648117,0.9856140323802931,0.96459078754369942,1.0202763972312048,0.99361767100890463,0.99481779945411053,1.0136622483216318,null,2.2269925917145037,0,1.6308113296191421E-3,0.13321604878692198,1.9434902552024277E-2,2.5709349846964605E-2,5.2286103769066299E-3,1.6077707102371936E-3,0.24144506752237954,1.3710688709112828,0.14010857643284791,0.1829016312665572,8.9401765439699618E-2,1.4124987326507198E-2,4.3758218717934528E-3]
[null,923,1.0303656784816417,1.0118486695608433,1.0154884715753918,1.0098707479717537,0.99763755166916468,0.98611095727108078,1.011564401023465,null,2.2085175775091308,0,1.4296768235994056E-3,0.13619696435303014,1.912986038501217E-2,2.6405230775195285E-2,5.4182479165489263E-3,1.40929955034526E-3,0.23474603204474667,1.3571561191168771,0.13859955784238692,0.18272435878397567,8.8657254900791779E-2,1.5668679863252405E-2,3.8356488005678842E-3]
[null,924,1.0172285670112826,1.0051605363337972,0.98041736664931622,0.98527362322827483,0.99580720288395419,1.0411230774810465,1.0259524812821337,null,2.1977950366645809,0,1.6466617937386963E-3,0.14120237301141483,1.9383701203368305E-2,2.5460256867431533E-2,5.2997573622589299E-3,1.6244319549718611E-3,0.24612923168106682,1.3240468205131766,0.14031016716444553,0.18323103636698215,9.3854789483722126E-2,1.447796456189347E-2,4.4211682875833673E-3]
[null,925,0.99314046994624072,1.0251753016880343,1.0317094872644308,1.0220756418887136,1.0219035278393351,1.0086117665310179,0.99298676335584757,null,2.258468619088922,0,1.4625176503503948E-3,0.14635833369967774,1.980002608862225E-2,2.7156636722222991E-2,5.6990499082268681E-3,1.442137327355246E-3,0.2394375704307298,1.3735929723833289,0.14383232936142856,0.18764072618231151,9.437444135898844E-2,1.6671890871760613E-2,3.9250224046187832E-3]
[null,926,1.0065507754664502,0.98121078722405708,1.0280007609495212,0.98142417541173588,1.0232615766958342,0.98299984664449114,1.007081156573788,null,2.1954228481338234,0,1.4310329607845592E-3,0.14156323389710174,1.9723206209818597E-2,2.6333510387355603E-2,5.6561590884758083E-3,1.4105718049163744E-3,0.24279042677306642,1.31895232545138,0.14190752573975554,0.186994578474136,9.1479225609938666E-2,1.6204006200548231E-2,3.8391114581118515E-3]
[null,927,1.0266056163058783,1.0305843601945535,1.0196762201880021,1.0437620733573219,1.0087639935308617,0.98558216065295567,0.99198777205646171,null,2.2516935090260031,0,1.4159794983067365E-3,0.13660632040436407,1.9125122822362034E-2,2.7064233558380883E-2,5.4395350547415565E-3,1.3957866255695582E-3,0.22893755105182373,1.4027109791969294,0.13911661174932552,0.18419662566470865,8.8705709627034626E-2,1.6012141695203593E-2,3.798871073862879E-3]
[null,928,1.0243750718479696,0.96761693419374351,0.97590892286788611,1.0005546107914889,0.99821144693898067,1.0280763957277754,0.97282443255651663,null,2.2027019324293127,0,1.6435079977840166E-3,0.13899813103183983,1.9407586893947178E-2,2.5485859173693615E-2,5.2820034916780806E-3,1.6210391702498686E-3,0.23514626773306313,1.3445769473756328,0.13932120260784048,0.18309238643978323,9.2641890823888184E-2,1.4360191439475065E-2,4.4119342460012855E-3]
[null,929,1.0244887909426941,0.99379271042640993,1.0099527657965075,0.9982361665522903,0.99050526034136388,1.0008740172029784,1.0005033111255763,null,2.1997767242791886,0,1.4821518008462699E-3,0.13888592869821909,1.9312574407316943E-2,2.6114190800339845E-2,5.4398583061238863E-3,1.4613381987418109E-3,0.23673718838725488,1.3415101947411991,0.13938215701584583,0.18224366919828586,9.070259702130222E-2,1.5491898458435165E-2,3.977280846967462E-3]
[null,930,0.99055902475384006,1.0455381409765163,0.95950889979848997,0.99478463696618824,0.96209500764500888,0.99463415868366334,0.97353376233269184,null,2.1866921214964781,0,1.672195097273649E-3,0.13450922047959174,1.9720861293933748E-2,2.5049883349010312E-2,5.2779344622659354E-3,1.6485654329305034E-3,0.23146575976564424,1.3368086867986675,0.14403948124000251,0.18097206878606761,9.0551029826858337E-2,1.3833973499792269E-2,4.4868516589879198E-3]
[null,931,0.97389005748600577,1.0091329867266678,0.97507188836895453,0.99034943738398462,1.0127077198338374,1.0290931679818986,1.0139962097157968,null,2.2298113537178521,0,1.7174632311729656E-3,0.14488728796839598,2.0225313471577886E-2,2.5677873392751988E-2,5.4998645874247349E-3,1.6940065410812114E-3,0.25254780073511707,1.3308620380582221,0.14654143591459667,0.18773130042519237,9.6615992783250268E-2,1.4635375695694779E-2,4.6105273757168722E-3]
[null,932,0.99997539480068032,0.99294878321963687,0.98952204308081149,1.0171339015844647,1.0123776929218753,0.9916680175960646,0.98848977062095988,null,2.2349825795601506,0,1.5699399820432601E-3,0.13828770483518033,1.9776919150431942E-2,2.6189267295041653E-2,5.4573999626225207E-3,1.5476889212750601E-3,0.23884497568289514,1.3668735338132114,0.14275193422553226,0.18611783366559623,9.1415492705993459E-2,1.5077470236216715E-2,4.2122990481949316E-3]
[null,933,1.0185194519504237,0.98830633126185385,0.96017663916793816,0.99117837267293052,1.0130757303050164,1.0000119999933161,1.0374175451563237,null,2.1952792689234322,0,1.6531823178050201E-3,0.13325946563690655,1.9418901490437596E-2,2.5208381160584034E-2,5.2006886843120811E-3,1.6299469518548096E-3,0.24713535206410597,1.3319629944232996,0.14008680439157067,0.18509287603480079,8.967295339930334E-2,1.382790871297904E-2,4.4361782910805163E-3]
[null,934,0.9839687847259091,0.98802300555815348,0.99117022546864098,1.0468428759549218,0.99767996842165629,0.99964897568761957,0.99908289070290435,null,2.2921240934362972,0,1.6045929216412615E-3,0.1420624653866765,2.0121687252495236E-2,2.6890234590465526E-2,5.5617940548272496E-3,1.5820322864155481E-3,0.24660694224777255,1.4068002686125052,0.14507798705505751,0.18542277331792925,9.381815642930641E-2,1.5478574757668487E-2,4.3057703668200652E-3]
[null,935,0.97019217358880128,0.99574117925933192,0.98954716531852327,1.0088516487778219,0.99718049836786482,1.0056855278661903,1.0062432265334049,null,2.2524545316276292,0,1.6399083587139661E-3,0.14449077016973003,2.0371462713378384E-2,2.6270024680499642E-2,5.6216058127166605E-3,1.6169895860981992E-3,0.25141266406938434,1.3557434780908884,0.14713423115024857,0.18622086075275138,9.5514609220195862E-2,1.5296831127566114E-2,4.4009126128854983E-3]
[null,936,1.0325367345692562,0.996075189605791,1.0290565219212531,1.0099383157164183,1.0108555029234965,1.0217018360134316,0.98657454074924655,null,2.2198552168244134,0,1.4419783893478194E-3,0.14317939424352422,1.9163978885590571E-2,2.6662703127363765E-2,5.5015299088308428E-3,1.4221417291086836E-3,0.23309447050643528,1.3572753049110657,0.13833848856448022,0.18410930945620149,9.2466849978734639E-2,1.6212422924687955E-2,3.8706009777388314E-3]
[null,937,1.0126991199037338,1.0050161612553474,1.0052694582645363,1.0052758833832367,1.0167555011922917,0.99023006426518823,1.0115079864525753,null,2.2168184160789628,0,1.4942632895202242E-3,0.13803355495833783,1.9486308393111128E-2,2.6268331552302612E-2,5.4631245872278087E-3,1.4730540549113943E-3,0.23988838119339204,1.3509624623031871,0.14099416058155342,0.18588096208738725,9.0395699877833954E-2,1.5457472233908436E-2,4.0091675453301206E-3]
[null,938,1.0039427682344717,0.97704032796839868,1.0123161083861145,1.0278430174434148,1.0120320579324049,0.97567241272840444,0.95751644764240529,null,2.2421241031491008,0,1.4726759289854974E-3,0.13893489835744435,1.9783141598370257E-2,2.6721419498717813E-2,5.5855771000929526E-3,1.4514612170157956E-3,0.23125882821059754,1.3813027186289806,0.14224008833917226,0.18586427778306941,9.0608330297830941E-2,1.5895639088135276E-2,3.9503989586553989E-3]
[null,939,0.99118626534484644,1.0141085729071151,0.97027349353407999,1.0113014502108384,1.012438046414839,0.96123718465022323,1.0273273567682104,null,2.2248798886235694,0,1.5902011636276209E-3,0.13208744997673483,1.9847888771645426E-2,2.5811663398541716E-2,5.3708658120865758E-3,1.5669494223967716E-3,0.24514119147151148,1.3590131819832105,0.14397319049330834,0.18663426694001581,8.8337671328979739E-2,1.4421050405740671E-2,4.2647197830257434E-3]
[null,940,0.96872712086813717,1.0440614432619841,1.005806742095035,1.019746751275755,0.97442978550667259,0.99015996196842437,0.96314149763064361,null,2.2450682804842113,0,1.5472099861325551E-3,0.14315649118031318,2.0201065057208097E-2,2.6527427837052434E-2,5.6665618211942858E-3,1.5252476833088392E-3,0.23430846022035656,1.3704103995509902,0.14739537824434126,0.18375645234038654,9.3720816637440682E-2,1.5795968501547145E-2,4.1512213962029863E-3]
[null,941,1.004151325921165,1.0022222340218252,0.99157837782205582,1.0026996111939313,0.97221220391355778,0.97673385198506879,1.0080870071165016,null,2.2064344705829617,0,1.5301894869938566E-3,0.13559704946989565,1.9655713561682751E-2,2.5913154608925969E-2,5.4352353438274267E-3,1.5081702152678529E-3,0.24025801956296008,1.3474788971112879,0.14216298414398312,0.18133267427600414,8.9526522164082231E-2,1.4991497454254545E-2,4.1047421577812496E-3]
[null,942,1.0050465988410975,1.0107334733121764,1.0217040846980037,0.98265398491880518,1.0024792939365019,0.99732502192899164,1.0013262288828428,null,2.1922056193314461,0,1.4636727637784928E-3,0.14209817784498266,1.9620402395017767E-2,2.6158452949792233E-2,5.5916587295314199E-3,1.4430455175323831E-3,0.2392957859010609,1.320591930478537,0.1421054293727923,0.18472806229019109,9.2162515259908526E-2,1.5946337156982991E-2,3.9274941988961384E-3]
[null,943,1.0213542321306039,1.0241819712073827,1.0368933212980083,1.044886092193209,1.0341131088636029,0.99001372194170756,0.99802542121330551,null,2.26757912120372,0,1.3811822324771305E-3,0.14035781951463017,1.9260349254410804E-2,2.7534844805258054E-2,5.5721329422090968E-3,1.3615737607769632E-3,0.23270520163213088,1.4042611082744276,0.13987086837719129,0.18737453902481654,9.0234189027662864E-2,1.6721921888512781E-2,3.7057549341652837E-3]
[null,944,1.042220372170007,1.0160169546813329,0.98268041035498799,1.0049374989136197,0.99205229208475676,0.99442866260036966,1.0339982150842737,null,2.1930411408599539,0,1.5243186582752002E-3,0.13152477179668867,1.8875579308337432E-2,2.5669128105927367E-2,5.1727043067206074E-3,1.5027741736833447E-3,0.23715054006039582,1.3504745606419322,0.13695059981232527,0.18141039257981534,8.7303021623421531E-2,1.4441331197584702E-2,4.0900559113928488E-3]
[null,945,0.96125240613410667,1.008897151024251,1.034312406997087,0.98238135122782011,1.0379917000986714,0.99180759943314278,1.0244448384704059,null,2.2360659852748963,0,1.4830315918160988E-3,0.14954426635468204,2.0530719279429073E-2,2.6811201427676106E-2,5.9245677678584361E-3,1.4620152584932039E-3,0.25583804337051425,1.3202527038119407,0.14861000993589535,0.1914442424370206,9.6283542939996941E-2,1.686858070278684E-2,3.9791235804180671E-3]
[null,946,0.96097478712124973,0.99038157350532297,0.98453638287056344,1.0031555924838562,1.0015000077621461,1.0070738942902868,1.0350591893730876,null,2.2600143397437775,0,1.6772006062901691E-3,0.14555701010497815,2.0588037023732922E-2,2.6242066242241534E-2,5.6526216525764157E-3,1.6537929652189981E-3,0.26187576202030455,1.3480822619112802,0.14853351914071353,0.18729104812913289,9.6509380748334983E-2,1.520496113293004E-2,4.5010792786216473E-3]
[null,947,1.0121440697743906,0.98247469163226997,0.98415750415535275,1.0080292579244061,0.98332343451148463,0.99336533015047224,0.99351018290515558,null,2.213036942654524,0,1.5747393071925114E-3,0.13648164501606871,1.9581468808944208E-2,2.5836911070899405E-2,5.3741947834571868E-3,1.5524583601428401E-3,0.23852904653625501,1.354631219051935,0.14102349762511396,0.18211587467292353,9.0512730347953152E-2,1.4747355799475453E-2,4.2252798885479307E-3]
[null,948,0.98224728649043169,1.0021836052595565,0.96473911737893758,0.99228566530568618,1.0008860831613906,0.97306139078314846,1.0236134050057055,null,2.2078687669078745,0,1.6473519201857434E-3,0.13458453746302598,2.0077204510839677E-2,2.5419527787768993E-2,5.4022315296422593E-3,1.6235572262792753E-3,0.24888629986361274,1.3334544567669215,0.14527052064380128,0.18586814344706223,9.0311974835937836E-2,1.4198877188731198E-2,4.4187875644363843E-3]
[null,949,0.98374329579615893,1.0198640854600836,0.97204918258436024,1.0061101791995137,0.99860337504080632,0.98469927316778016,0.9886577492718589,null,2.2190307873170751,0,1.6332983780032531E-3,0.13644680292968853,1.9974291245020519E-2,2.5670249645670176E-2,5.414882648017658E-3,1.6099855000374953E-3,0.23891988020394636,1.352038729975773,0.14506662321695246,0.18552444731107492,9.1154649732505297E-2,1.4461693486869783E-2,4.3818497995246125E-3]
[null,950,0.99536935337483845,0.97644686874121578,0.9919696173612762,1.0306801196160069,0.96024657993759899,1.0262571962210036,0.97010336637499384,null,2.2610008125724934,0,1.6299620100997854E-3,0.14471116281108393,1.9943366721535152E-2,2.6435777076270931E-2,5.5169568550707754E-3,1.6076388721143219E-3,0.24020766224535711,1.3850811016847593,0.14341816746245839,0.18050161399660256,9.5521660160020783E-2,1.5310203645437599E-2,4.3754630518834216E-3]
[null,951,1.0246589014544485,0.99536486997016604,0.99851354365395462,0.99994019034245873,1.0032925673235229,1.0088075929416982,1.0288340155298614,null,2.2099209105435111,0,1.5290100968705525E-3,0.13842669514536582,1.929566880258532E-2,2.6038696515297572E-2,5.3731034156463877E-3,1.5077073313147884E-3,0.24375925089689868,1.3437809396294838,0.13933329743866507,0.18366958072122722,9.1017351179244602E-2,1.5144147224400424E-2,4.103482340250663E-3]
[null,952,0.98872004121661228,0.9962379969324513,0.97786895200712243,0.97622982169005224,0.97284888545863613,0.99827179527215126,1.012218415708658,null,2.1873449496718811,0,1.6362003952946074E-3,0.13914576500954767,1.9980158170852743E-2,2.5306954658108952E-2,5.4486982157403571E-3,1.6131636208971418E-3,0.24740487425656793,1.3118906034821829,0.14434992390444135,0.18231462079028271,9.263032345168476E-2,1.4505564910029042E-2,4.3904995968373104E-3]
[null,953,0.98627670094579833,1.0377356227643784,0.97496372598613645,1.0039612028212259,0.98813399093513798,1.0078913601412971,0.95774981043873075,null,2.2104519547589008,0,1.6511413669050607E-3,0.13920614059818659,1.9848811532928536E-2,2.5555733565895696E-2,5.3968875132548548E-3,1.628116108508406E-3,0.23068353956204035,1.349153833760959,0.14470077138812529,0.18418859095692727,9.2833688675470274E-2,1.447578712447764E-2,4.4311953390289548E-3]
[null,954,1.0154818789514046,1.0067346124565799,0.9552392043559057,1.0210271305733336,0.99152313485202892,0.97786914683626269,0.98662974117432589,null,2.2122219965715457,0,1.6313465425341054E-3,0.12950446735830415,1.939497504013309E-2,2.5414469974051387E-2,5.1679544610447169E-3,1.6078988851277193E-3,0.23182101844737663,1.3720709622565723,0.14049472483526934,0.18282658095131257,8.7410995884293269E-2,1.3763124299001162E-2,4.376170721592622E-3]
[null,955,1.023762486916407,0.98004430402222464,1.043394620929132,0.9901523757240811,0.98547455497593761,0.98806061358442543,1.0177636050773944,null,2.1988631514245927,0,1.3698945313420513E-3,0.14195989109158191,1.9406175904745568E-2,2.6674213793974087E-2,5.6503240710495161E-3,1.3504078662498324E-3,0.2419085263910265,1.3307182094254193,0.13955655010938683,0.18174638506750004,9.0923088884670475E-2,1.6663908300233642E-2,3.6753650500985745E-3]
[null,956,0.98493042014059717,0.99975010521557572,1.0231261063752712,0.9968624789896483,0.98917651640800053,1.0288594691091089,1.0459192430603459,null,2.2489131590699163,0,1.5399353524130563E-3,0.15021039934400873,2.0070217686016575E-2,2.6762504996840679E-2,5.7279335998365937E-3,1.5188985170964601E-3,0.25914713721211968,1.3396897131299979,0.14501112024119575,0.18443174160589493,9.7343101870765836E-2,1.6406385159780646E-2,4.1339410587749722E-3]
[null,957,1.009228162520649,1.0259154599760802,1.0090155394585156,1.0347607223591315,0.99869967198109189,1.0029776182101928,1.0186577941348836,null,2.2605165547742687,0,1.5001284192950688E-3,0.14017743116475559,1.9467297400567601E-2,2.6882459990146785E-2,5.4783033926304892E-3,1.479106557630934E-3,0.24099880768233431,1.3905930928836161,0.14148762575529381,0.18404482206380446,9.159667031628739E-2,1.5785425523969943E-2,4.0256404625257213E-3]
[null,958,0.99212009865065021,0.98748378566751449,0.98347535433938782,0.97181162315099379,0.99952227569434882,0.99741045464222633,0.99562601786836047,null,2.1803847149773801,0,1.6135363081177529E-3,0.13956402591101313,1.9953914650793773E-2,2.531453459817001E-2,5.4726260668478714E-3,1.5907990127638997E-3,0.2435614734229927,1.3059596493093641,0.14386819756428101,0.1851290853100839,9.2594939230187384E-2,1.4659375703010165E-2,4.3296305059897164E-3]
[null,959,1.0141398965720891,1.0109597221491315,0.98080300834896261,1.0104471283255057,1.0265407967579219,0.9743880135346471,0.97730508714584974,null,2.2042688238505925,0,1.5426199532774696E-3,0.13231101991925756,1.9418380936993294E-2,2.5752049388064198E-2,5.3113199943113556E-3,1.5203683663826959E-3,0.22937009479151693,1.3578763547431991,0.14073836939954046,0.18688309688305754,8.7924393453002764E-2,1.4568054424547719E-2,4.1379415039964175E-3]
[null,960,1.0020869865023248,1.0027483453959594,1.0364005185609884,0.98059251193823105,0.97391598895283626,1.0056172850853529,1.0048264993626033,null,2.1966826412343727,0,1.4380719633862516E-3,0.14595481106916267,1.9721914373191055E-2,2.6410610535175651E-2,5.7028972678333989E-3,1.417972620152733E-3,0.24257432418847494,1.3178534369345989,0.14255904376653439,0.18168762735453553,9.385912696910971E-2,1.6519694081482093E-2,3.8592540375071314E-3]
[null,961,1.0034730264033995,0.98759163409791617,0.98969391300339526,0.9737427874201986,1.0098632397437137,0.99205690367076083,0.97443066160564362,null,2.1705090842687005,0,1.5663875990908971E-3,0.13804728982512202,1.9731562821701978E-2,2.5341788408736094E-2,5.4458301517412338E-3,1.5441955896022665E-3,0.23529530628236917,1.3085626929131413,0.14225476228646275,0.18562700368046439,9.1247167403193608E-2,1.4775081154298726E-2,4.2027913509580656E-3]
[null,962,0.99531311261592958,1.0280089291971937,1.0134505967479945,0.96223473780340951,1.0277520493177859,1.0035625938335915,1.0066200896853457,null,2.1725216282977993,0,1.5073504995148843E-3,0.14275191217127134,1.9733382254425693E-2,2.5716103709374279E-2,5.5778401141684001E-3,1.4862397447490522E-3,0.24131785486261112,1.293134783587756,0.14347598094387998,0.18815460990047761,9.303553054035546E-2,1.5599686321835575E-2,4.0450546464067382E-3]
[null,963,1.0297872097733598,0.9896271978427108,0.99249001192073849,0.98741349595675609,1.0226821835545288,1.0104080162557223,0.99863253761689708,null,2.1843698877322586,0,1.5449183298366256E-3,0.13734683981173593,1.9220351512920075E-2,2.5606410606705252E-2,5.3197422869196136E-3,1.5234280178852348E-3,0.236185006469908,1.3269379124760092,0.13862596456288159,0.18556795481256955,9.0632372341395762E-2,1.4802554296392831E-2,4.1462688667724817E-3]
[null,964,1.0294889243520753,1.0187050022547033,1.0159701690503595,0.99988551590672436,0.97773972614506155,1.0213786806329628,1.0080187431261063,null,2.202386321867376,0,1.4783877772539678E-3,0.1411126649954588,1.9118019582620476E-2,2.6219280911850704E-2,5.4174939823197791E-3,1.458043814517857E-3,0.23609729119192785,1.3437379867808015,0.13871867464937815,0.18052473974838107,9.1831154008745905E-2,1.5661045359523486E-2,3.9683146191033273E-3]
[null,965,1.0057810066977542,0.96227046737361244,1.0182149980135731,0.99917924322937335,0.95091797167024239,1.0001909030493346,1.0040190469217622,null,2.2181638841995919,0,1.4935522596915792E-3,0.14348662114894598,1.9816973511698727E-2,2.6407825524304662E-2,5.6281235816705855E-3,1.4725642382153578E-3,0.24594045323469721,1.3427932304646322,0.14199365473144712,0.17885374009037672,9.3253206311230658E-2,1.6003209196312238E-2,4.0078344257515382E-3]
[null,966,0.993039688586553,1.0082228291359816,0.98367930487786115,1.0022468839207421,0.98566021122016934,1.0002715630933694,0.97579862052051991,null,2.2120628000580105,0,1.6086119507300164E-3,0.13922964572720384,1.9844616264764095E-2,2.5747482385512555E-2,5.4437756405551199E-3,1.5860088851336251E-3,0.23625454066735141,1.3468600321654052,0.14373544212354408,0.18350692355657586,9.2361748995381451E-2,1.4784602239668829E-2,4.3165933576452568E-3]
[null,967,1.019726739774506,0.97099385742843203,0.99565300226656006,1.0185220583693058,0.9839090588108067,0.98169440997318425,0.99685293239385875,null,2.2240056489944524,0,1.5122308663010654E-3,0.1356762945683353,1.9493263480220655E-2,2.6229014302950156E-2,5.4125154150275068E-3,1.4905799761220906E-3,0.23812542602754291,1.3687479394158744,0.14000076203766754,0.18175609867889983,8.9361074926331177E-2,1.5168043706333839E-2,4.0568673254472599E-3]
[null,968,0.98269408889609755,0.99060630256286419,1.0227198453098212,0.96524159944023502,0.9519484118100322,0.99503378366284911,1.0127829290978263,null,2.1849977436836876,0,1.4969821195628668E-3,0.14577311734061141,2.0156335422147304E-2,2.5984084383303824E-2,5.7501920100832939E-3,1.4758368725103969E-3,0.24985370667518036,1.2971933978500774,0.14534016902560845,0.1803605821302153,9.4489947924844914E-2,1.6100614711185301E-2,4.0167414574790294E-3]
[null,969,1.0140467551822749,1.0002814884252504,0.9864189255628053,1.0280870907643826,1.0362597602565045,1.0414458209109259,0.97363034068006549,null,2.2528455147743878,0,1.6336987956610631E-3,0.1426578413715941,1.94690353094914E-2,2.6272558968079843E-2,5.3555967257494595E-3,1.6116507913981541E-3,0.23494376923504576,1.38158871514568,0.14076401346478984,0.18799176226146672,9.44801373552491E-2,1.4957750767859573E-2,4.3863821736451767E-3]
[null,970,0.99388266155509752,1.0361647348832892,0.99649581894549644,0.97260646006377915,0.98798148274320285,0.99491225666629335,1.0061097502896648,null,2.1749078746733468,0,1.5474254929979689E-3,0.13921486114625742,1.9716875996922754E-2,2.5504857323967706E-2,5.479253900232922E-3,1.5255650507793274E-3,0.23977582985354121,1.3070451789522348,0.14364317377949753,0.18372984067615927,9.1645634971808929E-2,1.5022143349101284E-2,4.1520851658374972E-3]
[null,971,0.99089053217658396,0.98524502976493689,1.0064174960071131,1.0273598736343221,1.0063341015276868,0.97496029261583883,1.0095743643264412,null,2.2599330092711574,0,1.5065927749144795E-3,0.13962435234361747,2.0003152184644542E-2,2.6824161485114396E-2,5.6144798067305664E-3,1.4848736197088548E-3,0.24590154093679836,1.3806425532196669,0.14409998203071472,0.18599341501341993,9.1375402032289166E-2,1.5834352868975218E-2,4.041336504390319E-3]
[null,972,1.0139220938798683,1.0029018317967981,0.99619244612407254,1.0013961909653357,1.0053915569476861,1.0010655515249953,0.97946116542277661,null,2.2033523056174364,0,1.5381852264550726E-3,0.13826892175454403,1.9466234559637949E-2,2.5905583421809323E-2,5.4079487668764808E-3,1.5165888894467855E-3,0.23302347858661551,1.3457340357431304,0.1408034825096578,0.18451791833577438,9.1039380849876561E-2,1.5079262412842031E-2,4.1276550136811066E-3]
[null,973,1.0168779496183467,0.97826749534206536,0.99913659629808571,1.0115832592348821,0.9852272091501787,0.9888870859636345,1.0132446848903909,null,2.2223672688991285,0,1.5140961447334587E-3,0.13729568823686542,1.9517954908481759E-2,2.6238543063676543E-2,5.4384086797836309E-3,1.4925762211356755E-3,0.24241215729494889,1.3594285968619912,0.14040085906402086,0.18207107587935348,9.0240245504441916E-2,1.5282958882849638E-2,4.0623004463122463E-3]
[null,974,1.0153952462291087,1.0289560248930034,1.0168128393703022,1.0329478405154422,0.9856082868254088,0.97183398132839205,0.99147872309214813,null,2.2370104955775374,0,1.4205696332069142E-3,0.13584243481328545,1.9341244242069656E-2,2.6821090024698294E-2,5.4853518803237222E-3,1.4000247146958968E-3,0.23043732263900343,1.3881718686382569,0.14064600425867016,0.18221492962327923,8.8357778154519132E-2,1.5902610466562123E-2,3.8104057553790672E-3]
[null,975,0.99791592191485212,0.99900450432498633,0.96402442108010766,0.9753771030996049,1.0077404080704084,1.0002548911691875,1.0388022122817417,null,2.1870143327822413,0,1.6704269269503342E-3,0.13622884000981034,1.977533845661399E-2,2.5102920889783706E-2,5.3171099142047158E-3,1.6469548902641154E-3,0.25127045954601701,1.3107318102002365,0.14298793688388028,0.18569465383081971,9.1455323330930427E-2,1.3990943463865655E-2,4.482468292765259E-3]
[null,976,0.99935821303046901,0.95599414293916796,0.98675972961199609,1.0361847817208514,0.96237092306339955,1.0402912737091696,1.0058425922269598,null,2.2821394771148533,0,1.6712731050709702E-3,0.14608717763143284,1.9953203843380937E-2,2.6580955816136832E-2,5.4906778093722717E-3,1.6486929746653226E-3,0.25180749481624914,1.3924712077695198,0.14283374289727346,0.18049934070395374,9.673153071404747E-2,1.5219526458346502E-2,4.4871987855459768E-3]
[null,977,1.0225576058413939,1.0286669933734374,1.0057190969184258,1.0321533950325454,0.98117795383791162,1.0085247266509567,0.99815468273239394,null,2.2412404697556019,0,1.498105596156487E-3,0.13861273071503974,1.9200211533901137E-2,2.659842883395401E-2,5.3853413736793428E-3,1.4772275500343627E-3,0.23316805412338601,1.3870832011275456,0.13963584800739912,0.1812950393709066,9.0750841086387105E-2,1.5511125206261606E-2,4.020526423262543E-3]
[null,978,1.0048454504135391,1.0040699433873213,0.96629853038763613,0.99183085783201541,1.0232468306989848,0.98488462161902635,0.99613556658788871,null,2.1906494392983324,0,1.6239635332850554E-3,0.13332535601745171,1.9618529979129582E-2,2.5262396804554371E-2,5.2872560450442814E-3,1.6007882584354654E-3,0.23748436546231264,1.3328445656415724,0.14200705655949888,0.18703972278518771,8.9381833891823748E-2,1.4064713446851991E-2,4.3568179397537668E-3]
[null,979,1.0410396040665235,0.98626066923853695,1.0079246623129097,1.0180002982037912,1.0118237236981924,0.9766313050039559,1.0271888991433995,null,2.2176473801627883,0,1.4316614431230915E-3,0.13328859698222845,1.9036151111918732E-2,2.6448966313173589E-2,5.3511308300712886E-3,1.4110578168002783E-3,0.23816019564626403,1.3680671410718761,0.13716171907457819,0.18373087991454215,8.7151384201842805E-2,1.5431384420368675E-2,3.8404342222460625E-3]
[null,980,0.97614727951460956,1.014898464171724,1.0213841868009057,1.0034032472909067,0.99950127177458548,0.98913591399133105,1.004878796136488,null,2.2388613496088134,0,1.4942742833570068E-3,0.14491200554618028,2.0182801397450535E-2,2.6710663058329379E-2,5.7501105615269787E-3,1.4730414315596654E-3,0.24607293794067853,1.3484762726989323,0.14631177337746626,0.18613926464597302,9.4005087863381895E-2,1.6312532181964219E-2,4.009133188728E-3]
[null,981,0.99238945777902954,0.98737912237493186,0.98811384065789964,0.98668370123356597,1.0146357530312533,1.0436797135359002,0.99878328551140216,null,2.2191523844798562,0,1.6718410022718876E-3,0.14674297629262759,1.9951885138844945E-2,2.5757051938721492E-2,5.4978453236680935E-3,1.6493265333518876E-3,0.24805697377385683,1.3259512144719323,0.14383988493667291,0.1868252808802407,9.7086819061895466E-2,1.4976044006877607E-2,4.488923123438242E-3]
[null,982,1.005704488635347,1.0336222351158439,0.99902589951069254,0.98201791225130497,1.0109174155798544,1.032003577027087,1.0300179850716971,null,2.2006585638680498,0,1.5788001977657291E-3,0.14320127714790906,1.9497202545359377E-2,2.581230802869152E-2,5.432021557542124E-3,1.5572981438543036E-3,0.24592460857000686,1.319696671013961,0.14196047097398404,0.18562305253320813,9.4128005161930248E-2,1.5165996204992337E-2,4.2384521843762627E-3]
[null,983,0.98939159003656429,0.95663713324798971,0.96522525627677069,1.01168089793167,1.0421381346072001,1.0316448482293707,1.0109850569864964,null,2.2584673802960231,0,1.7499977335367909E-3,0.14330028909349266,2.0137545057252446E-2,2.5894537947706884E-2,5.4211680406755251E-3,1.7261558122765458E-3,0.25467078610700694,1.3595185843634978,0.14422266064624847,0.19009608434461883,9.6132055110029382E-2,1.4399484412847725E-2,4.6980270939061698E-3]
[null,984,1.0023388887854989,0.97888489615032903,1.0139848649887448,0.97049859361386648,0.99697576463713555,1.007275207786233,0.9892625305609366,null,2.1811808808286757,0,1.5169075550455916E-3,0.14389637122941226,1.9807623904120632E-2,2.5815743345308843E-2,5.6018101303327537E-3,1.495741255082671E-3,0.24160610373289243,1.3042414513238738,0.14247153276111654,0.18425849710626802,9.3751953080006098E-2,1.5680045889942148E-2,4.0709146253628085E-3]
[null,985,1.0059098352440279,1.0055032142710367,1.0297062453180854,1.0103101451520506,1.0206141151870454,1.0099403508756517,1.0191180761688046,null,2.242817698128253,0,1.4581047860386098E-3,0.14504094360209588,1.9630935713030227E-2,2.6936814773381626E-2,5.6392048546480122E-3,1.4378126863058196E-3,0.24505392750665286,1.357776472489582,0.14200186611445531,0.18673447354058209,9.3633721678353307E-2,1.6476377797905225E-2,3.9132521572997842E-3]
[null,986,0.99532964493768439,0.99255882052893951,1.0059709567063135,0.98418571904261076,0.99176452981198571,1.0135324226434654,1.0173169202614141,null,2.2090167872499182,0,1.5581216138549029E-3,0.14428550158096987,1.9881282695784312E-2,2.6026615542836397E-2,5.577777914901696E-3,1.536514454112131E-3,0.24892883462275597,1.3226211568619877,0.14345627053551688,0.184079110991971,9.4450774141619745E-2,1.554918368907471E-2,4.1818858322395513E-3]
[null,987,1.0207437434685107,1.0038028990365484,1.0025171518191731,1.0208647961143447,1.0080941038097353,1.0127231647469559,1.0021729036377265,null,2.2360358990699059,0,1.5252527537562585E-3,0.13977450520373452,1.9336188394278718E-2,2.6435909796156443E-2,5.406092651329574E-3,1.5040844991415204E-3,0.23769133079964017,1.3719072606084688,0.13987675429716173,0.1844378282744597,9.1685215575679088E-2,1.541235953826863E-2,4.0936221853413316E-3]
[null,988,1.0353723296514772,1.0126705373238463,0.99255604792425733,0.98489594031956618,0.9888372165852759,1.0010246367662095,1.0308706182317657,null,2.1739127006142982,0,1.5144180838923195E-3,0.13464436866704441,1.9020149659878929E-2,2.5533537660480929E-2,5.2646820098706318E-3,1.4931545718443137E-3,0.23898688742684054,1.3235547824614813,0.13787831972812714,0.18143151741613708,8.8845559112855341E-2,1.4710285457343184E-2,4.0638745262878999E-3]
[null,989,0.99303941684374875,0.98624490431896161,1.0156499123334748,1.0081148183133417,1.0481194667640019,1.0058374133752901,0.98360474647473484,null,2.2424752321422385,0,1.5211350224379073E-3,0.14502138118250665,1.9961248116721945E-2,2.664914589695672E-2,5.6546357908071158E-3,1.4998793936544436E-3,0.24146519505045769,1.3547966549984423,0.14380959870050161,0.19059526515212022,9.4392551668789654E-2,1.6068633939297094E-2,4.0821772744181603E-3]
[null,990,1.0108839204706177,1.0139597732274626,1.029741629829775,1.0379568910631698,1.013383198334836,1.0379130187439558,1.0034745800786449,null,2.2800033026367981,0,1.4882624288277452E-3,0.14811289948149778,1.9498403649480862E-2,2.7378482303429864E-2,5.6013295296088658E-3,1.4681088334226823E-3,0.24132940060616265,1.3949315817984349,0.14130322254266506,0.18562687606383699,9.5614912243295228E-2,1.6630639731160711E-2,3.9957082826296711E-3]
[null,991,1.0171637615592788,0.98977716339572297,0.96108589257666543,1.0114243843268653,1.0380464047830127,1.0018752443280468,1.0171856409209974,null,2.2223971453946074,0,1.6548230757077573E-3,0.13376327290631848,1.9438978640268511E-2,2.556751758780591E-2,5.210931455168058E-3,1.6316079040339525E-3,0.24261464988578213,1.3591706081702537,0.14027555880828516,0.18799406131979965,8.9961804199323911E-2,1.3982278737895733E-2,4.4406988553794069E-3]
[null,992,1.0042739303314652,0.98317551447497609,1.0008224312150817,0.98517943855012879,0.98342198490248722,1.0266632300145755,1.0208704711743197,null,2.2085737405164996,0,1.584362469813297E-3,0.14447753067566299,1.9742218354553195E-2,2.5919192828545712E-2,5.5102262352943942E-3,1.5626724217084088E-3,0.24978301544962425,1.323948141356305,0.14216680797050893,0.18260067398164059,9.4865548876351277E-2,1.5328995639050061E-2,4.253079197064919E-3]
[null,993,1.0116991657993162,0.98110578230792589,1.0044402728198494,0.99497537663925473,1.0283362359973787,1.0018330301447524,0.99890665237406817,null,2.2095811196739472,0,1.5239247877668418E-3,0.14044487961494467,1.9608654880760083E-2,2.6097446413448949E-2,5.4928574837127151E-3,1.5025450603424581E-3,0.24092486020262527,1.3371184958183104,0.14113162950858218,0.1872471710449212,9.2019998184657212E-2,1.5427073909002777E-2,4.0894323404061482E-3]
[null,994,0.96984298176344408,0.97508518178623305,1.0247547684386213,0.97786803359276753,0.975784334700314,1.0073851601897601,1.0383598109480181,null,2.2291735336077143,0,1.534476694793351E-3,0.15037054720567403,2.0495824738936283E-2,2.6512571773597889E-2,5.858857630704894E-3,1.5130675793103921E-3,0.26270452977636699,1.3141663148281728,0.14727087745646855,0.18385692623753144,9.7354363332871632E-2,1.6486058574580409E-2,4.1180711682894172E-3]
[null,995,0.97005407021440593,1.004671567785731,1.0070409626957064,1.0280308139816234,0.99190894874479252,1.0249924156932542,1.0145404458873131,null,2.2892790881048075,0,1.6089091856798133E-3,0.14949423014745328,2.034563162290912E-2,2.6999917649311162E-2,5.714173485153554E-3,1.5868471869021844E-3,0.25415320099903083,1.381545326554021,0.14719668643604911,0.18564956123995552,9.7798565026811946E-2,1.6084982004176802E-2,4.3188749387131718E-3]
[null,996,0.97618885850917758,0.97342533452249591,0.9851948860605988,0.98682936103469798,1.0117110212788172,0.96887960592062217,0.98663686115961069,null,2.2055397852094001,0,1.5923179868060841E-3,0.1383886619704234,2.0344737632576493E-2,2.5699510280890906E-2,5.5895514643798374E-3,1.5692189450818219E-3,0.24476161619822381,1.3261432119464278,0.14622014798726246,0.18748399973076429,9.1720178982933512E-2,1.4940371381615343E-2,4.2708966756264998E-3]
[null,997,0.99230834606393026,1.0213377090764992,0.99327213062255204,0.99515471144188172,1.0148266830898602,1.0046933157156481,1.0110978570402251,null,2.216238834622156,0,1.5806139259077695E-3,0.1408415686680039,1.9808856421743477E-2,2.5955328505394067E-2,5.4869556507582927E-3,1.5585020154022468E-3,0.24384662555090569,1.3373420813445096,0.14386359287806338,0.18685621920802323,9.2895036657020327E-2,1.5122952922365958E-2,4.2417287258736149E-3]
[null,998,1.0060882420440951,1.0420294130585634,0.98164714427524702,0.98487840699028051,0.97575294547955926,0.96811077731520634,1.0204012562681515,null,2.1721724706542793,0,1.532016731083056E-3,0.13172508372648206,1.9444385819675506E-2,2.5357086616496279E-2,5.3229948006187737E-3,1.5097748030971421E-3,0.23729274654330887,1.3235171401943193,0.14186661471155132,0.18161067071755946,8.7490459632779266E-2,1.4458420502571182E-2,4.1091093169003398E-3]
[null,999,1.0018795799637039,1.0212935462715562,0.98270890430069313,1.0038890653983163,0.97966199464405634,1.0025233207806814,0.99260326730362891,null,2.2096163417756634,0,1.5966882546096727E-3,0.13779695665103933,1.9613260372393429E-2,2.5732999586513098E-2,5.3750154418102597E-3,1.5743031244745351E-3,0.23685397280705281,1.3490656691422758,0.14246499617323294,0.18230108633908454,9.1464778715420317E-2,1.468525754104062E-2,4.2847341359341772E-3]
[null,1000,1.0407487129937953,1.0082353851937289,1.0168406852127361,1.0085235766523748,0.96396896565969359,1.0098578763279786,1.0195836390619537,null,2.2061018562183192,0,1.4465667216962382E-3,0.13841647698192192,1.8954734656866007E-2,2.6351693850504378E-2,5.3758833421343258E-3,1.4264335503473018E-3,0.23653670435835389,1.3553483145672183,0.13721981744270459,0.17834537108569865,9.0030575801122378E-2,1.5660135402789002E-2,3.8822819003518599E-3]
[null,1001,0.97183453163373612,0.99470279610893708,1.0213329495048693,1.0243239261478465,0.99984748684814784,1.0059019540947276,1.0336706238964277,null,2.2875541700588342,0,1.5332739955745949E-3,0.14870686557110172,2.0362176579676598E-2,2.7281319857232689E-2,5.8009195519496664E-3,1.5118501171504932E-3,0.25824132874240996,1.376591520548381,0.14696094504349308,0.18644813980247377,9.6469719801416012E-2,1.6597900801495653E-2,4.1147576376264665E-3]
[null,1002,0.96611830313130853,0.97452547574082338,1.010183853567248,1.0455493734919248,0.97590549141560534,1.0087960733133341,1.0180083705793017,null,2.3165565366574024,0,1.5902142049196058E-3,0.14913265438111503,2.0567941257452371E-2,2.7434901849296603E-2,5.7948014617314617E-3,1.5680584668404255E-3,0.25862345807135673,1.4050939318236939,0.14780383512365408,0.1840927208502319,9.7381182960621107E-2,1.6385526379922098E-2,4.2677382364049669E-3]
[null,1003,1.0194672171957893,0.9820216264186965,1.0364993222587369,0.96533023050767719,1.0074744793492385,1.0182155823476675,1.0076623505489006,null,2.1758338165434026,0,1.4375596836204709E-3,0.14597185769435986,1.9475032343909498E-2,2.6130662747027425E-2,5.6320557094638995E-3,1.4177160992353698E-3,0.24262152467689602,1.2973421359105035,0.14012887209511271,0.18447087040744339,9.386473270681879E-2,1.6357359964117673E-2,3.8585558721321669E-3]
[null,1004,1.0146472783873663,0.97513712652365481,0.98703688279686119,1.0222209278358882,1.0098444497469619,0.96730985333651287,1.0210171353351558,null,2.234165936583183,0,1.5230729541070155E-3,0.13310684423983896,1.9567179524076155E-2,2.625016472982826E-2,5.3859636998176636E-3,1.5009425639046332E-3,0.24336084997499791,1.3737063297347827,0.14068210092842481,0.1849716776080525,8.8121943102805883E-2,1.4949942557395894E-2,4.0850708733651967E-3]
[null,1005,1.019020194247436,0.97273155297082126,0.99638642356345231,1.0325250961154471,0.98901727052997246,0.98322912484945357,1.0101131563563055,null,2.2478039547459785,0,1.5127473355655797E-3,0.13602687479032691,1.9499559639550378E-2,2.6553404194214633E-2,5.4182654000181942E-3,1.4911228572521682E-3,0.2413710052199565,1.3875671590054499,0.14009948866014968,0.18237448057667585,8.955281108850667E-2,1.5304185780521075E-2,4.0583448689226163E-3]
[null,1006,0.97368180683929817,1.0286688165302085,1.0175009823022845,0.98729303813864122,1.0325930958879421,1.0090020158846957,1.0256914979123979,null,2.2309036664259003,0,1.5359803875852368E-3,0.14726348535000394,2.0171519932299417E-2,2.6472852746413936E-2,5.7247467460883154E-3,1.5145846327256659E-3,0.25176158832215262,1.3268180103871285,0.14667304206724516,0.19002997905109123,9.5747879785746365E-2,1.6139757704998585E-2,4.1222000875892704E-3]
[null,1007,1.0314284977927985,1.0041565442449887,1.0125477498556523,0.97094507465488644,1.0025038354805593,1.0065442112671814,0.99000485791503534,null,2.1570809473383883,0,1.4692009697157295E-3,0.13876619230630735,1.9140474932660457E-2,2.5593570570658048E-2,5.4053762685406142E-3,1.4486854592419003E-3,0.23193105445037551,1.3048388505230091,0.13845016177193872,0.18321249440866416,9.0485969318414669E-2,1.533447403726871E-2,3.9428442610231597E-3]
[null,1008,1.0329930706560688,1.0137919520856362,0.96956024709368005,0.99964935350196871,1.0204785008874766,1.0222061221542877,0.97835232717318676,null,2.1880968523542621,0,1.6251264602191895E-3,0.13481646467237682,1.9045494901043285E-2,2.5270862293092899E-2,5.149981093765724E-3,1.602781341791644E-3,0.22864543046260971,1.343354127561835,0.13814479396813406,0.18512151214374781,9.0201937701315543E-2,1.4006350219136715E-2,4.3622424556295329E-3]
[null,1009,1.000144766898043,1.0136035541715593,0.98659596866821331,0.99131217623781986,0.98792072292514077,1.0151138031233866,0.99386176889090794,null,2.2011552303644204,0,1.6092440151254249E-3,0.14054776546687933,1.9682391974847124E-2,2.5633588519985987E-2,5.4152583237314323E-3,1.5869626833040545E-3,0.23948676600531038,1.3321691929650277,0.14272103655137469,0.18334067173119967,9.3072766793165507E-2,1.478888408287081E-2,4.3191892818456833E-3]
[null,1010,0.97202538672839278,0.96488592859869204,1.0026002694352985,1.0062643547357462,0.97218091016562724,1.027240381644255,0.99299802004402404,null,2.2575428738041508,0,1.6385711844890208E-3,0.15022661008032881,2.0482788173982119E-2,2.6465054258726667E-2,5.7271416217801645E-3,1.6161516182135801E-3,0.25345195638114709,1.3522863363336985,0.14688763811573485,0.18329148171723089,9.8536425354035825E-2,1.5811229393218981E-2,4.3986319405396037E-3]
[null,1011,1.0186670318133382,1.008613761889394,0.98898370199780639,0.99719559172661421,1.0134303729865299,1.0254172802668744,0.99328811625878943,null,2.2035934218955204,0,1.5898751603866858E-3,0.13988208016654091,1.9346960643511525E-2,2.5734319858569638E-2,5.3358483760160792E-3,1.5680831965682108E-3,0.23639334001265389,1.3400787436897419,0.14013134813606276,0.18514798978777922,9.2499302953476456E-2,1.479747469241394E-2,4.2678055425718455E-3]
[null,1012,1.0374601520606452,0.99038022336313469,0.9757405497614553,0.99632095365045092,1.009704350947068,0.9982419279714404,0.98414559751595077,null,2.178792383458763,0,1.5681920586713104E-3,0.13250587299653269,1.9064926739426034E-2,2.5320157759430931E-2,5.1878545312131936E-3,1.546112142506776E-3,0.22990144286706596,1.338887446757079,0.13756362643298561,0.18366130323647878,8.8323826814759504E-2,1.4189997663781775E-2,4.2080075761726466E-3]
[null,1013,1.0300102508716065,0.9768724857170229,0.98153198728375979,1.0258072497200905,1.0300451238087958,0.9877775309036394,0.98529349878241623,null,2.2271648866937932,0,1.5490478219219333E-3,0.13318210198502706,1.9264442290184342E-2,2.6052516044587727E-2,5.273117703536806E-3,1.5270063973951413E-3,0.23267167583208359,1.3785187384773261,0.13857150308368726,0.1863787840363402,8.846433969189009E-2,1.4653700937471885E-2,4.1560080361859588E-3]
[null,1014,0.96477400307896299,0.99028946760924075,0.98764405098088215,0.97325530847228503,1.013255123668245,0.98063486118313326,1.0039965233513566,null,2.2014339379675505,0,1.6163403400225563E-3,0.14154577132328244,2.0509394306266988E-2,2.5618359570382852E-2,5.6487837556145719E-3,1.5931738914822767E-3,0.25084430093328358,1.3079049118771979,0.14795600362892553,0.18837956768759315,9.3674692922728078E-2,1.5039224267833816E-2,4.3360941429825784E-3]
[null,1015,0.97981510122634385,1.0335689281218861,0.96365347345467844,0.97028837368333876,1.0237388786877903,1.0044992415944747,0.97389257705938026,null,2.1741815609389534,0,1.6970656692660291E-3,0.13825420867858357,1.9990278211920731E-2,2.4878992700697412E-2,5.3728575556183083E-3,1.6733200767036602E-3,0.23623562240802234,1.3038931845388908,0.14562858819574903,0.18860051392150226,9.2836086395728268E-2,1.3960748285827312E-2,4.5542256389723259E-3]
[null,1016,0.98802075633833442,1.0163916722090292,0.99962306713333815,1.0008091524969607,0.95743232197969774,1.006202336939386,1.0047382117161561,null,2.2218096500069029,0,1.5707384225587316E-3,0.14267680599757324,1.9920075892384693E-2,2.6110291612791114E-2,5.553169855067883E-3,1.5487976193294256E-3,0.24412241306004254,1.3449504496618447,0.14450269053040252,0.18063358026946658,9.3749965910619404E-2,1.5396831461121373E-2,4.2153165588167006E-3]
[null,1017,0.95824373388415696,0.97729187440403265,0.99606614849392161,0.97068481590371214,0.98433736405220285,1.0215944229696721,0.98355569645535768,null,2.2126543494265904,0,1.6708537938500407E-3,0.15018027130623338,2.0714780083716227E-2,2.5732113727806035E-2,5.7540772846889666E-3,1.6478661789702525E-3,0.2525122009685401,1.3044621313776779,0.14898450797391868,0.18553735378328082,9.8889527939064983E-2,1.5425424076324058E-2,4.4849485202171219E-3]
[null,1018,0.99272797950877756,0.9958316410368141,1.0063506268800364,0.96022773690929231,1.0200038187002125,0.96254370799424227,1.0242215089894462,null,2.1658237765365729,0,1.4813714139845604E-3,0.13723332984306702,1.9919194361253438E-2,2.5612384557879127E-2,5.5905400866316096E-3,1.4597403701560921E-3,0.24664604681279662,1.2904252874160462,0.14383311110566704,0.18742767886463391,8.9814178928495719E-2,1.537072351964844E-2,3.9729320842811864E-3]
[null,1019,0.98275011921984667,1.0089919057446992,1.0035083135855563,1.0095670973613924,0.96632150171046494,1.0128644399041387,0.99393298263475072,null,2.2404860642258129,0,1.579392504583838E-3,0.14517013603117682,2.0061595829999387E-2,2.6377591139102683E-2,5.6144866990828039E-3,1.5574759275892019E-3,0.24424355742527454,1.3567263062665784,0.14528678455955132,0.1819639263376531,9.516853825090768E-2,1.565612221038204E-2,4.2389360530962622E-3]
[null,1020,1.02431236965262,0.99476392651854872,1.0018730382556078,0.96524840165193815,0.97448539650378907,0.98773250688276937,1.0406102783218067,null,2.1563567316435446,0,1.4873714305679161E-3,0.13598966544590194,1.9306812586239935E-2,2.5440853666723839E-2,5.3943901553632403E-3,1.4662066356168216E-3,0.24501544965004135,1.2971651631404864,0.13938798610018813,0.18043580748306828,8.9236642883830847E-2,1.5014594199388762E-2,3.990531127261456E-3]
[null,1021,1.0145704095666452,1.0110587901258763,0.97569465791345722,1.0112434550556164,1.0176452069325697,1.015082134956427,1.0080171768536832,null,2.2230062147010767,0,1.6233817735114373E-3,0.13718262284422506,1.9406596070820258E-2,2.578951582444142E-2,5.2805810138734461E-3,1.6009039913469005E-3,0.23965771491614252,1.3589407244987934,0.14066709831910262,0.18584850541124603,9.144372886891125E-2,1.4454471789097541E-2,4.3571329265873482E-3]
[null,1022,0.97153219921492484,0.98916423637989692,1.0129289041277985,0.9859437025983061,1.0054793520764687,0.98739241763825536,0.98245624460809555,null,2.2156886585586912,0,1.5339573695507852E-3,0.14500937837544003,2.0388118277329514E-2,2.6224635579571668E-2,5.7599085588148618E-3,1.5121221542135519E-3,0.24463842779739195,1.3249959884278446,0.14698671001536054,0.18709585907411216,9.4535790842843886E-2,1.596017879248484E-2,4.1154980328351187E-3]
[null,1023,1.0179691100452253,0.99015415060929812,1.0362470304097222,0.99121405119931072,0.98668991957809005,0.99825577948953748,0.96130110632712995,null,2.1906066457127578,0,1.4096366723113866E-3,0.14298771658855255,1.9468181456685999E-2,2.6398159129443651E-2,5.628675186657682E-3,1.3897894683302713E-3,0.2293304874007181,1.3321277439263037,0.14033452082133102,0.18220710881813587,9.1959230523423682E-2,1.6402120276665703E-2,3.7825487888198928E-3]
[null,1024,0.9760373898601451,1.0192340565807985,1.0046337065631803,0.99189782935102633,1.0070044798824218,0.98018974772327094,1.0274230290611852,null,2.2219611829579122,0,1.5319553960101034E-3,0.14122310179110592,2.0155455531360004E-2,2.6238609386283886E-2,5.6471246866233752E-3,1.5099884368873552E-3,0.25020399244427344,1.3329829937814048,0.14628865552241563,0.18697874170134671,9.2519292992011101E-2,1.5635491322555716E-2,4.1096907576529387E-3]
[null,1025,1.028695031203442,0.97581518788528276,1.0105712431479505,1.0109203210391442,0.99797358943937786,0.997734301886118,0.96143907731848488,null,2.2080642757702784,0,1.4754853840378054E-3,0.13851343472398114,1.9311386490289281E-2,2.6246547846503054E-2,5.4428872605035402E-3,1.4547001946856059E-3,0.22841157442521109,1.358557317743637,0.13881362248198661,0.18285156806883274,9.0426353590418548E-2,1.5551153940123456E-2,3.9592143881439206E-3]
[null,1026,0.9578684222541648,1.0003512811857975,1.0155842632028975,1.0048005902506576,0.98826029166659313,0.99995690252162728,0.99121602213486526,null,2.255075161474831,0,1.5630910229718585E-3,0.1489794290460934,2.0629586039488522E-2,2.6713998921980057E-2,5.8435806933167071E-3,1.5411206735966364E-3,0.24999853033639244,1.3503425657484529,0.1490898386507003,0.18602328349113467,9.6972531446917615E-2,1.6309365006489284E-2,4.1944224432365288E-3]
[null,1027,0.97224120330081576,0.97200779737700627,0.957020889739715,0.99900469490816024,0.99396835743707035,0.99262842265060514,0.98752379718712047,null,2.2248787627864255,0,1.7366427531525837E-3,0.13863997485414764,2.0415765222233033E-2,2.5391581125508132E-2,5.4499451163252987E-3,1.7120527967476934E-3,0.24788161255755961,1.3424780052268344,0.14674745204880402,0.18570085394526739,9.3474600966888824E-2,1.4063918344567567E-2,4.6596433346944533E-3]
[null,1028,0.9845564037163278,1.0126201909731909,0.98551805303241502,0.97546725604670759,0.98390415365051653,0.96637530726219834,1.000766681496511,null,2.1762130791345728,0,1.5600442948799078E-3,0.1357111576185909,1.9997610394501368E-2,2.5384425559119989E-2,5.4959806550587825E-3,1.5373547867021467E-3,0.24112103663894519,1.3108747337226256,0.14497820654007099,0.1838246264303523,8.992812754221495E-2,1.4735690600738705E-2,4.1841729405340091E-3]
[null,1029,0.99637850329592248,0.96939068001248474,0.98605457441041544,1.0398816551057612,1.0369490111306356,1.0278510376644665,1.0285441920827538,null,2.2968958036894795,0,1.6535745699963514E-3,0.14420831645477383,1.995125475164701E-2,2.6804745681658457E-2,5.4862219693033246E-3,1.6309631632194504E-3,0.25542916749034861,1.3974382808329491,0.14325926705293585,0.18910652823990357,9.5527904257168353E-2,1.5267784282144731E-2,4.4389440834210854E-3]
[null,1030,1.0034544573137296,1.0180980976991107,1.0043333776657015,0.99472884209759838,1.0033049797150511,1.0375627320981651,0.98200019434801877,null,2.2128400247138389,0,1.5786883555060373E-3,0.14551619157909276,1.9609378321548656E-2,2.6023817218040188E-2,5.4924713762944579E-3,1.5573030224468286E-3,0.2372175766864848,1.3367870058127207,0.14229096749366704,0.18489949488082111,9.5348776942001418E-2,1.5437264273930908E-2,4.2384654622968877E-3]
[null,1031,0.99515504187603165,0.98045776862027756,0.99220747936220266,1.0071960589837938,0.99717710325522912,1.0037383684984398,1.0211999461158667,null,2.2380899647634167,0,1.5923173729461078E-3,0.14142661590252231,1.9929830072140699E-2,2.6209868812980465E-2,5.5145363212807082E-3,1.5700205448906429E-3,0.25053979479419025,1.3535223499639004,0.14344960287614067,0.1846892208303523,9.3340300782290372E-2,1.5217062869613865E-2,4.2730783660588027E-3]
[null,1032,0.97241849199220898,0.99358072722348156,0.9628960870540263,0.99553900673833617,1.0189447796292659,0.97388455942905106,1.0089936246314102,null,2.2194887633943305,0,1.6749264310080426E-3,0.13607715379515739,2.0317458865313925E-2,2.5496707954587434E-2,5.4565535579516435E-3,1.6507538940702313E-3,0.24893901303613095,1.3378249065548629,0.14673451587649861,0.18851818985177354,9.1416575827941493E-2,1.4239052682267283E-2,4.4928079287842393E-3]
[null,1033,0.98855070470005713,0.9592471498747791,1.0007115613033419,1.0327099405514688,1.0013267792209919,1.0431908587658074,0.99422408586316335,null,2.2906795302486387,0,1.6447411505018119E-3,0.14996618805409373,2.0165165245629169E-2,2.6884258222419723E-2,5.6276474837951233E-3,1.6225812522247833E-3,0.25153916463210269,1.3878225340365167,0.14442775978620889,0.1855640238913038,9.8475947110846285E-2,1.5812870399207889E-2,4.416131284789817E-3]
[null,1034,0.9711172837006079,1.020212011983294,1.0196832393788509,0.95863248307789517,1.0056273053893825,0.98683430759111512,1.0029334134065504,null,2.1794638303644942,0,1.5021056022021223E-3,0.144921046864847,2.0262954395446085E-2,2.586818319376194E-2,5.7631954074601728E-3,1.4807116902903874E-3,0.24602516788560932,1.2883054074403095,0.14706556411812363,0.18714498454326575,9.4104514777465537E-2,1.5994196545624024E-2,4.0300091044929136E-3]
[null,1035,1.0081637382316033,1.0077467560462232,0.99220142063017758,1.0230036694033204,1.0009373748987225,1.0040937019372633,1.020050588618274,null,2.245499915196175,0,1.5628796043672922E-3,0.13881016427301696,1.9554208157117222E-2,2.6375233455006683E-2,5.4105695419469227E-3,1.5410027307684424E-3,0.24369561092796505,1.3747654286401123,0.14159860765850876,0.18434516141508153,9.1613798059980739E-2,1.5158908499297772E-2,4.1941014417380268E-3]
[null,1036,1.0064634801306473,0.98399575789868854,1.0066117707704483,0.98887644716620926,1.0152031475568957,0.99890737837841581,1.0037413424067709,null,2.2036615423688963,0,1.5195250571917326E-3,0.14095490846737374,1.969926367217931E-2,2.6046557714869856E-2,5.5302604206011428E-3,1.4981446180108401E-3,0.24277412917053279,1.3289259975467296,0.14187077666975093,0.18606964168730147,9.2235571652378695E-2,1.549836001937574E-2,4.0774557869849085E-3]
[null,1037,1.0092836712565503,0.99743290542835772,0.97682090509224373,0.98392694441823114,1.0253092970387452,0.99157906335634005,1.0073809736995545,null,2.1853451731688343,0,1.5951494434833162E-3,0.13521210760959385,1.9567265154750987E-2,2.5356714055023037E-2,5.3304104763135822E-3,1.5725390559896619E-3,0.24051835837693,1.3222331269739502,0.14140648725004779,0.18702196829999818,9.0068760488169336E-2,1.4372651948504803E-2,4.2799329230433737E-3]
[null,1038,0.98918236661882886,0.96796207101670695,0.98360610573656049,1.0084602817249269,1.0249555307876483,0.98259593968825931,1.0009798499500924,null,2.2358423001653813,0,1.6008769372415643E-3,0.13849396929066429,2.0101364718788792E-2,2.6072150076878325E-2,5.5137974745451028E-3,1.5779779139008009E-3,0.24686340212273564,1.3552097571259778,0.14429576932964858,0.18818173044400383,9.1877767289485324E-2,1.4960755614633817E-2,4.2947357013584644E-3]
[null,1039,1.0053637284938153,0.99786195060270189,0.99940993285186142,0.98068100771844002,1.0159995067562053,1.0386186086170985,0.9863332088883251,null,2.1975735845046604,0,1.600543309092341E-3,0.14535475964512889,1.9655715473243004E-2,2.5726292905083669E-2,5.4782993328758274E-3,1.5788839646578966E-3,0.24022895937358404,1.3179006488605518,0.14200946670237155,0.18621784020566134,9.5521697729806607E-2,1.5204361947948096E-2,4.2972016728397263E-3]
[null,1040,1.0357964213130726,0.9678905744866243,1.0155129786154886,1.0004870393756791,0.98646901670617271,1.0288218034354411,0.97280163864301039,null,2.2027523900379897,0,1.4982722868400443E-3,0.1428278927492283,1.9216432393379602E-2,2.6174052157179856E-2,5.4429010836469192E-3,1.4778038553367179E-3,0.23286282598541125,1.3445454856639876,0.13787292664112236,0.18116003028107078,9.2972312231501666E-2,1.5675904346649606E-2,4.0220949363165602E-3]
[null,1041,0.97316436497435244,1.011456755140969,1.0213368947426633,0.98618552440331775,0.95930626108154404,1.018818298426152,1.0277591866892288,null,2.2293029075463422,0,1.5451389562568172E-3,0.14988631246209616,2.0259769816375735E-2,2.6463928774687253E-2,5.7717678165852253E-3,1.5238230018538275E-3,0.2553817745118897,1.3253372337616744,0.14676013163643564,0.18178230241901033,9.7234631163726173E-2,1.6299027255334778E-2,4.1473438829285614E-3]
[null,1042,1.0198548354563346,0.99871567023417429,1.0042671851376974,1.00934389049624,1.0049301116756906,0.95871291349934973,0.9717780345785707,null,2.1974315422367772,0,1.4415380267673093E-3,0.13269770640878892,1.9375759287616874E-2,2.6111732102520956E-2,5.4266758409041308E-3,1.4204045231284424E-3,0.22715395921787282,1.3564276294271522,0.14000262400562544,0.18413235724151783,8.6952936043652937E-2,1.5305423289031709E-2,3.8658728757304116E-3]
[null,1043,1.0080340780791077,1.0062107669413627,0.97342640299996464,1.010993868396167,1.0382422136908238,0.95718473137755533,0.97402243022485879,null,2.2035562712577192,0,1.5495894115421498E-3,0.1299404418976958,1.9551700329621963E-2,2.5648072475883747E-2,5.3077760950486896E-3,1.5268355634294156E-3,0.22914362998696067,1.3586029505220818,0.14157405777673443,0.18855400518013607,8.6735434205164511E-2,1.4365413554054613E-2,4.1555430824466557E-3]
[null,1044,0.99391215788672671,1.0129551643067651,0.97134102423463475,0.98925033187296141,1.0035445804409859,1.0370051088634578,0.99715963840713828,null,2.2090057174716322,0,1.7075017074346215E-3,0.14244425947303513,1.9799076189894408E-2,2.5394422666055686E-2,5.3635033467223387E-3,1.6843589966730774E-3,0.24350197454501818,1.3293813200974021,0.14358079231738616,0.18546572598241326,9.5202279489188663E-2,1.4311236135126141E-2,4.584269940150089E-3]
[null,1045,1.0306806593371343,0.98679436129985465,0.98198108235611714,1.0182162321944981,0.98516845710580514,0.96865328219351066,0.9731498630188149,null,2.2006838684314949,0,1.513291219905405E-3,0.13024762589727207,1.9209430194966449E-2,2.5778349066605224E-2,5.2604579298761098E-3,1.491333454802196E-3,0.22704487469098369,1.368318186431273,0.1384823691957722,0.1812687780697311,8.6491730326055907E-2,1.4545106348028585E-2,4.058918046030327E-3]
[null,1046,0.98651916914303794,1.0068852896861622,1.0175818241013825,0.98976098632590404,0.96197829330102624,0.98142624136790291,0.98700612697516366,null,2.2017113983003269,0,1.481272067558625E-3,0.1419965389363527,2.0003053226419376E-2,2.6202440963702524E-2,5.6773921980220153E-3,1.4600586253937294E-3,0.23945526234005102,1.3301348308495455,0.14476460641135508,0.18125529784472219,9.2319037799288545E-2,1.5950352902906487E-2,3.9737982701252231E-3]
[null,1047,0.96812786524840755,1.0269298762583663,0.97338202659512907,1.0404782712692966,1.0082524617985624,0.98899638708938142,1.0260124004646778,null,2.2884674750348237,0,1.6597798336312642E-3,0.13922844496331815,2.0266512287195587E-2,2.6540633155768548E-2,5.5015798134389919E-3,1.6361919076978927E-3,0.25145610476208474,1.3982249016631869,0.14740963276175259,0.18758861332894619,9.2937693119297102E-2,1.4883772103533543E-2,4.4531750022362504E-3]
[null,1048,1.0346681174961996,1.0207917159035109,1.0182877293130288,0.99834689815027677,1.0070340683986874,0.99639091078861575,0.99253215780172532,null,2.1887658704140982,0,1.4274573587586541E-3,0.13715947839812667,1.9015156221121633E-2,2.6171957224326366E-2,5.4007941679094082E-3,1.4073216294830837E-3,0.22917625880905815,1.3416747892087337,0.13802946713420439,0.18354943607131549,8.9137342820557394E-2,1.5641060536017427E-2,3.8302655520024769E-3]
[null,1049,0.96806900687733699,0.9881955649430364,1.0100786307004568,1.0036065472963696,0.98427835840091005,0.99011213297702438,0.96350288919512139,null,2.2356505148161849,0,1.5531901437242002E-3,0.14557539397170263,2.04636187080647E-2,2.6424124656207446E-2,5.7648033209680496E-3,1.5311418888632497E-3,0.24109130678579813,1.3487275735808912,0.14750575293242754,0.18491528281391284,9.5064247820571851E-2,1.5973194999804565E-2,4.1672634806977533E-3]
[null,1050,1.0428759941833312,0.98067185892307041,0.99228456931888953,1.0315353605299913,1.0024322652911775,1.005745090470781,1.0100212421219243,null,2.2364201942317092,0,1.5221760423354818E-3,0.13523213713670101,1.9016994022176839E-2,2.6347749318183195E-2,5.262366285517346E-3,1.5009039143202034E-3,0.23658937006538924,1.3862308800664844,0.13688566389605858,0.18255583906873449,8.9247885847377972E-2,1.4987614971163037E-2,4.084965681937211E-3]
[null,1051,0.99985879413370471,1.0249114770725241,0.98572133403492823,1.026310288737216,0.98585212846920134,1.0279999065434144,1.0147989018716803,null,2.2560496166109214,0,1.6291108850614916E-3,0.14193200633942002,1.9639483863226885E-2,2.6314019015420458E-2,5.3986679188868089E-3,1.6068372270528427E-3,0.2442978802007906,1.3792000482105413,0.14275984711954276,0.18312304694695006,9.403884071600159E-2,1.4994768699857722E-2,4.3732812382882985E-3]
[null,1052,1.0151086450321203,1.0240872974570563,1.020446793119735,0.97397244631870517,1.0009936200716687,1.0432583623439309,1.0205335555316146,null,2.1897909190934248,0,1.5154968862166687E-3,0.14666472332521868,1.9369133685552639E-2,2.6002029230375995E-2,5.513157863342711E-3,1.4950796407203443E-3,0.24357335614593964,1.3089222768576536,0.14069397909276599,0.18397371534481255,9.5194239039459991E-2,1.5835611824627213E-2,4.069113929169671E-3]
[null,1053,1.0181649285420797,1.013690454678815,1.0191232899702047,1.0194173252252394,0.95412590716071655,0.95761599637425565,1.0463934533236494,null,2.2245506705711495,0,1.3938621387233621E-3,0.1341917010587802,1.935358058207181E-2,2.6735115594375185E-2,5.5014866681552315E-3,1.3734041748953661E-3,0.24320289460431296,1.369992959505832,0.14026864817761403,0.17849953872856256,8.716597594073576E-2,1.5921274253037555E-2,3.7379534215006092E-3]
[null,1054,0.98536409361084654,0.98368148013855916,1.0012938755495262,1.0254661904562112,1.0319410200326331,1.0231854999884933,1.0091615672879504,null,2.2792840490858155,0,1.6075424118200191E-3,0.14679330449071487,2.0119108211612426E-2,2.6816175838542171E-2,5.618079639860744E-3,1.5854602270378426E-3,0.25130942120853716,1.3780888769858228,0.14489619169496887,0.18921912298668589,9.6359130517049918E-2,1.5771619605628381E-2,4.3151000911736291E-3]
[null,1055,1.0410646558018812,1.0122769266847573,0.98705845318850871,0.99555338405839422,1.0309727569193947,1.0200469850078162,1.017369192789864,null,2.1910706097331936,0,1.5524651820273451E-3,0.13578781878809651,1.8914484767689557E-2,2.5631647166836868E-2,5.2064199131557345E-3,1.5310739563686412E-3,0.23605688716793044,1.3378693164783775,0.13711229133440808,0.18587670883556595,8.989568888121742E-2,1.4573659034730584E-2,4.1670785908413709E-3]
[null,1056,0.97591643913295134,0.99470057841473647,0.99423894011583014,0.9664102143526474,1.0211530508672781,1.0027565062734582,0.99942333750716528,null,2.1913821637005535,0,1.6101881154191248E-3,0.14389274416154785,2.0259635254013295E-2,2.5564410222262968E-2,5.6172943931766641E-3,1.587618970499669E-3,0.24816973284980895,1.298715050620282,0.14628226545817349,0.18857624182499708,9.4852714524269341E-2,1.5153668057694535E-2,4.3209754792471293E-3]
[null,1057,1.009557323942424,0.98554450474876865,0.99548908828319882,0.99762446970087271,1.0022054587057461,0.98001859347923492,0.96517597551331336,null,2.1936303631940848,0,1.5203911556957112E-3,0.13633748626105777,1.9625194972119259E-2,2.5802483141953655E-2,5.4482476725175675E-3,1.4985862106721474E-3,0.23101438196529867,1.340664325206776,0.14141063626040071,0.18441011114052538,8.9805337720368777E-2,1.5055306141449233E-2,4.0786576566380047E-3]
[null,1058,1.0265776211625788,0.99369636948936324,0.96966764852438747,0.98489269028695914,1.0172914630097429,1.0119877458384257,0.99467971217831663,null,2.1761591613269879,0,1.6257216698057025E-3,0.13489071700518565,1.9249181931155566E-2,2.5110880200705336E-2,5.2056304412835307E-3,1.6031426586646728E-3,0.23545632234892197,1.3235238474557096,0.13900834970800161,0.18512003837170946,9.0245716675648582E-2,1.4007830358757278E-2,4.3632258410498427E-3]
[null,1059,0.98853596296952506,1.0199958883967182,1.0141122815867918,0.99875763073408108,0.99165253435505918,1.0174223776631925,0.9999229180949093,null,2.2278091624930645,0,1.5391772474834307E-3,0.14608568545491946,1.9903320966346397E-2,2.6397253158506162E-2,5.629589692817784E-3,1.5179144047850507E-3,0.24341714825223923,1.3422186744951814,0.14446115990553932,0.18448351111038774,9.517121590276334E-2,1.5931603767581955E-2,4.1312626294758518E-3]
[null,1060,0.99438750385758423,1.0342553052995385,0.97500463614714938,0.97288856962443571,1.0283957695503343,1.0160125522848151,0.99988919932061482,null,2.180218347467505,0,1.6519503450903232E-3,0.13930733741449808,1.9701493822245914E-2,2.5159686109465104E-2,5.3570552299888226E-3,1.6290979411302971E-3,0.23991445030185782,1.3073975184919406,0.14352060206150019,0.18824954119928947,9.2898870723653576E-2,1.4300776953260283E-2,4.4338675637647061E-3]
[null,1061,1.0034894619420429,1.0299927253303258,0.9983550754065309,1.0092993840142876,0.9905616842423175,0.97912607394410534,0.96697404050754487,null,2.2055969671970899,0,1.504466231442381E-3,0.1360811390139344,1.9554952008989903E-2,2.6025471947499618E-2,5.4444357804731098E-3,1.4828700083474675E-3,0.22772115966844539,1.3563581487495917,0.14227228501113337,0.18345172921804709,8.9483555560772338E-2,1.5189803126540955E-2,4.03588333475493E-3]
[null,1062,0.98547233482259011,0.98017207618335545,1.0343913928371702,1.0051078207740298,0.97966975847745619,0.97088949132128788,0.9731782756191325,null,2.2274114194114327,0,1.4248660984743889E-3,0.14366873466232125,2.0153851885157233E-2,2.6837690056424265E-2,5.8162679199182726E-3,1.4042389958167007E-3,0.23884792215517495,1.3507956944427946,0.14495781095574647,0.18333471823184208,9.2496376253783971E-2,1.6701104311575041E-2,3.8218756393524973E-3]
[null,1063,0.99599689573360273,0.99097520789182403,1.0288948246063419,0.99349011677661447,0.99590568510784927,0.9871026014858223,0.99032642663888382,null,2.2120269784094337,0,1.4463758572434385E-3,0.14347586033642498,1.9889388692336064E-2,2.6530204061998484E-2,5.7088648317173366E-3,1.4257812817531251E-3,0.24041908684766297,1.335169901960116,0.14341329571681982,0.18452821042289927,9.2667015525766047E-2,1.6365237948922803E-2,3.880506640258794E-3]
[null,1064,1.0087575649216192,1.0143745790126226,1.0409124028151717,0.99380901070616523,1.00168980805673,1.0205900828302779,0.98920308338389706,null,2.2132042125880815,0,1.4326103399566459E-3,0.14742103309207755,1.9544678382546206E-2,2.6694713910385068E-2,5.6767944578863822E-3,1.4128810836732167E-3,0.23707635901447352,1.3356264076430211,0.1416267051423884,0.1844393344361025,9.455571943927614E-2,1.6716799772570644E-2,3.8453965536344374E-3]
[null,1065,0.97898917411575459,0.96051177742926053,1.0285494663842201,0.97972741081740611,0.99122195121654211,0.98921580000555698,1.0354658622295068,null,2.2232663411139235,0,1.4858867473652754E-3,0.14724636892543311,2.0374173114612971E-2,2.6580104086243762E-2,5.8460149497388857E-3,1.4647747831185176E-3,0.25997132036653509,1.3166731973875623,0.14590396149926305,0.18503373161890341,9.5121367174910154E-2,1.6550579858195066E-2,3.9866340967711217E-3]
[null,1066,0.99974140427843128,0.97344615494800846,1.0252139889807259,1.0079686988459362,1.0025204613309,0.96192197317324579,0.97620406767561607,null,2.2205339526121852,0,1.420573820816051E-3,0.13930836630192425,1.9890523362385729E-2,2.6670790733765201E-2,5.6884177485841889E-3,1.3998171385000899E-3,0.23621720754503867,1.3546198757396111,0.14286763315717055,0.18504927430429347,9.0168244617937432E-2,1.6264534982387641E-2,3.809840801401555E-3]
[null,1067,1.0413536445375315,1.0229981709766258,1.0050746298207209,0.98398483482260024,0.97048729659470823,1.0194645821502932,1.0322505839945038,null,2.1736057465610124,0,1.4908247967503816E-3,0.13769174189907782,1.8876205054719621E-2,2.5703914467090923E-2,5.2910444687049264E-3,1.4702711710994794E-3,0.23828849415843115,1.3223496841723625,0.13711404781994763,0.17903882162781765,9.0182252189915962E-2,1.5088500875623446E-2,4.0015934529714905E-3]
[null,1068,0.99484099614882915,1.0229724295348555,0.98848873319294772,0.98694036837709787,0.9987049201682453,1.0157647034845105,1.0358902454355021,null,2.209555195276264,0,1.6092688716787611E-3,0.14135797859506694,1.9748492443252746E-2,2.5762451188933971E-2,5.4438638019111696E-3,1.5870014737591185E-3,0.2498737020338811,1.3262966303035209,0.14348629327450763,0.1848775096509491,9.3503013615184802E-2,1.4908232910297187E-2,4.3192948566770969E-3]
[null,1069,0.97775065683746232,0.98093126011058607,0.99932754718703409,0.99292745894935253,1.0347320059460063,1.0214751901950549,1.0084824844676059,null,2.2401871090146313,0,1.6249629975490329E-3,0.14750175930471382,2.0287000370433999E-2,2.6233625585237928E-2,5.6537781232287431E-3,1.602604138918147E-3,0.25329187601472414,1.3343580690362342,0.1460198224033683,0.19000165857099732,9.6937374240466195E-2,1.556274405603613E-2,4.3617601678227844E-3]
[null,1070,0.99598901138997364,0.99408535449146784,0.99390563096192475,0.98122242270193305,1.0390055846186279,0.975631730509537,0.99146834042764664,null,2.1881204580811557,0,1.5363290123543455E-3,0.13709995297864583,1.9853827645057064E-2,2.5676358792060341E-2,5.5029279635307798E-3,1.5141964196292059E-3,0.23913852736888264,1.3186200301045936,0.14333340962249996,0.18936899273679228,9.0392961004663486E-2,1.5034458957638094E-2,4.1211434995151175E-3]
[null,1071,1.030856314812937,0.97134986817923763,0.99423684988144156,1.0018535473477663,0.98279604918933183,1.0484076426431967,0.98848609543837496,null,2.2119849861232921,0,1.602128538461361E-3,0.14326022727802282,1.9280387680593092E-2,2.5873614905241493E-2,5.3457717268345318E-3,1.5806501765882131E-3,0.23868212476354711,1.3463457423835219,0.13848609234366707,0.18100103402770409,9.4435883326275047E-2,1.4993577330274703E-2,4.3020087194824419E-3]
[null,1072,0.96811831055124131,1.0038366358898021,1.0220831157617971,0.98197798710149931,1.0174599240440205,0.96568650231470121,0.98084376844213506,null,2.2059750046581321,0,1.4723558870210597E-3,0.14303766304017229,2.0399761373944468E-2,2.6315118116621017E-2,5.8159586691764291E-3,1.4509264573448477E-3,0.24160778407268108,1.3196842227441363,0.14752685954956679,0.18867399219188793,9.2751310148276547E-2,1.6234820662228075E-2,3.9489435191145568E-3]
[null,1073,1.0004290023590041,1.0315827099751185,0.99142790732796526,0.98816543724492067,0.98556379681325124,0.97033678209042351,1.0433965079731589,null,2.1919388011370451,0,1.5166344942052648E-3,0.13432182875615065,1.9603825956290066E-2,2.5747122081621044E-2,5.4200635694629769E-3,1.4946663984998236E-3,0.24549819517721139,1.3279469233958072,0.14269158803267362,0.18306157342340704,8.8692556108767376E-2,1.4909103511289674E-2,4.0679892200706754E-3]
[null,1074,0.99073062333978545,1.0237588355905118,0.99335180540523227,0.97423751921495383,0.99419165761110861,0.9958708151807586,0.96294956244216545,null,2.1713270556288733,0,1.5681529777547859E-3,0.13974731689226647,1.9830119408384316E-2,2.5382377133943132E-2,5.4932869518155127E-3,1.5460210421067916E-3,0.23164896019817974,1.3092325529144593,0.14409287831352008,0.18461894183226252,9.2168911921909957E-2,1.4926082366865023E-2,4.2077596309151285E-3]
[null,1075,1.0385943200412142,1.0038458262092922,1.004063153985189,0.9894449891559769,0.97444310403604928,1.0203494672239448,0.96076106813540207,null,2.1698171992061424,0,1.5054740451386865E-3,0.13862230459141089,1.9004603321368607E-2,2.560971730311095E-2,5.3216351384163382E-3,1.4847364540151249E-3,0.22452411576529588,1.3296857403314,0.13747608692271068,0.17963646168021599,9.0846132040454289E-2,1.507017651829097E-2,4.0409631845886454E-3]
[null,1076,0.97990633434764474,1.0119419950492714,0.97875517667663914,0.99816922303115563,0.98388885444347529,1.0460874164179337,0.99418794459759519,null,2.2334959664318705,0,1.7208953024052608E-3,0.14683717107473707,2.0091181558955281E-2,2.5758088218154066E-2,5.4839169903867563E-3,1.6977735658794525E-3,0.24716158716128772,1.3413745001735222,0.14565034529602242,0.18410285707086999,9.7698182469023745E-2,1.4740478180017271E-2,4.6207799754182923E-3]
[null,1077,1.0200612298585299,1.0065526133606761,1.0166016757578187,0.95488084986488586,0.99981418155888935,0.99008164512154395,0.98295445284055971,null,2.1361531023434561,0,1.4482526443316405E-3,0.13843884806155085,1.9346110363979794E-2,2.5389805866875659E-2,5.4855781740703411E-3,1.4276933929045152E-3,0.23132942698492445,1.2832577551754354,0.14000218078474855,0.18355313859762687,9.0057751377064746E-2,1.5427355432119084E-2,3.8857107764856073E-3]
[null,1078,1.0080823137929826,1.0211334536740855,0.99985337151361475,1.0434008381144595,1.0174071129706173,1.0000187276428645,0.99353622484883297,null,2.2670257872082749,0,1.5277228660457185E-3,0.13885394813926505,1.9503812594438143E-2,2.6815782531924882E-2,5.4383860921099611E-3,1.5062509686799403E-3,0.23556692716464503,1.4021882238163061,0.14162750982654279,0.18621820558439048,9.1225554992121191E-2,1.5509389762645112E-2,4.0995186012484182E-3]
[null,1079,0.98528691140174551,1.0202672982479717,0.9958479922816591,1.0054023451650247,1.0150993868467968,1.0064437839315696,1.0082349512206579,null,2.2361181505664298,0,1.586526779754452E-3,0.14247685014747172,1.9956247304674539E-2,2.6231223304054328E-2,5.5421565953735234E-3,1.5643707539556996E-3,0.24517911224305716,1.3511172157384197,0.14489481958487432,0.18731530246323277,9.3829243579029539E-2,1.5340434134452106E-2,4.257701497586969E-3]
[null,1080,1.0015187512591441,0.99496896553852321,0.96703530763210177,0.98947867506153286,1.0020773504435503,1.0137006696139392,1.0001447955035128,null,2.1992341526316403,0,1.6778401578351886E-3,0.13811309395271884,1.9723623239696238E-2,2.5280299642707813E-2,5.3195908373831749E-3,1.6545766699849135E-3,0.24263594403904146,1.3296842757670706,0.14248043941732619,0.18484319328229915,9.2549930608027436E-2,1.4123813068570763E-2,4.5032122646462627E-3]
[null,1081,0.99756798433531768,0.99597597696414197,0.98413849638343842,0.97424232800412125,1.0221730388360362,1.0259321157838721,0.99574157927744289,null,2.1901458600025849,0,1.6452471979249588E-3,0.14264928009986153,1.9808007366047927E-2,2.5390165678550639E-2,5.436264207632267E-3,1.622707581993498E-3,0.24351175839854572,1.3092269284917506,0.14308403578548853,0.18736364480158682,9.4604102460846676E-2,1.4677737215428545E-2,4.4164751127756616E-3]
[null,1082,1.0128094144347268,1.019884240285641,1.0314873322750211,0.98319899220066564,1.0290773785853096,0.96411707146281667,1.0014152040313895,null,2.1804171575040492,0,1.3730466616919169E-3,0.13722318089500871,1.943748385057403E-2,2.6301111022255359E-2,5.5934715952970998E-3,1.353030099025408E-3,0.23387238514324848,1.3213451765564754,0.14103857175609083,0.18729073491135401,8.8495330239727943E-2,1.6157226193386574E-2,3.6825019032948889E-3]
[null,1083,1.0461958893150651,0.99661948313450099,0.97322120791301925,0.99003704536261594,1.0116933090807272,1.0276831922991763,0.98142823707050875,null,2.171340075967223,0,1.6070948870630006E-3,0.13481655065520598,1.8878132844797668E-2,2.5125491370999901E-2,5.1238473896496484E-3,1.5851154663225416E-3,0.2288349319659804,1.3304403579734849,0.13640944863844848,0.18340686821862631,9.0001453732886857E-2,1.4010810831723168E-2,4.3141617661569195E-3]
[null,1084,0.96376587833346183,0.98519435964112534,1.0018745988743261,0.97297638047240709,0.99990609726684798,1.0020752032646776,0.99908426013159068,null,2.2105698270329563,0,1.6071760541244142E-3,0.14697439814516672,2.0563406358346081E-2,2.589269881429088E-2,5.7454958013354656E-3,1.5846338117766244E-3,0.2524258534906022,1.3075505388461668,0.14814473633821745,0.18694780451480478,9.6444753283949483E-2,1.5589832821163663E-2,4.3128508612603105E-3]
[null,1085,1.0118158993060551,1.0217461689030807,1.0207141446948502,1.0139577709420873,0.97532272190018354,1.0345580913445198,0.99357231902175758,null,2.2350509769415101,0,1.507669497606192E-3,0.14600816737415315,1.9442118069712931E-2,2.6636160106435037E-2,5.5354024327321583E-3,1.4871868900674517E-3,0.23749829791361463,1.3626591353418447,0.14115244882007247,0.18126260443037867,9.4753279466420468E-2,1.6076213129945824E-2,4.0476324637370503E-3]
[null,1086,1.0105163122401637,0.99850154324345175,0.98230586655910201,0.98666851533242161,0.99623479170273876,1.0091100461921221,0.98325672218519111,null,2.1855982917819605,0,1.6027096913897457E-3,0.13816090174822479,1.9542173894092137E-2,2.5400768897650885E-2,5.3533438159795062E-3,1.5803868069952378E-3,0.23575393022919,1.3259235346141069,0.14124645339859584,0.18366821356497504,9.1728629077590579E-2,1.4541373511677122E-2,4.3012919142701254E-3]
[null,1087,1.0302315122523367,1.0432624673066,1.0261826681414337,0.97501383067722336,1.0052941642095072,0.96589668024440056,0.99885988539727444,null,2.1494789765616149,0,1.3605467007437109E-3,0.13382028534089108,1.9010539514645711E-2,2.5864537316712191E-2,5.4419761519845424E-3,1.3407489087502054E-3,0.2268558490461775,1.3103335025038934,0.13864158239594998,0.18360676293850831,8.656719387845839E-2,1.5707468714528893E-2,3.6490765518590734E-3]
[null,1088,1.0032392261282501,0.98950435595675779,0.99734159603588646,1.0333242408545642,0.98283201568964718,0.97706240432895242,0.98974038002536846,null,2.2494410128300295,0,1.5181642436282786E-3,0.13689604368397917,1.9732529842764031E-2,2.6569830413286161E-2,5.4882759285743068E-3,1.4963253600688664E-3,0.23768590433315509,1.3886426001928869,0.14230544665226227,0.18259185011570658,9.0073748895302314E-2,1.5404117289086005E-2,4.0725043665850759E-3]
[null,1089,1.0128751128222502,0.98393948439053824,1.0133290254694314,0.97349484232676819,1.0157201457883429,1.0201056144729441,0.98507745492022025,null,2.1819061758834386,0,1.520599211799731E-3,0.14398694488927924,1.9578974969249624E-2,2.5815733092032785E-2,5.5335240742022318E-3,1.4996482676040909E-3,0.2384675360851839,1.3082668693635813,0.14098800819397925,0.18576083319687267,9.384714642149343E-2,1.5600008316260265E-2,4.081548225499782E-3]
[null,1090,0.99472131440858891,0.98822829314925376,0.99104023585620082,0.97976176027505646,0.95922711310064823,0.99623928425562513,1.0061356103107761,null,2.1885694294989242,0,1.582187674881918E-3,0.14001694716976698,1.9903188611843672E-2,2.5560041100644103E-2,5.5006769635441415E-3,1.5598659212278168E-3,0.24535969711040798,1.3166531031216437,0.14350945303959367,0.18042437866444974,9.247448926906468E-2,1.4944335373699266E-2,4.245440827919382E-3]
[null,1091,1.0300011141261238,0.97119693996486456,0.99526067819657782,1.0017787694671312,0.98828023155345057,0.99951278963635815,1.0026035299831133,null,2.2014448805225082,0,1.5254902885545481E-3,0.13673913426643858,1.9297688855179618E-2,2.5900066712603906E-2,5.3560940578302992E-3,1.5040389168427012E-3,0.23848079804184327,1.3462467674974314,0.13860336272752888,0.18166959692925327,9.0082175753167015E-2,1.49971489275917E-2,4.0934981253501453E-3]
[null,1092,1.0211315490404942,0.98644828310931931,1.0026367366196138,0.9795005488098657,1.0125437457725028,0.96045798317664388,1.0303372592430073,null,2.1729478804531133,0,1.451185772300582E-3,0.13293315138847833,1.9403221942642698E-2,2.5745507919051423E-2,5.4254853695689196E-3,1.4299494837349922E-3,0.24217177384816901,1.3163193763342529,0.13982390160462041,0.18491882513210689,8.7191438503033361E-2,1.5144583587748981E-2,3.8918511120060212E-3]
[null,1093,0.99236107852823396,1.032830139937376,1.0231849391523848,1.0121223057110016,0.99749118368073053,0.99548646064390844,0.98493678101539439,null,2.2329775589942158,0,1.4680951065140363E-3,0.14316177356988219,1.9777822920486608E-2,2.6714590892580655E-2,5.6448152587640944E-3,1.4473673255695654E-3,0.23570946883433272,1.3601976140557597,0.14392543460567775,0.18492042911406098,9.2772089623659681E-2,1.6234991164267278E-2,3.9392567356897135E-3]
[null,1094,0.98826447855661581,0.97247713301798899,1.0015305454425334,1.0122046446411572,1.0049648341846369,0.99523571847358072,0.99902626015626483,null,2.2462899850001068,0,1.5622079092011097E-3,0.14269975759305745,2.0110832367406968E-2,2.6471504324262093E-2,5.6171037670011362E-3,1.5401458088890102E-3,0.24720214277417255,1.3602675286936758,0.14447149796898598,0.18599336550333456,9.3658853995631119E-2,1.5627690930025157E-2,4.1917691828664344E-3]
[null,1095,1.0014115332438844,0.99228268725565549,1.0026383957190905,0.99422597983036198,0.99440249166604855,1.0176849715187168,0.97929021880276079,null,2.2097853747208012,0,1.5658933229765865E-3,0.14356123019474332,1.9759663266451479E-2,2.599113842965502E-2,5.5251618933347905E-3,1.5442669948547586E-3,0.23850262231082586,1.3361084135792767,0.1425773483926765,0.1840123176507974,9.4162349465387749E-2,1.5403770173258306E-2,4.2029856925166137E-3]
[null,1096,1.0241478193538189,1.0103023615798918,1.0229623360777704,0.98162532401608349,0.99968681191579489,0.99063045908953817,1.0149739166124117,null,2.1785469039272152,0,1.4231343057182269E-3,0.13867452762988983,1.9257040940981265E-2,2.6082916596502952E-2,5.4949640555720918E-3,1.4029428241210452E-3,0.23756257957741436,1.3192120697283751,0.1394578814819403,0.18331227904299768,8.9875928015796414E-2,1.5818560452060048E-2,3.8183478872798075E-3]
[null,1097,0.98842764462105692,0.98796677726977555,0.98531165050518477,0.99225695260927116,1.0205538570685786,1.0218485199179785,1.0309961371711238,null,2.2306621477400661,0,1.6527752148680053E-3,0.14380339168396344,2.002746237298644E-2,2.5919410874026175E-2,5.5030338149330482E-3,1.6300419795120113E-3,0.25515621203985456,1.3334371871925188,0.14440991035343678,0.18773140534237082,9.5302220509264943E-2,1.4958209867030477E-2,4.4364369250375624E-3]
[null,1098,1.0270342517098383,0.98355248301275244,1.0172642767728202,1.0003172789712749,1.0331294189393831,0.98147906433497445,0.99249583133823471,null,2.2011920971538212,0,1.4312179671028113E-3,0.1370670053132339,1.9313129887734877E-2,2.6316661944705843E-2,5.4798411738393614E-3,1.4107224577291598E-3,0.23402324288962834,1.3443207545946085,0.13905312890416929,0.18692443280893833,8.9130692862597213E-2,1.5744180798330711E-2,3.8395214854055676E-3]
[null,1099,0.95544337198568119,0.99064334452597591,0.9839201361437846,1.0000982340203703,1.0157465950897393,0.99458935703565521,0.99055593538193087,null,2.2459578273320133,0,1.6680269007701262E-3,0.14446561343848233,2.0705622156421313E-2,2.6065757340325874E-2,5.681354377720306E-3,1.6444550751474093E-3,0.25099010470194433,1.3439728874384451,0.14939195341506989,0.18925824748117989,9.5821276304598163E-2,1.5152917883365957E-2,4.4756646200814175E-3]
[null,1100,0.97576163179125142,1.0077451225822576,0.99955416444449718,0.99736806935679712,0.97557973830519396,0.98602254660705058,1.0001921462676349,null,2.2221115125445161,0,1.5617304455991985E-3,0.1417879249263807,2.0208247865538962E-2,2.6127188421675534E-2,5.6331140343573137E-3,1.539469007935894E-3,0.24546190703177154,1.340325996349047,0.14631800873650547,0.18343919054475222,9.3169717266327737E-2,1.547255165204336E-2,4.189927153779428E-3]
[null,1101,0.99560099387241352,0.98315126625104532,0.99561009196516059,0.98943569016919497,0.96701868873478614,1.0182622049145871,1.0381508292564037,null,2.2192595684533329,0,1.6023215414874342E-3,0.14381550384084649,1.9911024231802368E-2,2.597207905153983E-2,5.5282721744153674E-3,1.5802046532167788E-3,0.25548027413697216,1.3296599580117685,0.143393209520839,0.18125646968675588,9.4724262267644271E-2,1.5239836267284064E-2,4.3007961517321381E-3]
[null,1102,0.98794908327429609,0.98593650222576545,1.0055577421071411,0.96523876727995261,0.99340133346474568,1.0069429734550077,1.0006435808544187,null,2.1835604655310372,0,1.5631949598210639E-3,0.14456147526764068,2.005906591871744E-2,2.566618026288614E-2,5.6253261983213905E-3,1.5413755877903789E-3,0.24696347254289935,1.2971581647123376,0.14452700956928127,0.18470906098775611,9.4654567454597202E-2,1.5462845752990048E-2,4.1951162356394555E-3]
[null,1103,1.0084145661051453,0.95761137257526852,0.96213776947373475,0.99933350605549154,1.007203548787434,1.0110430707681393,0.99784440982645339,null,2.2128297756600035,0,1.6930669402970471E-3,0.13730917049707142,1.9751322239679927E-2,2.5378840556566525E-2,5.3003822923210686E-3,1.6695306262983645E-3,0.24482181305469597,1.3429234487340802,0.14149500246383936,0.18501388695103013,9.2287082199194251E-2,1.4028450981360433E-2,4.5439120041611009E-3]
[null,1104,1.039697507619731,1.030784417626694,1.0192564921759621,0.97258957224329246,1.0198120210271955,1.0118703281086907,0.99048498300428245,null,2.1545075992151408,0,1.4366346075938355E-3,0.13847565034244258,1.8883241265511191E-2,2.5697819756678297E-2,5.3684982723226733E-3,1.4166794372202629E-3,0.22768233852689737,1.3070614932262399,0.13736392044330725,0.18471714862270519,8.9941657347634166E-2,1.5480052161911539E-2,3.8557344198625878E-3]
[null,1105,0.97307271815259111,0.97317973449668493,1.0188741117963953,0.9835454926955024,1.0275842826263482,0.99728615911611218,1.0001513203850263,null,2.2260923252660767,0,1.5333556317628449E-3,0.14759766735303392,2.0432779001214353E-2,2.6421145458597972E-2,5.8068222898857262E-3,1.511745516773302E-3,0.25156102592543161,1.321784383061597,0.14676810903290038,0.18950324975460819,9.5887985602570239E-2,1.6236294951347058E-2,4.1144729498812571E-3]
[null,1106,0.97903586914650065,1.0172818117779454,1.0240013627729245,1.0165007028427722,0.97882018394102899,0.98081624701169512,1.0171483138361452,null,2.2526812109679555,0,1.4685500246409849E-3,0.14352843892906442,2.011454094171564E-2,2.6983662488496655E-2,5.7455706619912407E-3,1.4475056962332822E-3,0.24738289469747662,1.366083512244501,0.1458862646618049,0.18362476754169171,9.2965406777036658E-2,1.6447563017561374E-2,3.939633335022473E-3]
[null,1107,0.97125299162475598,0.99040072818636071,0.98059101260354842,0.99231721829760566,0.97486444159012753,1.0080005183618177,0.96174728624158989,null,2.2147615574613617,0,1.6745830988221006E-3,0.14360750013907914,2.0367543351706929E-2,2.561373495037551E-2,5.5697353289500037E-3,1.6512334730147693E-3,0.240793792641738,1.333512462657751,0.14695234923213085,0.18362353197188308,9.5443432219940713E-2,1.4806711409038409E-2,4.4941131845781133E-3]
[null,1108,1.0187296643942707,1.0064762159417233,1.0067032026954774,1.0288430759459319,0.97269751575306895,0.99302877082195817,1.0174165848425949,null,2.2421685302967171,0,1.4847140860655256E-3,0.13775214909224548,1.9365648934369026E-2,2.6646596789209168E-2,5.4371011369628843E-3,1.463699783819746E-3,0.23992225024272154,1.3826363004694004,0.1401627647936956,0.18055533881402139,9.0134934211847303E-2,1.5592751811437754E-2,3.9837083030532898E-3]
[null,1109,0.99463415915107678,1.0142974801951099,0.98832407870153116,0.98918448488692434,1.0365155480970929,1.0020245238017178,1.0101156451810005,null,2.2078835406606041,0,1.5913506913185329E-3,0.13968758826418867,1.9789539188623365E-2,2.5773812081102451E-2,5.4542701188215574E-3,1.5690292865268394E-3,0.24362077231104262,1.3293121609155103,0.14351575122734256,0.18916385733854882,9.2407238832202115E-2,1.4910491300448702E-2,4.2703804875607624E-3]
[null,1110,1.0179365053147547,1.002482103873793,1.0337521301573265,0.972865641271078,0.9682144255495061,1.0100244819848234,1.0230417784781183,null,2.1793693240053416,0,1.4298432192689507E-3,0.14397499199821942,1.9414340755709972E-2,2.6174558237198609E-2,5.5993177298695618E-3,1.4099460865740069E-3,0.24349307337502024,1.3074629815789758,0.14033334334963551,0.1801184309690845,9.2727842999048293E-2,1.6252931686221109E-2,3.837408459051922E-3]
[null,1111,1.0113568742779133,1.0088507252776744,0.96647368862842697,1.0041587601203705,0.99361602043688613,0.99975920374940186,1.0279439706238354,null,2.2111121252676518,0,1.635574637819927E-3,0.1343788054252564,1.9471968113089683E-2,2.5512709065499399E-2,5.2486986192620336E-3,1.612580933971848E-3,0.24412232045209226,1.3494112273613263,0.14109316838913111,0.18331031396471992,9.0078439316064837E-2,1.4118554549949312E-2,4.3889137151093523E-3]
[null,1112,0.99811738949261308,1.0311761411814486,1.0161578879755941,0.97595037287897035,1.0359347540805026,0.95597469400434099,0.99897219595164821,null,2.1729721970678457,0,1.4228395544166107E-3,0.13575780229301598,1.9666314056815504E-2,2.5935219680880396E-2,5.5739071435484486E-3,1.4019204296213984E-3,0.23467599094711628,1.3115720985200736,0.143079134688742,0.18891445368689364,8.8336665658366023E-2,1.5665964250701585E-2,3.8155652664840253E-3]
[null,1113,1.0198416373463686,1.0246057603285754,0.9650142520344005,1.0144683951253437,1.0175784634868767,1.0077251928637136,0.96351804026414245,null,2.2060843030122821,0,1.6342398418206945E-3,0.13369199340261231,1.9243364802581982E-2,2.5438036960333602E-2,5.1793283038446122E-3,1.6114465182834651E-3,0.22576778403006648,1.3632643066814822,0.13991604116447781,0.18553026381704102,8.9697956627449879E-2,1.3992194336359952E-2,4.3858262095656077E-3]
[null,1114,0.99720727053959224,1.0198216989047952,0.95557949964294597,1.0082991050574892,1.0032429758050532,1.0307921393566801,0.99926713660906352,null,2.2262915260536871,0,1.7449577351992789E-3,0.13877027291856403,1.9694573396922113E-2,2.5392639405451951E-2,5.2496254563168089E-3,1.72116481263328E-3,0.24178496943552596,1.3549670665320979,0.14307018114519351,0.18522159719208486,9.3645467453437464E-2,1.3834482802501141E-2,4.6844432381597913E-3]
[null,1115,1.0194155904179283,0.9938674266712676,0.99789972512577085,0.98269499238538827,1.0316427544508837,1.0042723850547848,1.0118055568363216,null,2.1878131953427542,0,1.532421496695235E-3,0.13846962800050766,1.9400963598523675E-2,2.5727823879786289E-2,5.3990884127523573E-3,1.5109747860880356E-3,0.24077282712464443,1.3206048483834063,0.14004856510409608,0.18717144534147154,9.1078848494693637E-2,1.5048228438451716E-2,4.1123752750272637E-3]
[null,1116,0.97710320650929605,1.0353065342662771,0.99585415088965779,1.0156684241850136,0.96740263600703169,0.99622574328332492,0.99475682352771955,null,2.2414189488660714,0,1.5784625360998929E-3,0.14173469299627336,2.0058716463047455E-2,2.6316808682341215E-2,5.5706484199014306E-3,1.5561930346031554E-3,0.24134160825759676,1.3649133696997837,0.14610839723545313,0.18242805069674853,9.3340147406119012E-2,1.5393334069008377E-2,4.2354444412938032E-3]
[null,1117,1.0202084283688497,1.0161116234048604,0.99211290103158734,0.96968920022626492,0.98670233912020766,0.98086999163371846,0.96079927311432456,null,2.1395201688954693,0,1.5062419474652471E-3,0.13369903332779753,1.9288185877264229E-2,2.5082688791968618E-2,5.3364853442803189E-3,1.4846586763080964E-3,0.22415388095399763,1.303118555744337,0.13992667979269247,0.18204135507966065,8.8245156575209191E-2,1.4608979180109456E-2,4.0407514993095273E-3]
[null,1118,1.040615971778087,1.0122687053492148,0.96936961524422327,0.9783028935222603,1.0116062036208704,0.96729561929229668,0.99536652629582933,null,2.1403672399623406,0,1.5276694535082094E-3,0.12655830053420858,1.8912121174077038E-2,2.4828938622609958E-2,5.1129196851430175E-3,1.5054719491083724E-3,0.226894641188292,1.3146680420393533,0.13713241202721549,0.18369790681168743,8.4686459664414127E-2,1.3800297352959132E-2,4.0973983667783442E-3]
[null,1119,0.97953733933291798,0.99806343255800645,1.0104554780661845,1.02278529161411,0.99214470401266075,1.0259363198047788,1.0148775381350237,null,2.277290801900175,0,1.5858298606085187E-3,0.14887862369693372,2.0180112571735853E-2,2.6924262387085889E-2,5.687078512068712E-3,1.5641043414487128E-3,0.25270784964919846,1.3745022191265066,0.14577965639038526,0.18508720254659669,9.7199739226131759E-2,1.6108806902126273E-2,4.2569764105658105E-3]
[null,1120,0.97315085751642882,1.0277317985665655,1.0149491529956756,1.0035459584923259,1.0211957461626382,1.0077222756718398,1.0096759430578259,null,2.2473725252126577,0,1.5433450088854217E-3,0.14683188443130415,2.0184940014161611E-2,2.6655596858329907E-2,5.714010970370117E-3,1.521819365554898E-3,0.24795154233511002,1.3486552525787909,0.14674701436542845,0.18877260374853561,9.5610320516818031E-2,1.6128994391718686E-2,4.1418906454214035E-3]
[null,1121,1.0114066266460526,0.96393760497288605,1.0308475932672203,1.012021573610844,0.97592606110693092,0.98713945700672567,0.9834963757124211,null,2.227856398054731,0,1.4272677354455938E-3,0.14241638874977589,1.9707139549775227E-2,2.6813162505831621E-2,5.6674861207260839E-3,1.4069459943632826E-3,0.23843425655121939,1.3600790853261959,0.14123272452249419,0.18136382978147961,9.1878515598350807E-2,1.6454887892927306E-2,3.8292431970344625E-3]
[null,1122,1.0429009045879298,0.99921980265590715,1.0228652465152059,0.98494282324658444,0.96737796605449955,1.0443669846752528,0.96838277801399508,null,2.1743498063907163,0,1.4772316014062224E-3,0.14401035160582709,1.895665432961435E-2,2.5907639148833685E-2,5.4087279994974478E-3,1.4573510039204939E-3,0.22781163227431547,1.323670277145945,0.13694998275765549,0.178618341706966,9.3339402365412424E-2,1.5730248637090209E-2,3.9664290170422561E-3]
[null,1123,0.97081108900470159,0.96121517668885537,1.0229411452707653,0.98487671091177387,0.99040289661734637,1.0003463502594307,0.99368402770990505,null,2.2280995673070816,0,1.5328174662968643E-3,0.14937371901610674,2.0538841473329978E-2,2.6484608597519471E-2,5.8606004045360458E-3,1.5112810208444401E-3,0.25236682451391401,1.3235815842451746,0.1471197000845538,0.18544651155814842,9.6811345987648109E-2,1.6424159126515507E-2,4.1132087450839374E-3]
[null,1124,0.95511457484308426,1.0082231292185229,0.99400541076586868,0.9863157325586025,1.0089267051269466,0.97655886830710736,1.0008531289439164,null,2.2222312625170648,0,1.5982943331464923E-3,0.14267465766036097,2.0639322425810545E-2,2.5991112955971004E-2,5.721220949956439E-3,1.5752909184783177E-3,0.25003738693145577,1.3254648404950693,0.14946764944719351,0.18851779645817146,9.406287910253161E-2,1.5389976919626416E-2,4.2874225855862678E-3]
[null,1125,1.0063078531949929,0.99639176711402166,1.0270742132291419,0.96775011267849542,1.0104037810750131,1.0350165311716135,1.0106085670870815,null,2.1902628499271848,0,1.5049413455974002E-3,0.14856743753602775,1.9660866480580502E-2,2.6085280587914692E-2,5.6331118042126128E-3,1.4845048576076583E-3,0.24601558922690714,1.3005735665740721,0.14193965349098503,0.18555465998114912,9.6057143862665381E-2,1.6155644015141968E-2,4.0403328555132555E-3]
[null,1126,1.0377395953225814,1.0413656499777042,0.99170793204503183,0.98535478373414587,1.0066367929281588,0.98400202883940868,1.0139758598974382,null,2.1607227133735267,0,1.4787629498672454E-3,0.13110537913122897,1.8859958953800528E-2,2.5424731147794272E-2,5.2158741104633179E-3,1.4576408766416285E-3,0.22998448336444616,1.3241702130060056,0.13756191586855954,0.18331215670239334,8.6554235099620944E-2,1.4587670107408119E-2,3.9672179550326687E-3]
[null,1127,1.0192678545712257,1.0182615345751473,0.99744697824651041,0.99243356221780143,1.0149187950404648,0.96973293049179854,1.0134986310165415,null,2.1843450688546246,0,1.4734409039399365E-3,0.13289090163935791,1.9300263299662848E-2,2.5801130016928391E-2,5.3686176361670036E-3,1.4520851673633583E-3,0.23557373171857679,1.3336914337292936,0.14006784188947741,0.18528907277623796,8.7432990326721777E-2,1.4998344412957781E-2,3.9520971458162886E-3]
[null,1128,1.0161258654110374,1.0047430352152373,0.99979088941022676,1.0043094366047816,1.031152955620678,1.0069567846428895,0.98530572093524449,null,2.2125487566244408,0,1.5317860255345585E-3,0.13921063925567753,1.9418388965596195E-2,2.6078487615349408E-2,5.4142267286285146E-3,1.510405358628147E-3,0.23417584228352825,1.3496546194378001,0.14050625893214003,0.18730609233946338,9.1463294220113553E-2,1.5231462031854067E-2,4.1108254811931593E-3]
[null,1129,1.0331783111739219,1.0018448602747421,1.0304833947418175,0.9952017207947883,1.0298537930857943,1.0052822859710269,1.0018350197074526,null,2.1991663401889197,0,1.411918934580056E-3,0.14076694600531908,1.9128624602539827E-2,2.6463532362236118E-2,5.4991338859460837E-3,1.3921785454526054E-3,0.23460929156282476,1.3374736825753808,0.13825577788772345,0.18622223846740948,9.0833584959230607E-2,1.6144217200245028E-2,3.7890510691878242E-3]
[null,1130,0.99453155168962382,1.0251771273884003,1.0073474244119729,0.97477272400370052,0.97560291012317379,1.0196846804988922,1.0206631468465879,null,2.192024437992703,0,1.5532712697852395E-3,0.14444771419018224,1.9757059654806751E-2,2.5823355125349591E-2,5.5505728716461556E-3,1.5318613326730007E-3,0.24648284076296478,1.3099736114451506,0.14357458133608919,0.18230136726905771,9.4480040070144419E-2,1.5485483634841165E-2,4.1692215695833092E-3]
[null,1131,1.0152207013167607,1.0009865152121611,0.98431325342692788,0.96846536008820938,0.99688253399078242,0.99202862737476838,1.0054127232953229,null,2.1574842227493218,0,1.5609258575802715E-3,0.13534557195250396,1.944221591892847E-2,2.5132687912106062E-2,5.3368191779657676E-3,1.5388105977132899E-3,0.23831295611896569,1.3014638124218747,0.14059647751026771,0.18347115578747447,8.9750889735586412E-2,1.4465616295315637E-2,4.1881351781983701E-3]
[null,1132,1.0179361207619149,0.96675635749767941,1.0065990758201169,0.96129443316501106,0.99911606895137595,0.97951289302914413,0.96817706974437689,null,2.1442313195272171,0,1.4790079461473552E-3,0.13715241492106028,1.9553120472227264E-2,2.5335850754977348E-2,5.4891632104776284E-3,1.4577855543822756E-3,0.23210682425682705,1.2918592067306014,0.14027179451222083,0.18358685118735182,8.9748037046666104E-2,1.5181667106423427E-2,3.9676117201497049E-3]
[null,1133,1.0108068923751057,0.97017246769697796,1.016576174567249,1.0081905217745684,0.98203459968884432,1.0174788689015661,0.99440512036829076,null,2.2318005036125035,0,1.5142481626219553E-3,0.14479236056465025,1.96819722206618E-2,2.6533762940099365E-2,5.5806698571332974E-3,1.4933308622100511E-3,0.24273936988653411,1.354900203595786,0.14128389797322388,0.18207605487422215,9.4192270896607325E-2,1.5976503773447961E-2,4.0643543305493345E-3]
[null,1134,1.0025720908630285,1.0146574709175682,1.0244305284275315,0.99297974314934412,0.98072310052272116,1.0370053067766292,1.0409436991187411,null,2.2282577631237426,0,1.5157368788391852E-3,0.14844894641862083,1.9653768248638286E-2,2.6555787249984409E-2,5.6163444989950394E-3,1.4951932663027306E-3,0.2522124299673687,1.3344744047365744,0.1424624512598987,0.18241719583457128,9.6128429763638279E-2,1.623912557744088E-2,4.0694231805482629E-3]
[null,1135,1.0008137869988476,1.0398770408967364,1.0145434872986738,1.0007588351954455,0.99551109926380377,1.0092490185777141,0.99717703221436926,null,2.2153041814855716,0,1.5003451627158921E-3,0.14256933664012406,1.9576105123784205E-2,2.6323624018044434E-2,5.539419315110582E-3,1.4794509109457299E-3,0.23685434277073558,1.3449088902349142,0.1426899275712957,0.18418365829612865,9.2856867982287095E-2,1.5796326106182309E-2,4.0265776787325553E-3]
[null,1136,1.0233602566462727,0.98360166402115201,0.9916072992016608,0.99539355529377727,1.0262724142067525,1.016624938943935,1.0101247031965526,null,2.2057696845642121,0,1.5691562245158108E-3,0.13914189392188278,1.9366524166311509E-2,2.5830768870399611E-2,5.3554245546392877E-3,1.5474622362166865E-3,0.2416244990535808,1.3376606869847532,0.1394945861884879,0.18633479844161152,9.1865378697675887E-2,1.4905135586973131E-2,4.2116820861927504E-3]
[null,1137,1.0150277975114264,1.0155902912315564,1.0354578999070223,0.96227615854153725,0.99761250691759606,1.0053740343380408,0.96289082760444655,null,2.1523173342601458,0,1.4182114451346997E-3,0.14353034876690995,1.941546090343067E-2,2.5845404873245655E-2,5.609068608048379E-3,1.3983848883510281E-3,0.22801500583546763,1.2932352912860123,0.14073937782376642,0.18360989793199872,9.2350311517680819E-2,1.6181050581730111E-2,3.8059426886369436E-3]
[null,1138,1.0130684187862862,0.99191081729178332,0.96624975393214063,1.0130031562161168,0.97250387816872308,1.0149222261088007,0.97406235098802973,null,2.2142035538290394,0,1.6645313306571153E-3,0.13669427899640257,1.9511487676867056E-2,2.5496284964496182E-2,5.2581451170846706E-3,1.6414801492988444E-3,0.23406125821909796,1.3612963333597512,0.14085429017896109,0.18082443565178208,9.1643101506493199E-2,1.4119421486856775E-2,4.4675678526056662E-3]
[null,1139,0.95746916366796186,1.0156398203132861,0.98969780669417473,1.0246789887246976,0.98633373965789617,0.97739181029358257,0.99295380384380794,null,2.2662014961422483,0,1.6074336048998335E-3,0.14163583511080577,2.0552598353297803E-2,2.6516462625614051E-2,5.6724549085323921E-3,1.5843183692829835E-3,0.24658534185391121,1.3770132313093277,0.1490897369842005,0.18580728005727057,9.3618923052608077E-2,1.5420754791519331E-2,4.311992330778211E-3]
[null,1140,0.99977536180510329,1.0113101429696454,0.9999601866220561,1.0033035678737283,0.98472125090836315,0.99765964635718962,1.0065450161196929,null,2.2184608610587047,0,1.539713027408673E-3,0.13998417804721375,1.9707799666740945E-2,2.613749455673206E-2,5.4958553306258826E-3,1.5180214390056027E-3,0.24160312855890589,1.348303139306027,0.14280451306935329,0.1830125756464836,9.1962265078126118E-2,1.534004944555986E-2,4.1315539413403716E-3]
[null,1141,0.98258506914715238,0.99401032826610225,1.0126638994861092,0.99332381431452355,0.99526004729154327,1.0194662409629338,0.9749381528258082,null,2.2240496365375013,0,1.5651488407329608E-3,0.14790685988035854,2.0136945247286479E-2,2.6271601831452975E-2,5.6874443804765095E-3,1.5435705633349134E-3,0.24200121907487984,1.3349135257557443,0.14533266868435543,0.18525348144813042,9.6439778515331392E-2,1.5926599761383203E-2,4.2010902354981837E-3]
[null,1142,1.0039380106683042,0.9878654138847166,0.99473897503608433,0.97637209686126092,1.0190048932296962,1.0097901563683664,0.99047699157407199,null,2.1855666286998057,0,1.5769819853400471E-3,0.14115243410658312,1.9724365026615082E-2,2.5569406634853475E-2,5.4716404125364146E-3,1.5550322354335E-3,0.2404696777190469,1.3121030934520903,0.14220043103754337,0.18663731347968646,9.3018559212288549E-2,1.500937223985597E-2,4.2322851286113444E-3]
[null,1143,0.98140969968069258,0.9926988492685056,0.98872330449785728,1.0317940277031505,1.0015898432335075,0.96923685758599398,1.0163283242317056,null,2.266769197955687,0,1.566130735138953E-3,0.13757361363341955,2.0151654254800859E-2,2.6604238291968733E-2,5.5563175192512486E-3,1.5434199541792724E-3,0.24837845609894707,1.3865734008810686,0.14545055552296887,0.18601977591498683,9.0986997065559766E-2,1.5296219226649685E-2,4.2006803270248239E-3]
[null,1144,0.98932370015904525,1.0021412854620133,0.98956225805045683,1.000446005919843,0.98995399354231761,0.99156460383183864,1.0205333812134345,null,2.2234903595012381,0,1.5833321369358932E-3,0.139484098814597,1.9949390300320335E-2,2.6006812433417431E-2,5.5052168477972944E-3,1.5608889261479338E-3,0.24808896616098089,1.3444475906188684,0.14428898670541346,0.18422174271275785,9.2204150312274358E-2,1.5067622695518668E-2,4.2482251100784598E-3]
[null,1145,1.0061216385915164,1.010107743819636,1.0271452392473563,0.98360896959488964,0.99488107274229309,1.0307202070222552,1.0120235108820663,null,2.206751514457598,0,1.4942488692077751E-3,0.14753500677080733,1.9605491737971929E-2,2.6336856164944012E-2,5.6176412704925273E-3,1.4738730010258171E-3,0.24439814963786358,1.3218866688262179,0.14196608710543054,0.18381112245965806,9.5385678068464846E-2,1.6217791837238857E-2,4.0113964466880637E-3]
[null,1146,1.0317919915477838,1.0046408443985702,0.96269882760240844,0.97375757327752888,0.98646646314034137,1.0160957730399423,1.0140437620481715,null,2.1562601208793821,0,1.6436256926370767E-3,0.13353557472747044,1.9101613868131528E-2,2.4749567578819923E-2,5.1289820839290623E-3,1.6208903107434072E-3,0.23779926313302158,1.3085544392889661,0.13829037872137936,0.18133796774399372,8.9719976899931456E-2,1.3653563116137012E-2,4.4115290994962211E-3]
[null,1147,1.0097139845772205,0.99477461674303735,0.99408818039757518,1.0114185701727454,0.97772599144526584,0.96732751756119439,0.98509522300918717,null,2.2084266057947084,0,1.5017495535613237E-3,0.13407126741617795,1.9581082810297631E-2,2.6024811237662569E-2,5.4283299895804167E-3,1.4799293927934176E-3,0.23364166177878984,1.3591995243439412,0.14138550422984039,0.18163268477718297,8.8386447371165744E-2,1.5069232052246119E-2,4.027879948590463E-3]
[null,1148,0.97319917640233933,1.0121292754284752,0.99954174414012553,0.99120081221912903,0.99075579171295591,0.96942028551700199,0.98643575824545693,null,2.2076243563340068,0,1.538047559436536E-3,0.13959795986004267,2.0242107729553208E-2,2.5981873109773353E-2,5.6424821178856742E-3,1.5157482384740967E-3,0.24085337058273895,1.3320380284966886,0.1467032379738728,0.18531470339018036,9.1731355151387792E-2,1.5416170203990248E-2,4.1253670388539665E-3]
[null,1149,1.0096118186071974,0.98514910086626284,0.99620284512204749,1.000924687697879,0.99763935872593035,0.98744070364935455,1.0107060461655804,null,2.2112983592649136,0,1.5296932979156786E-3,0.13748287680786392,1.9626311015081499E-2,2.6026478317537512E-2,5.4524770015289166E-3,1.5079198445592595E-3,0.24255046891770921,1.3451004181320112,0.14140463008463439,0.18389141630788386,9.0521269944672536E-2,1.5159725458097222E-2,4.1040607312471406E-3]
[null,1150,0.98232033880005354,0.98107255503257729,1.0002501217183826,1.0085229201964103,1.006657836837229,0.98839534743634083,0.96846143192331513,null,2.2339749396113167,0,1.5619836415825122E-3,0.14211433830522002,2.0192576037502963E-2,2.6292672750087245E-2,5.6326847082110347E-3,1.5397720455769086E-3,0.23947376469802356,1.3553177030823997,0.14534271114571454,0.18654683619785342,9.3345583170095434E-2,1.5547529189869496E-2,4.1907519223419384E-3]
[null,1151,1.0185955726018077,0.9991637236466373,0.99527975605264796,1.0018673256325619,1.0318144590505332,1.0160796777349803,1.0264923354774047,null,2.2204000678911204,0,1.5583145861695251E-3,0.13972191744778886,1.9392286307597602E-2,2.6084103059239843E-2,5.3824531685479288E-3,1.5367589250477819E-3,0.24475058575409916,1.3463658027269458,0.14015539215122239,0.18723548228962719,9.2046151546678293E-2,1.5104897898958042E-2,4.1825512015365709E-3]
[null,1152,1.0308636816903898,0.96559700913600688,0.97915616775933489,1.0235443266210342,1.0298383235836051,1.0480651643807641,1.0356920943242882,null,2.2561476152845237,0,1.654539644056464E-3,0.14135033830073859,1.9296272883492921E-2,2.6203970721771837E-2,5.2690938371725516E-3,1.632351403360563E-3,0.25067305943569818,1.3754749108116588,0.13845149322121003,0.18630581903222068,9.4024728026332299E-2,1.4677394839469652E-2,4.4427224154519546E-3]
[null,1153,1.0052370623910236,0.99575925478037708,1.0111364573667221,0.95718671784600828,1.0037033489608485,1.0077471006795142,1.0017955199971542,null,2.1611037759561609,0,1.5165145928741574E-3,0.14262848083363128,1.9674617040467562E-2,2.5521845827522267E-2,5.5483958206955526E-3,1.4953636850166625E-3,0.2419029720724746,1.2863467001251374,0.14205424027599095,0.18484570909229789,9.3081789958073133E-2,1.5450288813619258E-2,4.0698870041090711E-3]
[null,1154,1.0362721235049877,1.01114273438402,0.99144521568991117,1.0118004611137748,0.97445019149335932,1.0222437163883313,1.0031889317391369,null,2.2085249933092079,0,1.5492514833262919E-3,0.137320162639301,1.9009280673999759E-2,2.5912710062509302E-2,5.2557756316036893E-3,1.5279504119386834E-3,0.23417544880631752,1.3597088939839606,0.13775613530256617,0.17975455608313112,9.067141359362825E-2,1.4823340270998169E-2,4.1585773325791709E-3]
[null,1155,0.98249602200243047,0.9674211580164005,0.99223360077803635,0.98582899737089835,1.0031823873691164,1.0214769972050908,0.97784039515910248,null,2.2163077576652634,0,1.6460880842928138E-3,0.14625003321659286,2.0246167687869916E-2,2.5804765321035879E-2,5.6022139121740238E-3,1.6234385927547579E-3,0.24605543447397737,1.3248082199893747,0.1452979477027293,0.18613605896970853,9.6522205270289624E-2,1.518889592995694E-2,4.4184646830901795E-3]
[null,1156,1.0214382345832149,1.0016333605646133,1.0187157019055273,1.0087917762886429,1.0084281011666731,1.0402460911136542,0.98321859637426656,null,2.2273727464650159,0,1.5145444945552408E-3,0.14580330994785093,1.9342160551025885E-2,2.6499513404706097E-2,5.4960116203220518E-3,1.4940809943116593E-3,0.23553130752545237,1.3557124827163558,0.1398182212112562,0.18445023612297429,9.473105461906324E-2,1.5942516303401991E-2,4.0663959428489304E-3]
[null,1157,0.99828067530322928,0.98829604848787911,1.0107809560936958,0.97672079090565034,0.99331092472566418,1.0086449196443299,0.97701350807609,null,2.1871155277045746,0,1.5321058543343537E-3,0.14394209706787564,1.9844311289515394E-2,2.5832787148427426E-2,5.5942635748191857E-3,1.5107565148310717E-3,0.23852430537190961,1.3125975684986135,0.14304330522026984,0.18408201243146527,9.3958758115700397E-2,1.5605687112859097E-2,4.1117812126189096E-3]
[null,1158,0.96138755910356477,0.97130151100928996,0.96294001261601936,0.98808559039316313,1.014424273862673,0.98724325608358443,0.97645173104354077,null,2.2174447656055936,0,1.725816455916671E-3,0.14025809075739235,2.0653397395805958E-2,2.5371331727924724E-2,5.5470248267634479E-3,1.7012464983236295E-3,0.2475656990340315,1.3278088926544218,0.1484182479952792,0.18870676672554504,9.4222794299377327E-2,1.4286857993961925E-2,4.6302321526794704E-3]
[null,1159,1.0083516421596086,0.96374359173896884,1.0218777197805078,0.99088109095923971,1.0223254874886736,0.98815127856077378,0.98321686078493808,null,2.2046443496017929,0,1.460146699135119E-3,0.14181129859984878,1.9762096766957716E-2,2.63346735714843E-2,5.6330118184654632E-3,1.4393781082679025E-3,0.2391246793581045,1.3316487200315441,0.14164005252402373,0.18677790712539594,9.1967120275008932E-2,1.6048045401986722E-2,3.9175127198393641E-3]
[null,1160,1.007748311419973,0.98549488359498416,0.98410578257022352,0.97941289490069594,0.99821619895055091,0.99614763215957169,1.029517022251909,null,2.1878410936199395,0,1.5851371701193983E-3,0.13736683631725385,1.9653574600647115E-2,2.5480960375102814E-2,5.3937015394036553E-3,1.562771746944687E-3,0.24809823239864337,1.3161753091501771,0.14163851869084007,0.18405491794435491,9.1102612773417802E-2,1.4645445725656805E-2,4.2533495276155112E-3]
[null,1161,0.99498615185230332,0.98930096593802186,0.97467724806249501,1.0087381225694407,1.0140033693288246,0.95514529842979945,0.98553565924067899,null,2.2121252754489893,0,1.5683594008521005E-3,0.13200908942859346,1.9882873435587194E-2,2.573243634411216E-2,5.4045704827768064E-3,1.5452807654559404E-3,0.23675085315137048,1.3555729043973253,0.14343349632241356,0.18658641995594202,8.8049416816509379E-2,1.452054890785168E-2,4.2057448419036423E-3]
[null,1162,0.99883927118975613,1.0206654332399228,1.0167626529421381,0.97065397138813447,1.0027183181810726,1.0025990309803401,0.99882381084082217,null,2.1784584027434315,0,1.4926415288147336E-3,0.14277698280120157,1.9696823122975785E-2,2.5859863710260493E-2,5.5859180724628001E-3,1.4717166853921639E-3,0.23940041285811423,1.3044554488446856,0.14297712595216475,0.18511752143902663,9.2871040947848746E-2,1.5732662171749991E-2,4.0055276663625173E-3]
[null,1163,1.0127334478447485,0.98199889856419031,0.9964371583948749,1.0114147481658768,0.99098507663662028,1.0142119403104857,0.97196949041159164,null,2.2223663811910592,0,1.5666658589312485E-3,0.14095927212219422,1.9579751598535613E-2,2.6101168994143078E-2,5.4408260358320016E-3,1.5449547684633156E-3,0.2349783134131315,1.3591979257337607,0.14096929966512409,0.18295833037431611,9.2797231205348163E-2,1.5201115553586369E-2,4.2048575855545963E-3]
[null,1164,1.0162659619841212,1.0031771898339545,0.98224103307964683,1.0452560189277396,1.00573077340866,0.96045735279143907,1.0191172247054836,null,2.2553131707363558,0,1.5154522297744139E-3,0.13051983470336317,1.9411610739737732E-2,2.6495616053966133E-2,5.3172276520707705E-3,1.4932754674357742E-3,0.23850005660592008,1.4046556195102966,0.14044718774551279,0.18440955175445839,8.6658911559856278E-2,1.4855527609280205E-2,4.0642035642346353E-3]
[null,1165,0.97261807565055125,1.0101779671143261,1.000305756641686,0.99182469351189273,1.0240068695999256,1.0021353164988012,0.99124633353113856,null,2.2252865891061879,0,1.5890572577659235E-3,0.14463048599018294,2.0263291983718561E-2,2.6118828164966586E-2,5.6527268613845482E-3,1.5667704865099804E-3,0.24507815600668856,1.3328776446100867,0.14679269584217786,0.18911038642754069,9.4995134967387804E-2,1.5525292244777791E-2,4.2642327785280985E-3]
[null,1166,1.0233853110110753,0.98788856415340565,0.97815198648347856,0.99403403774862731,1.0125693602340453,0.98985840118297452,1.0123941887975227,null,2.1906137661513485,0,1.5694408905806577E-3,0.13356655221525288,1.9339315039004764E-2,2.5493496387350292E-2,5.2754558778562357E-3,1.5471562380343596E-3,0.23940775116887661,1.3358168227353202,0.13946097379275521,0.18477326573827318,8.8900983176797177E-2,1.439058541239514E-2,4.2108492600127301E-3]
[null,1167,0.98642907257252233,1.000972913497912,1.0289303737036668,0.96631960862743349,1.0097423796921519,0.9638334391391371,0.98301532913361256,null,2.1720743447330513,0,1.4227274625298223E-3,0.14109592111560337,2.0038026583994003E-2,2.6036014596913265E-2,5.7517307417372732E-3,1.4019805392024994E-3,0.23789228304743018,1.2986550251869038,0.14480440967831437,0.18667018064541038,9.1127997755557688E-2,1.6207773439565646E-2,3.8157288649486648E-3]
[null,1168,0.96791106391070958,1.0186022615748183,0.9961606201123272,1.0132375479747491,0.95448658638018691,1.0224483666682638,1.0107721623486621,null,2.2593271933087054,0,1.6402163028189239E-3,0.14747031601605029,2.0322001596809771E-2,2.6426900086131161E-2,5.6455099181672644E-3,1.6176690457903728E-3,0.25174744624035789,1.3616470865152319,0.14749670078725929,0.18154489397577658,9.709962888140368E-2,1.5546494670359521E-2,4.4027618781837686E-3]
[null,1169,1.0003275979764987,1.0109770093568167,0.99946685942263225,1.0008976104373761,1.0198249727654027,1.025314877101982,1.0042811765876101,null,2.2271239033432062,0,1.5832543636921442E-3,0.1437837834824956,1.9698040274502674E-2,2.6157887218152039E-2,5.4904100540530158E-3,1.5615509818337221E-3,0.24318192798657637,1.3450690776466985,0.14272454170571924,0.18694737558122182,9.4486112783542131E-2,1.5356422984696078E-2,4.2500270074085755E-3]
[null,1170,0.96588187459749331,0.97476337365754373,1.024788582806712,1.0309112030290173,0.95600686302942961,1.0142346621055158,1.0099722428948805,null,2.2977242005203076,0,1.5512491922754299E-3,0.15204419254292539,2.0581395273903947E-2,2.7407895554215699E-2,5.8835157552906067E-3,1.5297522298914953E-3,0.25719075517473677,1.3854516176857039,0.14787492013234441,0.1818724717136809,9.8435990978939431E-2,1.6839461383872299E-2,4.1634812870775953E-3]
[null,1171,1.0022079224192768,1.0059009109398249,1.0310157148406256,1.0201557628202809,1.0307039560283826,1.0266094048684846,0.96301055004902403,null,2.2520128738962129,0,1.4834625626499306E-3,0.14818092780409881,1.9702552415969455E-2,2.7014477675211732E-2,5.6671083598976825E-3,1.4631527775050915E-3,0.23366493751678075,1.3710111962437115,0.14252940847675952,0.18809406494151296,9.5588128459776628E-2,1.6598162255450431E-2,3.982219532185383E-3]
[null,1172,0.98067812511090813,1.0140829408899608,1.0394009781299418,1.0074463126763034,0.97668740228519235,0.97990695788871063,1.0027687164732719,null,2.2391470597689342,0,1.4194471272663549E-3,0.1453186763516581,2.0104601160825429E-2,2.7059806582337899E-2,5.8307540651580383E-3,1.3990875687823277E-3,0.24390458973573137,1.3539504850011019,0.14567828728098969,0.18329691829666225,9.328843153968297E-2,1.6927014160137921E-2,3.8078551531323993E-3]
[null,1173,0.98810375682103091,0.98907139721718251,0.98659570007548036,0.9976832883897977,0.97062674212710065,1.0007358162051123,1.0114524022128595,null,2.2208647990717325,0,1.6144629270561908E-3,0.14097501551679106,2.0029914491977604E-2,2.5878359549155249E-2,5.5108714333142244E-3,1.5917881716894647E-3,0.24853696544496887,1.3407309752088385,0.1444602312567779,0.18210842114245651,9.3355713028729193E-2,1.4968684083578069E-2,4.33232267050895E-3]
[null,1174,0.9522321380186678,1.0011924826170724,0.96867223056471119,0.9609835113412708,1.0151493884166725,0.99366382772780848,0.99844000457662618,null,2.1910046323116168,0,1.7216056637381577E-3,0.14237957446506799,2.0717128776307474E-2,2.5089633441104039E-2,5.5969131617253668E-3,1.6972540257388844E-3,0.25230181241470173,1.2913932098213809,0.14985902597826309,0.18938662600392309,9.5313740658497154E-2,1.4371953270220613E-2,4.6193659584220278E-3]
[null,1175,1.0346487258147008,1.0377071711517123,1.0038153219708652,0.98294726535903953,1.0226927815247859,0.9956993807851825,1.0418764727844154,null,2.1747272695924558,0,1.464735695529494E-3,0.1347236454900092,1.8938200204062318E-2,2.576102195080197E-2,5.301723025098906E-3,1.4440597678093939E-3,0.23845934745317851,1.3209532336207348,0.13799979502102405,0.1853079905410745,8.8304111339873065E-2,1.5068622220515306E-2,3.9302546538026494E-3]
[null,1176,1.043839717319796,0.98976110263164252,0.96918994205697473,0.97733538266833941,0.99758676411214808,0.99720546987050829,0.99121564565761311,null,2.1472573807796715,0,1.5784141424580347E-3,0.13074886950732781,1.8947104404559201E-2,2.4821580158855338E-2,5.1214364889033215E-3,1.5561672022096184E-3,0.23008337623519984,1.3133677155851764,0.13670850442044963,0.1819369580006939,8.7500151531201831E-2,1.3808557253515213E-2,4.2353741340342421E-3]
[null,1177,1.0276850841256415,0.98744774977070071,0.96515725000465091,1.0085601634768109,1.0313940848078105,1.00182378859427,1.0391301335503627,null,2.2170657473793982,0,1.624946188999147E-3,0.13297821852456274,1.9252407298801615E-2,2.5600000743349071E-2,5.1825215567593641E-3,1.6021489831564851E-3,0.24562777404174335,1.3553248175252157,0.13884849946799577,0.18664847536305654,8.9211268645136232E-2,1.405404003473841E-2,4.3605213838815984E-3]
[null,1178,1.0481937968547836,0.97870513265583736,0.9910917428616155,0.98869264290599146,0.99784460844994927,1.0030546426715696,1.0324756520399812,null,2.1783178758370911,0,1.5148081081871657E-3,0.13408805148097658,1.8928159886275643E-2,2.5578403411954203E-2,5.2314788619411802E-3,1.4935821646050137E-3,0.24064180098014964,1.3286549432923975,0.13618858516764712,0.18174771898999922,8.8556007347763852E-2,1.4658914068739991E-2,4.0650382928266093E-3]
[null,1179,0.99520033998375046,0.99275356833558159,0.99393149380594692,0.98353452827670063,0.97192257346037392,1.0069098714221647,0.98352428376800127,null,2.1925156010258684,0,1.5872223004634275E-3,0.14171699193646178,1.9875438621491739E-2,2.5630647190823381E-2,5.509061623512993E-3,1.5650668219157574E-3,0.24005096900636741,1.321727200391092,0.14344705754288953,0.18183329625355354,9.3435631369824329E-2,1.5051866603282791E-2,4.2595959651155054E-3]
[null,1180,0.99289790850913173,1.0153842280277821,1.0188086177889517,0.96552062223414703,1.000513455244461,1.0253192553688051,0.9715727719716678,null,2.1776066432448062,0,1.5308261343199123E-3,0.14738264847743032,1.9838599879145869E-2,2.5778784882693227E-2,5.6375943161833583E-3,1.5098415325768184E-3,0.23665790525187455,1.2975606773638388,0.14383743821833586,0.18522567128570883,9.5751969145862925E-2,1.5847048092927515E-2,4.1092909325466508E-3]
[null,1181,0.98358103927219354,1.019666757938221,1.0095825562980481,1.0177873748551616,1.0256000038424975,0.99716423801687504,1.0196153120912024,null,2.2586497267231631,0,1.5305774055019803E-3,0.14325587560804612,2.0002137212411758E-2,2.6787246608161282E-2,5.6320055913289735E-3,1.5090038075884441E-3,0.24778923237197217,1.3677840043333365,0.14517828037639482,0.18861894469432594,9.3576919386288815E-2,1.5939643217524821E-2,4.1070109212842645E-3]
[null,1182,0.99313607380512714,1.040367156204246,1.0032678786233897,0.96196249889790741,0.96195835981896338,0.99835558395073032,0.98739786856495526,null,2.1552844164066394,0,1.5309086984378315E-3,0.14058283036399596,1.9718358206418297E-2,2.5340025153522058E-2,5.517096351346399E-3,1.5093561804508787E-3,0.23534498550238378,1.292751558959315,0.14376685608635709,0.18083920110085214,9.2174394483270111E-2,1.5162692753107797E-2,4.1079699640561278E-3]
[null,1183,1.0247296617544301,0.98450639050130706,1.0136355939726791,1.0031687000399487,1.0120127313846459,0.98165141420637703,1.0018679955518783,null,2.2055582798584359,0,1.4452458509709026E-3,0.13690338804201646,1.9350212040890515E-2,2.6308309997419409E-2,5.4705427781479698E-3,1.4245530914062531E-3,0.23663545910217851,1.3481457542503679,0.13935768361076462,0.1846643335106076,8.9214173361994803E-2,1.5651952012604047E-2,3.8771639110074482E-3]
[null,1184,1.0017870184606665,1.0168440839050503,0.99476670991249649,0.99184537847766874,0.98937433489355153,1.0028715731406981,0.99534012101813718,null,2.1986368949377408,0,1.5594986564546557E-3,0.13958564460647033,1.964140093986114E-2,2.5781509092237229E-2,5.4487780915634032E-3,1.5376425065540414E-3,0.23816224242732412,1.3328969899951668,0.14250582112053736,0.18341483866913272,9.1984532272992248E-2,1.5052037853230003E-2,4.1849560191240436E-3]
[null,1185,1.009352375062645,1.0384778626090507,1.0089920242996147,1.0028603761998738,1.0313654689512339,1.011573694646472,1.0472511803435629,null,2.227957996861897,0,1.5088276778682018E-3,0.14099733858757835,1.9412838650108486E-2,2.6425417965384661E-2,5.4628496387197929E-3,1.4878635841852033E-3,0.24695599144493749,1.3477228488989104,0.1414701603458505,0.18772990131202608,9.213370408269872E-2,1.5618435827309034E-2,4.0494742020534139E-3]
[null,1186,1.0163870962540849,0.99108850374986268,1.0401144500711474,1.0056269851312709,1.0276461821090201,1.0054282542041018,0.99001778640353888,null,2.2262139758330943,0,1.410254954042044E-3,0.14474169586119501,1.9496833399676672E-2,2.6921874377280282E-2,5.6584575505306137E-3,1.3905406919748418E-3,0.2370280081685413,1.3515071641824454,0.14056176286185515,0.18693059900094655,9.2879853288177092E-2,1.67228480325738E-2,3.7845933719396056E-3]
[null,1187,1.0217855637530198,0.97592508034523018,0.98580900081237299,1.0032028394603427,1.0051765855766024,0.98989417985774364,1.0439638274034513,null,2.2149819615872608,0,1.5514072725140917E-3,0.13512598194536096,1.9426275935116182E-2,2.5928868233005799E-2,5.3405338357334674E-3,1.5293794773646645E-3,0.24883973346640487,1.3481473735396614,0.13969652247355147,0.18403462396966186,8.9524705879754418E-2,1.477690332658143E-2,4.1624667775773993E-3]
[null,1188,1.0297259905232554,1.000175811446782,0.98538722108798726,0.997090457767418,0.99207387979664952,0.9786902703026692,1.0064120546594415,null,2.1826266637905287,0,1.5151455239197187E-3,0.13177765372710559,1.9172409119392941E-2,2.5572203167217804E-2,5.2684905305362614E-3,1.4933863174438609E-3,0.2342484868858318,1.3399327533054415,0.13861835327531088,0.18210553827289178,8.7328485325392682E-2,1.4559544126465675E-2,4.0645052614149508E-3]
[null,1189,1.002220587439286,1.0007827457110356,0.9856865215511752,0.98429784680270116,1.0316688392542803,1.0312937281857739,1.0121539066174621,null,2.2068846885860212,0,1.6391655925238795E-3,0.14279928319174873,1.9696142798714039E-2,2.5640914948559971E-2,5.4140518436925945E-3,1.6168260420616708E-3,0.2462337349137266,1.3227418721706283,0.14242334513384591,0.18816235967590184,9.4615445817013796E-2,1.4779410142718668E-2,4.4004674999303462E-3]
[null,1190,1.0000763259271999,1.0219086514263458,0.97995354853483851,0.99749503645095661,1.0222357521023235,0.95859583463323272,1.0220877168928888,null,2.1994458118701892,0,1.5380163292684024E-3,0.131545837550819,1.9644315096067434E-2,2.5684353219945173E-2,5.3684814430996061E-3,1.5154656625848346E-3,0.24065690593303221,1.3404698677230467,0.14271555292834651,0.18721809235818543,8.7460743994635853E-2,1.4579614329258367E-2,4.1245979604345121E-3]
[null,1191,0.98869985690400819,0.99161907505850633,1.0173605252083775,1.047060439384895,1.0272925699652948,0.9915448159179393,1.0216114873551312,null,2.300763168703992,0,1.4989605181021828E-3,0.14361754980017211,2.0025991569932337E-2,2.7504435029180489E-2,5.6826506228323708E-3,1.4777128231573209E-3,0.25004061129706734,1.4071388225525969,0.14444479522984885,0.18850499276288996,9.3385051872390337E-2,1.6417668485290728E-2,4.0218471767329914E-3]
[null,1192,1.0138838172048708,1.007653449704466,1.0028770261327677,0.97419796308045559,0.95845559080553855,1.0035164189543722,1.0036097110046587,null,2.1680643161410891,0,1.519196512685171E-3,0.13935293410124092,1.9450848156704399E-2,2.5537696707486627E-2,5.4401143165178807E-3,1.4979188730559899E-3,0.23846083224877504,1.3091937881056017,0.1408239763533829,0.17922048074719088,9.1389177914207712E-2,1.5138903745975539E-2,4.0768413836346105E-3]
[null,1193,0.98061101621450175,1.0023913731693168,0.99890198433149013,1.0142928127402617,0.95474034041962985,1.0051076066297533,0.97627515841890233,null,2.2403615409902198,0,1.588090168651402E-3,0.14393678083595116,2.0131475983138629E-2,2.6311549860428621E-2,5.6080344566583375E-3,1.5658828269859823E-3,0.24055929305286902,1.3630694898540152,0.14559289591996319,0.18078233215964185,9.4618434952114569E-2,1.5511644395184675E-2,4.261816861920658E-3]
[null,1194,0.95206586583782571,0.97368139838022771,0.97626010530195972,1.0003277603232861,0.99836487741434443,0.99769973883257268,0.99720022583850743,null,2.2511630192855181,0,1.7124826265895079E-3,0.14492442714093332,2.0853137337854148E-2,2.5968879517536899E-2,5.6774576577996779E-3,1.6883580170716063E-3,0.25597642870686083,1.344272473695356,0.14990346515154296,0.18750677033639598,9.6571207685698088E-2,1.4937742709660197E-2,4.5951539553981662E-3]
[null,1195,0.99352172544633577,1.018113153933855,1.0392975800000388,0.99702737625836635,0.99155091487758906,0.99504252716821096,0.97466589234482259,null,2.2144748050631455,0,1.4218044761868643E-3,0.1455468912072195,1.9827327915015364E-2,2.6718420504561458E-2,5.7497542175615809E-3,1.4017213086336675E-3,0.23472810640933198,1.3399477768388233,0.143794812464313,0.18419427816674352,9.3440502995192756E-2,1.6731994187138773E-2,3.8150233247956382E-3]
[null,1196,0.9983951021492905,1.0206475311880958,0.98359360033238497,1.0041605848614574,1.010584694612787,0.96540660976858772,0.99663778925416002,null,2.2054914524187335,0,1.5403328329827029E-3,0.13321674870411471,1.9685001732285608E-2,2.5797243683244282E-2,5.3995207560073016E-3,1.5179075319477454E-3,0.23577395878372553,1.349431634902778,0.14296424489207937,0.18600397319752912,8.8377491515453724E-2,1.4732815628670619E-2,4.1312439238783347E-3]
[null,1197,0.9833667093782209,0.98252979226438752,1.0070493857431129,0.98330190793416372,0.98011661617352852,0.96833005398116612,0.97189370311371026,null,2.1912107621718775,0,1.5067332744969286E-3,0.1398900623756551,2.0168842646679525E-2,2.5901822052158272E-2,5.6645691809220026E-3,1.4848633670584196E-3,0.23834380524267448,1.3214352642712448,0.14520398428312309,0.18348862811277108,9.1515098864444602E-2,1.5579246449587778E-2,4.0413086000556193E-3]
[null,1198,1.0062707506821078,0.99440204720211689,1.0310179237764101,1.0049394994645147,0.96807506223775686,1.0159451753949571,0.99355585392667201,null,2.2271859850689713,0,1.4658215746806166E-3,0.14639843587480264,1.9672701688374296E-2,2.6716176602998423E-2,5.6585346504750634E-3,1.4455426550416598E-3,0.24063125923824566,1.3505617089453763,0.14195394963605132,0.18077612028211196,9.4438162676497253E-2,1.646492380965996E-2,3.9342905840152329E-3]
[null,1199,1.0007972577499051,1.0112230635238713,1.0406378479197935,0.99356975498152711,0.99413515375275985,0.99060261986688525,0.95980008406572126,null,2.2012289734512978,0,1.4033405476100438E-3,0.14422868869519284,1.9713454883532058E-2,2.659459854530493E-2,5.7242710425932956E-3,1.3834293410217979E-3,0.22991274156916586,1.3353041888101511,0.14275256367581463,0.18405327584164508,9.2522773001794886E-2,1.6677089973787952E-2,3.7652386189016306E-3]
[null,1200,1.0330811860826818,1.0244215445900859,1.0031517105757186,1.0040054473994064,0.9958524038315909,0.97821741894778336,1.025276710547125,null,2.1942750316075403,0,1.4472854086008172E-3,0.13281805103420641,1.9020380680384998E-2,2.6052320764579879E-2,5.32118550198945E-3,1.4264907033692976E-3,0.23513222683209947,1.3492515793289932,0.13820770848485048,0.18236052505315073,8.7089344795804116E-2,1.5160066384673439E-2,3.8824374520372426E-3]
[null,1201,1.0053749753163685,0.98549962159105708,0.98788401075284904,1.00656267886216,1.011882384409114,1.0213400680259679,0.99386575728844628,null,2.2284093230428619,0,1.6163703390012377E-3,0.14173323741409413,1.9702298762631874E-2,2.5993427059208658E-2,5.4278080540928336E-3,1.5941267695983516E-3,0.24210160465423397,1.3526651967255037,0.14198151017573274,0.18574188335460975,9.3785251064001762E-2,1.4960661785056426E-2,4.3386875630983465E-3]
[null,1202,0.95853286968778106,0.98996929582608528,1.0152198135020389,1.0187076242952384,0.98369078901736762,0.99648872409454026,1.0154891552758143,null,2.2800326541462606,0,1.5613493758962536E-3,0.14864247523890184,2.0662417002985677E-2,2.7051922368830632E-2,5.8507548820513743E-3,1.5393271262189102E-3,0.25698155720245625,1.3690313904763123,0.14898561329985885,0.18546349458271069,9.6773911015982844E-2,1.6421599327328278E-2,4.1895409985170931E-3]
[null,1203,1.0194288558047846,1.023901971364511,1.0336730261911058,0.99675881151422951,0.99014343116385972,0.99664344000947314,1.0124768580517287,null,2.2028367463249792,0,1.4025286452694133E-3,0.14116419442384082,1.9295913289179855E-2,2.6562630041044685E-2,5.5647275483269769E-3,1.3827495735872883E-3,0.23705404905550384,1.3395735390508645,0.14012772863112405,0.18251158012269608,9.0921696891680906E-2,1.6317077826367186E-2,3.7633885160301707E-3]
[null,1204,0.96323458604888723,1.0065987114932289,1.0213788370116463,0.99077224504609018,0.97108174266530145,0.99955255252757702,1.0192378596119105,null,2.236925404669464,0,1.5330371140435137E-3,0.14869108766727607,2.0490342735731817E-2,2.6591010423144469E-2,5.8376985286365257E-3,1.5114804768034662E-3,0.25485471441823421,1.3315014245618493,0.14827315095916613,0.18374197072482151,9.645689747767755E-2,1.6394912211712395E-2,4.1137515984537671E-3]
[null,1205,1.0138293086033912,0.98861365612587393,1.0153360365035515,1.024394881793198,1.0370228188138351,1.0301537715621405,1.0048292586807437,null,2.2610665069920839,0,1.5261524217512036E-3,0.14541060030130284,1.9541406358493534E-2,2.6894755517049857E-2,5.5339713644566718E-3,1.5053300675333548E-3,0.24326239768812499,1.3766746700001555,0.14085988090590232,0.18811535973092983,9.4663332928632951E-2,1.6033942339350772E-2,4.0970122119023955E-3]
[null,1206,0.99978105655595428,0.97668010412737294,0.99423716872407508,0.98518626494208883,0.98382126597287023,1.0193086073835882,1.0057519456444834,null,2.2054372115527818,0,1.6041425207676317E-3,0.14338481023783919,1.9855742611496488E-2,2.5771660164905747E-2,5.5052991336917599E-3,1.5820232280420836E-3,0.2473609463281127,1.3239473346503441,0.14279052658931435,0.18290547542151972,9.4517989325831678E-2,1.511380066953631E-2,4.3057457129135873E-3]
[null,1207,1.0059675185772381,1.0026721489979002,0.9982560652816499,0.97823437172173355,0.98007742934524467,1.0032263311949288,0.99603840412241795,null,2.1795685063185672,0,1.5471389671696848E-3,0.13994803530675526,1.9622430435032048E-2,2.5586305634178526E-2,5.4626787386162969E-3,1.5254637039974564E-3,0.23905533750764019,1.3146109374982506,0.14192159111158412,0.18212091426617641,9.2031752716397547E-2,1.5078389033802582E-2,4.1518093333062023E-3]
[null,1208,1.0157889477863959,0.98178350347998922,1.0003201559314501,1.0181840289082835,1.0033715840612871,0.99020843490368649,1.0368847467790681,null,2.2400509593106741,0,1.5128287057269416E-3,0.13767482502869388,1.9524194658618925E-2,2.6490077989754186E-2,5.4466242121306964E-3,1.491355488772027E-3,0.24800450551610229,1.3683010337998645,0.14055406176062399,0.18418561429964117,9.0425795063711956E-2,1.540672218325382E-2,4.0589780152327105E-3]
[null,1209,0.98774032162013037,0.96856988975694969,1.0153863880642562,1.0018735266370309,1.0179219973101625,1.0188805505098983,0.98889861692593273,null,2.2433279630184306,0,1.5561546640072441E-3,0.14826902623797067,2.0148170109024859E-2,2.6577304389537499E-2,5.7060883999127841E-3,1.5346880541377845E-3,0.24734117308112813,1.3464085291544847,0.14458050232612138,0.18750232295052743,9.6521334707943079E-2,1.6118063298065158E-2,4.1769149735819688E-3]
[null,1210,1.0260679032726505,0.9759369735611223,0.98232081553784678,1.0013295479103244,0.98795225380033969,0.96136943672775799,0.98896007506031536,null,2.1844685114653442,0,1.5112780477111742E-3,0.13019358199793069,1.9343018066375128E-2,2.5569121429800546E-2,5.2988678764878195E-3,1.4891833512433537E-3,0.2325041388713297,1.3456256185838222,0.13910568595884268,0.18184242465526881,8.6438138712822077E-2,1.4516943836206298E-2,4.0530661729246062E-3]
[null,1211,0.99092559611576403,1.0024511416972417,0.99356950761222274,1.0064087004354643,1.008106364312815,1.0298161120450926,0.96237802834342301,null,2.2313593981732169,0,1.6280708634019197E-3,0.14525096352053926,1.9918307655363256E-2,2.6060804160441108E-2,5.5189285809210103E-3,1.6058506820763852E-3,0.23654165455954287,1.3524662267747403,0.14406503213923072,0.18618024201422387,9.5786326878934916E-2,1.5222535882528762E-2,4.3705961880768449E-3]
[null,1212,1.0112190322295382,1.0314887851748009,1.0328655763993824,0.97280235553943917,1.0361141154592128,0.98557906896191194,1.0236572822307142,null,2.1786689447822196,0,1.3983014673001654E-3,0.140374108718619,1.9420506114381758E-2,2.6231108295671404E-2,5.5961974040780417E-3,1.3783606332805967E-3,0.23983689132448924,1.3073759414901613,0.14126354155020596,0.18817951193672486,9.0455093065979403E-2,1.620454244859915E-2,3.7514432673291403E-3]
[null,1213,0.98816075893861788,1.0343115352935603,1.036233902486404,1.0026552760394982,1.010883956340803,0.99607958671206076,1.0041941227025226,null,2.2323399088221674,0,1.43519066688924E-3,0.14556950767251825,1.9863854173192339E-2,2.690361632981278E-2,5.7429984978375759E-3,1.4149395239788339E-3,0.24131632909148748,1.3475039809013096,0.14456774931451982,0.18670065601168662,9.3620359466899727E-2,1.6720109556231745E-2,3.8509989495816624E-3]
[null,1214,0.99942796796928113,0.99516522119920769,1.0113425674616372,0.99514870477507533,0.96809813660941013,0.99463693856156643,0.99048788662798559,null,2.2062657058546509,0,1.5050385765812226E-3,0.141610851106974,1.9791701479754623E-2,2.6156562026554281E-2,5.5825638502302556E-3,1.4837710480191102E-3,0.23959317582660253,1.3373635351637492,0.14288039471202349,0.18116440944195258,9.2406446732452921E-2,1.5698997375202164E-2,4.0383356677134944E-3]
[null,1215,0.98739629854165989,1.0136810740133251,1.0312008488746531,1.0237806713558371,1.0356000303503181,1.0030343929505448,0.96821769962173121,null,2.2605723810194172,0,1.4680802441878493E-3,0.14667839914353539,1.9964352544117787E-2,2.7164492390163653E-2,5.7434613242598126E-3,1.4475086500900453E-3,0.2356973980410875,1.3758832238187404,0.1446678813737704,0.18953601824568689,9.4608722664636449E-2,1.6709361693070489E-2,3.9396413744468431E-3]
[null,1216,1.0430347305712393,1.0072122055072292,1.0289530797211475,0.98300338364896267,0.99169563207031142,0.97898545346686305,0.96426722248510133,null,2.153065653110954,0,1.3647365052992363E-3,0.1353850596156963,1.8924684645916737E-2,2.5931681743145599E-2,5.4322782259939211E-3,1.3451432522822539E-3,0.22112616743365854,1.3210767123936689,0.13694590205064394,0.18136505820983256,8.7438435973999973E-2,1.5798229565055485E-2,3.6610365063583531E-3]
[null,1217,1.0105781971879337,1.0112990017363903,0.96578672710654845,0.99257226887546435,0.99790423173345932,0.99236852016458454,1.0265075407101101,null,2.193038563736065,0,1.6261716574062391E-3,0.13331440109367565,1.9476161905316786E-2,2.5286712316643787E-2,5.2461363426053471E-3,1.6031398836803417E-3,0.24307033038985282,1.3338404612125674,0.14120032800905188,0.18383969524373059,8.94024219008063E-2,1.4021728807082356E-2,4.3632182884572662E-3]
[null,1218,0.97815994559084174,1.0111872122758265,0.97569607901979105,0.98027900974052162,1.0033741919589283,0.95933524987766639,1.0377052421467843,null,2.1945677076049566,0,1.5912880083124475E-3,0.13436142701564324,2.0128414520439817E-2,2.5463984025418353E-2,5.476997463259658E-3,1.5679742460027232E-3,0.25115959605399474,1.3173297315697088,0.14590321292183489,0.18641094264490288,8.9563088011119757E-2,1.4526118125895496E-2,4.2675090150481329E-3]
[null,1219,0.98712242522701887,0.98777245947900549,0.99832231274639349,0.97583282165648566,1.018431510895548,0.98954031173377544,0.98830782607108936,null,2.1907154158260198,0,1.5600826895177384E-3,0.14111938575323379,2.0063056500507135E-2,2.5701094099003671E-2,5.5857167079552301E-3,1.5379237943040469E-3,0.24244058591374754,1.31138368875046,0.14463116192695469,0.18758218786273123,9.2798390036883713E-2,1.5246585578102146E-2,4.1857215916530771E-3]
[null,1220,1.0008486918166495,1.0013421930092059,1.0233362450810772,0.97609951821834351,0.99513249096762058,0.97370327897722608,0.99609052045171242,null,2.1784738099227363,0,1.433072550153004E-3,0.13976553240436587,1.9744224013480402E-2,2.6053678866213573E-2,5.6360719433923455E-3,1.4123865977171387E-3,0.23828489417538681,1.3117866695052507,0.14270523633305734,0.18414681011484141,9.056325132974434E-2,1.5964076463568438E-2,3.8440507258692444E-3]
[null,1221,0.97773641710399861,0.99703132656760507,0.97859423549741198,0.97540280735090545,1.0055080292748819,0.96177143950913702,1.0096329385914964,null,2.1855604440258536,0,1.5914167305934419E-3,0.13556112078113394,2.0201533915247708E-2,2.5373352321337261E-2,5.5131352457497935E-3,1.5681601414737967E-3,0.24643134672845696,1.3107800227481108,0.14597321342768857,0.1866809130172839,9.0204431835777948E-2,1.4596615632944092E-2,4.2680149612399701E-3]
[null,1222,1.0055402885792173,1.0039525782744367,1.0105552501427628,0.96219981027992951,0.98639893082950969,1.0191340381194069,1.020015129482839,null,2.1722869386536714,0,1.5322755598543103E-3,0.14388090902040862,1.9632895916292085E-2,2.563412509804629E-2,5.5334158051531697E-3,1.5111436113073411E-3,0.24614601670721462,1.2930826869949694,0.14201007006019409,0.18287141678508537,9.3931311610894241E-2,1.5472387842339463E-2,4.1128347616209955E-3]
[null,1223,1.0252540177557821,1.0378541624473359,1.03548798779122,1.0425303356169833,1.0039094428103972,1.001147910091793,1.0043457097572697,null,2.2605958488181259,0,1.3914219740102046E-3,0.14082345469400173,1.9130338813336051E-2,2.7402888758687828E-2,5.5268616050147866E-3,1.3718878208088454E-3,0.23261734298770156,1.4010916526021848,0.13933566497787189,0.18373835988202356,9.0607065745051743E-2,1.660792649991032E-2,3.7338264055430904E-3]
[null,1224,0.97870409223278165,1.0172971636171422,1.0252296054791368,0.99272401720965442,1.0161198141121224,1.0067092036255041,1.0026197333315396,null,2.2300074833389196,0,1.5039737449657645E-3,0.14759121321850516,2.0122076801599754E-2,2.6604978497379441E-2,5.7547279520191582E-3,1.4829761191294754E-3,0.24605902697485146,1.3341324187208567,0.14593861967442548,0.18786244128911916,9.552850184123203E-2,1.6398303861445727E-2,4.0361721333241453E-3]
[null,1225,0.99929685114901046,1.0080653774478781,0.99895289845210489,0.98456773298745992,1.0080166763150324,0.99379694314560496,1.0121000702477707,null,2.19630800962946,0,1.5387828620081463E-3,0.13946674781558979,1.9730553202602454E-2,2.5832478975422811E-2,5.4966306800290649E-3,1.5170201176211084E-3,0.24312118422983983,1.3231231656555187,0.14287057410242138,0.18567333013741116,9.167723270638263E-2,1.5209046194010959E-2,4.1288286746172832E-3]
[null,1226,1.0162971846833735,0.98982637948938434,0.99609437803715106,1.0072741606094364,0.99145848426626038,0.99607119087833662,0.96600599335563542,null,2.2055936565268786,0,1.531660537996268E-3,0.13763178493969569,1.947683289389392E-2,2.5947801523157621E-2,5.4103586105859695E-3,1.5100479825296573E-3,0.23040994033377371,1.3536330418414553,0.14047420214938239,0.18280615063723329,9.0625173746205948E-2,1.509012958569843E-2,4.1098528212620694E-3]
[null,1227,1.0047402973193305,1.0122027445092703,0.97426411192209739,1.015149932532873,1.0141865045797476,0.96060415550514611,0.98367963305430084,null,2.2112782159332225,0,1.555492450249844E-3,0.13077355076059166,1.9590707071316143E-2,2.5746648884768252E-2,5.3229111945300332E-3,1.5327332276556997E-3,0.23175730666248581,1.3641888563264797,0.14204008308701321,0.18602818949302044,8.7247176272265206E-2,1.4433950823036794E-2,4.1715945803061103E-3]
[null,1228,0.98927440385082832,0.99343537080738964,0.98985541075243266,0.9741875035544324,1.0217691737031251,1.0234927145992196,1.0040790504409334,null,2.1992457741415397,0,1.6365429090258175E-3,0.14436428409157412,1.9988902184679292E-2,2.5579299726270103E-2,5.5177554944809632E-3,1.6140691035242333E-3,0.24776992504208972,1.3091605393908168,0.14429685787049951,0.18782134240226436,9.5413371874497582E-2,1.4963005847809126E-2,4.3929640220559864E-3]
[null,1229,0.97897921120787834,1.0057270093783437,1.0126652540456922,1.0002169858391201,1.0284164798105306,0.96775353212936743,0.98263855059065397,null,2.2226978936027475,0,1.4873850113197051E-3,0.14045374015081516,2.0159078274635697E-2,2.6423130580716971E-2,5.6937032932153188E-3,1.4657830784313315E-3,0.23923367145387742,1.3441771619253169,0.14586797329136422,0.18922366950279784,9.1580044401523661E-2,1.5917944317142003E-2,3.9893783442281417E-3]
[null,1230,1.015314958622574,0.96615368071867902,0.98263001360683966,0.99315116844590745,0.99659374604108175,0.970907707750297,0.99762445922942944,null,2.1885480049024459,0,1.5448708350761916E-3,0.13323149286752856,1.9591442570370064E-2,2.5555820284364445E-2,5.3686064149362023E-3,1.5225069010477257E-3,0.23899541138846833,1.3346355651973369,0.14057961836001073,0.18343167729442089,8.8438588112940961E-2,1.4598384455710999E-2,4.1437618903868668E-3]
[null,1231,1.0140165864790727,0.98515340655274997,0.99588803584793606,0.976301871592966,0.9792403026937766,0.96547190037667263,1.0019713030686301,null,2.1631747612357741,0,1.4901340914671936E-3,0.13375613220524163,1.9540843404244765E-2,2.546364011135728E-2,5.4270114860625936E-3,1.4684410878230208E-3,0.23766181434001862,1.312010392512357,0.14078967080369165,0.18155613944058507,8.8084043345892815E-2,1.4910154020385884E-2,3.9966125695797593E-3]
[null,1232,0.99799909915859009,0.99155586473806379,0.95806107236052274,1.0265023105211215,0.97799862143683802,0.99486767475196136,0.99148593023433262,null,2.2401024939084455,0,1.6846117414073176E-3,0.13491521688424074,1.9802558491537271E-2,2.5704525140871636E-2,5.2919132354165696E-3,1.6608122059468299E-3,0.24022884419204532,1.379430426813645,0.14296235086999123,0.18232258046427444,9.0905131635611133E-2,1.4042562378279534E-2,4.520183337990721E-3]
[null,1233,0.97823675986990466,1.0306291970897612,0.97141480164250293,1.0234075010644312,1.0029900624294286,1.0128640200512038,0.97632210968662425,null,2.2511946985076863,0,1.6877828461054837E-3,0.14078459460382509,2.0039979493607151E-2,2.5981400006083958E-2,5.4291723070057822E-3,1.6643621714328924E-3,0.23826321588766908,1.3752827195539377,0.14588172316416556,0.18635910091410876,9.408882606979907E-2,1.4577542008358077E-2,4.5298451737979754E-3]
[null,1234,1.0285016577303481,1.0133379770169633,0.98492594310119175,1.0378404306764346,0.98302789497014154,1.0293026634317359,0.9821430027760869,null,2.2457048297050592,0,1.5923344023305662E-3,0.13839705145551864,1.9139821759112084E-2,2.625069613179342E-2,5.2570774165648249E-3,1.5705911173280896E-3,0.23123774785042261,1.3946937007713136,0.13878233502799633,0.18115115806832363,9.1740576616639535E-2,1.4801776616231816E-2,4.2746312761443792E-3]
[null,1235,1.0264818557880835,0.98025990474693747,1.0137067431376927,1.0128990412362397,1.0052760135831269,0.97558310107126012,1.0249158095455606,null,2.2212901979518143,0,1.43501192388991E-3,0.13595087084334767,1.9335604029193747E-2,2.6544665385955825E-2,5.4668009310672354E-3,1.4143378902913839E-3,0.2417043473975676,1.3612223729824044,0.13911996138734298,0.18380408465524256,8.8589751885382803E-2,1.5723050986893587E-2,3.8493615010129164E-3]
[null,1236,1.0193241100808854,0.97757832937963929,1.0082756918275468,1.0233026511789511,1.0033282080224259,0.9832405879752838,1.013098853689228,null,2.2391380584061018,0,1.4738478403291306E-3,0.13737517295688542,1.9479766975390805E-2,2.6643140799737255E-2,5.477756690477494E-3,1.4527796696304377E-3,0.24149913642217197,1.3751934859066544,0.14008458104992896,0.18398506558075933,8.9804792564439448E-2,1.5662240278309099E-2,3.9539873520446668E-3]
[null,1237,1.0158344956361378,0.96248046541871868,0.95415260165776183,1.0132286306410163,0.99663863931731433,1.0112158547282846,1.012767315980946,null,2.2263896866206419,0,1.7069682567717457E-3,0.13512704490569558,1.9580270626663621E-2,2.5448383511483496E-2,5.2114872016174943E-3,1.6832427470524919E-3,0.2459919838656105,1.3615905751268487,0.14044351207849459,0.18338376869308795,9.1267117086909377E-2,1.3788037157292137E-2,4.5812318766544442E-3]
[null,1238,1.0174156442430449,0.98454746718929131,1.0188003126493135,0.98231308069564016,1.0043034026775464,0.98147582573796976,1.0023732158160232,null,2.1824081133966668,0,1.439814939414377E-3,0.13853087004264594,1.9492328169282154E-2,2.6054027876947584E-2,5.5391474835019584E-3,1.419196250549846E-3,0.23847688764977001,1.3201280027438944,0.14037121721525675,0.1842137900347971,9.0001558825935385E-2,1.5758317687420056E-2,3.8625843560784216E-3]
[null,1239,1.0086104084905454,0.96556269451887444,1.0081597021207802,1.0312788607464893,0.99497412716618994,0.99515755335286293,1.0278124130234292,null,2.2664156920125524,0,1.5120279132665607E-3,0.14090899803256304,1.9740250208010544E-2,2.6922538395843704E-2,5.5503609703627839E-3,1.4906727969208077E-3,0.2501371063269765,1.3859123233677002,0.14157232795482755,0.18365895880420685,9.2121231375541138E-2,1.585583173980331E-2,4.0571199530629997E-3]
[null,1240,0.99674078115674947,0.96333460506112401,0.99514508439321347,0.96962210291938267,0.99302028312386104,0.99215015488250058,0.97922598891254697,null,2.1747065172549953,0,1.5679588137605493E-3,0.14048188864592551,1.9977254930552996E-2,2.544221828546989E-2,5.5440624147909774E-3,1.5457466317715057E-3,0.24109340348893071,1.3030326599946886,0.14322816402976377,0.18412708001456315,9.2554242116136234E-2,1.504074273971755E-2,4.2070127764418219E-3]
[null,1241,1.0311986214474007,0.9894535766588477,0.99783526369865849,0.98074171023757661,0.9895667305146012,0.98095992282271249,0.98692613159422882,null,2.1596838206601414,0,1.4813928555689074E-3,0.1337874642644655,1.919802843873995E-2,2.5460556363160077E-2,5.3422670733733867E-3,1.4601675985388702E-3,0.2308930312060167,1.3179798122071091,0.13844815087269643,0.18175032151140971,8.8002517258312166E-2,1.4868801862782511E-2,3.9740948591033103E-3]
[null,1242,1.0177886394178284,1.0288211201879995,1.0434907522574512,0.97290920919232105,0.99162914415452319,1.0191884517608205,1.0104721892573885,null,2.1797373892887255,0,1.4059561217277289E-3,0.14580331123131643,1.9312664143284305E-2,2.6324442096642274E-2,5.6236276291921454E-3,1.3865673074845918E-3,0.23826241167789181,1.3075444404325569,0.14037588750870406,0.1827824559250272,9.3379583040453795E-2,1.6574175288713602E-2,3.7737791291829904E-3]
[null,1243,1.020948100635825,1.0138397806982731,1.0053681652219162,0.97501417893587861,0.96460092236961215,1.0057531157370139,0.97268750545706995,null,2.1577351800726685,0,1.502225039070867E-3,0.13884124689975391,1.9291789432101168E-2,2.5461242231515097E-2,5.409124899302834E-3,1.4812318901409858E-3,0.22900569026151679,1.3102947587914628,0.13985518919754572,0.17951242244279239,9.0919331155780533E-2,1.5133952992825011E-2,4.0314249170024094E-3]
[null,1244,0.99319261395717329,0.98761699501187639,1.0026093623365577,0.98928593206498161,0.98332720781214467,0.97994028415106516,1.036015625161099,null,2.2103539159196104,0,1.5219626854451078E-3,0.13944617039195634,1.994382970277931E-2,2.6087928557235188E-2,5.5764956753062535E-3,1.5001334577783637E-3,0.25183989846218707,1.3294695944313804,0.14375714456781039,0.18325064280055239,9.1464841327773841E-2,1.545633047708363E-2,4.0828687532112546E-3]
[null,1245,0.99776715983495989,0.98373594872843062,0.982477090734037,1.0229546105821832,1.001444500035479,0.96492508646583375,0.99776186653094823,null,2.2370358968853599,0,1.556659672540335E-3,0.13417386592570713,1.9856961162671615E-2,2.6167526078398121E-2,5.4405214906724552E-3,1.5339853638978377E-3,0.24054632098987727,1.3746864124531613,0.14305164977474041,0.18500719202596277,8.9072339769187409E-2,1.4880779041230453E-2,4.1750024823906098E-3]
[null,1246,1.0071923148861628,0.9959770931054488,0.95948589995253819,0.99373109444469532,1.0073463388708912,1.0361631950142287,1.0122637791677223,null,2.2097528455009705,0,1.7317300613464925E-3,0.13936844675259805,1.9603491862773676E-2,2.5243801048342181E-2,5.2463985837638942E-3,1.708239899395302E-3,0.24581996331760425,1.3353929022882387,0.14166068719460448,0.1850992468367548,9.3823564484108807E-2,1.3868567409109203E-2,4.6492658850225193E-3]
[null,1247,1.0150761927814862,1.0092150644667641,1.046643740214781,1.0208192665828242,1.0142847910027009,0.99604178467976312,1.0118091550245347,null,2.2468762552337225,0,1.3744610612734113E-3,0.14385014034827615,1.9448361965643951E-2,2.7356779167808112E-2,5.6806772417675377E-3,1.3550661025425897E-3,0.23967839117945189,1.3719415321643658,0.14075819343108453,0.18550193746298554,9.1962189023828717E-2,1.702940497354016E-2,3.6880432337002777E-3]
[null,1248,1.0208633879445506,1.0053022815953352,1.0081391189833253,0.98634689224945615,0.95973666732377649,0.96370135493741627,1.0303311422194565,null,2.1752734507956433,0,1.4339409109753968E-3,0.13356112083375762,1.9331013547671881E-2,2.5869766113480134E-2,5.4351840577743738E-3,1.4130276015652289E-3,0.24024221284938233,1.3255292318007088,0.13987305036787809,0.17896985895318793,8.7318515083350937E-2,1.5318615170822433E-2,3.8457953270368854E-3]
[null,1249,0.96051255899548316,1.0144665900118512,1.0009442471252195,0.99405466170869039,1.0145778702079973,1.0045998716365572,0.99737769021673517,null,2.2382945118332849,0,1.6094058331976924E-3,0.1467704915583572,2.0499973178461955E-2,2.6252264173553353E-2,5.722422557509277E-3,1.5868890456767306E-3,0.24938632109095557,1.3358754380120375,0.14864428180942865,0.18881387874264172,9.6364160198623552E-2,1.5668808434738033E-2,4.3189888644987453E-3]
[null,1250,1.0158361480244433,0.99397240284843158,1.0375198393100498,1.0073163063943711,1.0087784785081972,0.9824105788301658,1.0170656636652575,null,2.2246764735100593,0,1.3853150682593142E-3,0.14102807980616131,1.9493335012986536E-2,2.6936329585774202E-2,5.643017722962035E-3,1.3654957138120045E-3,0.24141125049256948,1.3537711890656212,0.1406320833381236,0.18482732554432324,9.0632309293768323E-2,1.6604943804757841E-2,3.7164291974551944E-3]
[null,1251,1.029950637675906,0.98727505054945375,0.98033493545185113,0.98299759483633231,0.9874820159940596,0.97320079760419198,0.99671027463342432,null,2.1598182894669011,0,1.5264984162302456E-3,0.13074065059900458,1.9219988050699497E-2,2.5195224436153893E-2,5.2545558774544227E-3,1.5044525139143474E-3,0.23299087663881848,1.3209881158952141,0.13857685589610363,0.18156973543924854,8.6905386698271331E-2,1.4304322038011111E-2,4.09462380023693E-3]
[null,1252,1.0202228082078493,0.99180826400814015,0.98083956451038945,1.0127502298981719,0.96358320562839528,1.0027570783415365,1.0210132690473881,null,2.2187950896031339,0,1.5846016500798215E-3,0.13598311812218497,1.9384013606812543E-2,2.5862972103156304E-2,5.3021167440082421E-3,1.5623911496202066E-3,0.24277060977125836,1.3609713915273141,0.13989932213142553,0.17941762497674549,9.0362612631925424E-2,1.461120482160063E-2,4.2523136671621499E-3]
[null,1253,1.0185156741524826,1.0264655460260879,1.0252331943955855,0.98613423415169543,0.99666147975352304,0.98362242981065162,1.0006419413956946,null,2.1803062435634386,0,1.4092493449027856E-3,0.13825104933527885,1.9297422242861011E-2,2.6159216178071598E-2,5.5189040058047532E-3,1.3891124086611586E-3,0.23311983642763626,1.3252763463799959,0.14023420179906468,0.1832928073096517,8.9482888012965153E-2,1.5913002752758337E-2,3.7807060555932284E-3]
[null,1254,0.98069323267781516,1.0457909112609363,0.99462435562746698,0.97722818031682224,1.002755665981292,1.0190370469646934,1.006829439239052,null,2.1985113893213417,0,1.6092299394171769E-3,0.14400743522747245,1.9940260101110108E-2,2.5670942807925038E-2,5.530891670155573E-3,1.5870345837961904E-3,0.2440168959597501,1.3132533806169111,0.1455706529078265,0.18620092496402468,9.4906479208583625E-2,1.51163362419213E-2,4.3193849712832855E-3]
[null,1255,0.9987892335430032,0.98680072244953798,1.0057204988611006,1.0176195671367927,0.99252072773296363,1.0322962150563351,1.0141864185091984,null,2.258694177272762,0,1.584319815190186E-3,0.14663806028992704,1.9837637045961445E-2,2.6637435440040394E-2,5.5641364900759814E-3,1.5627487050701354E-3,0.24955155850165595,1.367551582966448,0.14295879136798764,0.18395789441528729,9.600500761753937E-2,1.5760357432730427E-2,4.2532868152287346E-3]
[null,1256,1.0321633915313364,0.98869804929886662,1.0198849110897663,0.99186327980012123,0.99163080846079155,1.034898444085288,0.99473395275551335,null,2.1985021359126478,0,1.4917390200596171E-3,0.14410511729007708,1.9196703706756763E-2,2.6171974187119508E-2,5.461026980729128E-3,1.4714795028028002E-3,0.23693242563792127,1.3329646516032911,0.13836799293546406,0.18194897452709966,9.3563648747480965E-2,1.5804997680421366E-2,4.0048821335414899E-3]
[null,1257,0.97562232781038849,0.99841650736429566,0.99637090479022306,1.0202202405501015,0.98241018228471821,1.0021929132053418,0.98754823150749782,null,2.2574065474475624,0,1.6013560199423982E-3,0.14402736419970094,2.0250489502766922E-2,2.6484807823950424E-2,5.6268353559931761E-3,1.5788980474136186E-3,0.24480980828691837,1.3710311558783868,0.14633139112352397,0.18421707918470498,9.4820782027407111E-2,1.553205203528033E-2,4.2972400014584227E-3]
[null,1258,0.99620622971943606,1.0254979248410674,1.0007017694451226,1.0071405395038164,1.0248295310203768,1.011546853211889,1.0113742840424598,null,2.2342247291872748,0,1.5595430541160353E-3,0.14213293697173995,1.9718342618382467E-2,2.6314346530353708E-2,5.5028951209829709E-3,1.537873731160156E-3,0.24308173953183337,1.3534607002506018,0.14331785619194809,0.18775949878478293,9.3332751718463294E-2,1.5439745454864529E-2,4.185585336278717E-3]
[null,1259,1.0327686204682796,0.97003115342919832,1.0135368455339799,0.98316146723203668,0.99532242168688301,1.0236495016358511,0.99520309002365626,null,2.1851050661344735,0,1.5005357974777818E-3,0.14218315032939205,1.9262199298014291E-2,2.5910855467210805E-2,5.4451240266537582E-3,1.4799328641005678E-3,0.23824254536498166,1.3212581035528828,0.13827271794798188,0.18232697359056668,9.2660152317038447E-2,1.5535957776783366E-2,4.027889396344209E-3]
[null,1260,0.99021429424977314,1.00706617744872,0.97751271648209803,0.95693211803099454,1.0127484022596789,1.0056859933846809,0.99521063885673622,null,2.1605486339230899,0,1.6431649076658838E-3,0.13960217612617262,1.9902393538065215E-2,2.4938313908598846E-2,5.4255240350063209E-3,1.6202006333167114E-3,0.24216812917263073,1.2859573214339559,0.14413127170887607,0.18673415380791156,9.295418880826134E-2,1.434847363306758E-2,4.4096520248928569E-3]
[null,1261,1.0272514071959455,1.038502361799708,0.99062526611514012,0.96642873637896898,0.97338431986435314,1.0352536861714801,1.0028392723955641,null,2.1515301877146848,0,1.5761518210544668E-3,0.13938304684328859,1.9063410494239267E-2,2.5090693435627788E-2,5.2663777477220414E-3,1.5547532270255389E-3,0.23406153589937842,1.2987349570271853,0.13896399338483034,0.18013602205797186,9.2078700581290085E-2,1.4541323077479434E-2,4.2315257596999721E-3]
[null,1262,0.99963665771946075,0.97963869329565034,0.98216768722689618,1.022894477236526,1.0222065345257747,0.99852185314385977,0.97137889345830575,null,2.2429396085537383,0,1.6103542114093122E-3,0.13874109403146459,1.98378386172069E-2,2.6137204175772383E-2,5.4335753915891001E-3,1.5876870145585861E-3,0.23686463172777703,1.3746052213622126,0.14278340722717361,0.18724273278473083,9.2121506188959257E-2,1.4873903570957929E-2,4.3211606727447845E-3]
[null,1263,1.0408782712793736,1.0249074212299134,1.0329368871094331,0.9769372520170797,0.98720117955851872,0.97221056414238582,0.98983843770712132,null,2.1474025253170139,0,1.3417202663996747E-3,0.1346961293243305,1.8893759868481321E-2,2.5945869631673557E-2,5.4447938884539361E-3,1.322323219280113E-3,0.22500834272163586,1.3129331030451683,0.13723847514967105,0.18097851614146906,8.6792698722574627E-2,1.5891305971529102E-2,3.5989278991483829E-3]
[null,1264,1.0155504713489907,1.0187194837609133,1.0031847092220372,1.0199255216658805,0.99123990579219257,1.0048369251040354,1.0418906937987082,null,2.2409964912094096,0,1.5140871590507646E-3,0.13901599291413988,1.9372510219493433E-2,2.6532235374132875E-2,5.4198775299058215E-3,1.4929089482282579E-3,0.24592365977172717,1.3706461260640126,0.14059356324116537,0.18283050432063985,9.1151577621808241E-2,1.5468416343431707E-2,4.0632060197747996E-3]
[null,1265,0.99476370374347445,0.98943319094920223,0.98632536164518092,0.97531733035670032,1.0232839390902198,1.0136427869038327,0.96842020227562087,null,2.184738813428857,0,1.6251156225465825E-3,0.1418149586655785,1.9894043603036149E-2,2.5377736751685184E-2,5.4719906361089341E-3,1.6025818810476837E-3,0.23733340151875049,1.3106742687037256,0.14349244510777415,0.18765868726267906,9.392718849961755E-2,1.47549268321613E-2,4.3616995892366891E-3]
[null,1266,1.0065538313898241,0.99185878595463584,1.03885258795876,1.0305665343109209,1.0189255469064795,1.0004733559995187,0.98568114213297164,null,2.2632443085241065,0,1.4205075129774748E-3,0.14523061112140789,1.9683148828046913E-2,2.7392151782270401E-2,5.7054452602893152E-3,1.4005515823904266E-3,0.23780320258183746,1.3850213741402422,0.14193204104710661,0.18651433560698036,9.3261368717218601E-2,1.6908745653728526E-2,3.8118397155616868E-3]
[null,1267,1.0091738027449102,1.0085736305015416,0.97249499603663592,1.0294490114502131,0.98557115686437802,0.98963597426339278,0.964494631852016,null,2.2291950916824121,0,1.6025698953608324E-3,0.13407022158501911,1.9518971419100389E-2,2.5874673295640686E-2,5.293857382852935E-3,1.5798097263280571E-3,0.228851227223484,1.3834025506367744,0.14141205353375239,0.18253265074858929,8.9542695095876659E-2,1.44192296394257E-2,4.2997212909286521E-3]
[null,1268,0.99978840657648871,0.97867426969042859,1.0221435542466737,0.97883364496855518,0.96935888102719503,0.97096020561500151,0.99195973714353791,null,2.1819725306867852,0,1.4413493132804018E-3,0.14006217442686802,1.9864229725791296E-2,2.6069171577178658E-2,5.6636188357173265E-3,1.4204851106676077E-3,0.24006877655382708,1.3154586508652786,0.1428538205741712,0.18129539846961087,9.0818678929923319E-2,1.5972782722582738E-2,3.866092208446345E-3]
[null,1269,1.0251675523688326,0.97566358982962154,0.98064690171920521,0.99810580174553265,0.99387741437371424,0.99067828059773966,0.99688493718634164,null,2.1921043660562356,0,1.5642216778703972E-3,0.13413272916977087,1.936017685910384E-2,2.5548657626720529E-2,5.2945602047096158E-3,1.5420295147755135E-3,0.23688881695541461,1.3412914396659739,0.13922410708588281,0.18256159203683325,8.9143367983828173E-2,1.4484214621764489E-2,4.1968960093260177E-3]
[null,1270,0.95882713787398866,1.0322887844797961,1.0088587339551278,0.97286884622360026,0.97834738662719478,0.99422051652028887,1.0119309051902923,null,2.2052633758739715,0,1.5635749227541217E-3,0.14601866566738861,2.0462600787865021E-2,2.5980414181520559E-2,5.7574892126872066E-3,1.5414709695527841E-3,0.25048408269732714,1.3074176345976316,0.14892458651234278,0.18483450006655369,9.5422360484921309E-2,1.5787769785580753E-2,4.1953758333541325E-3]
[null,1271,1.0158349469822685,0.99658570047194284,0.99559885774478718,1.0104142150473545,1.0365789439139999,1.0392309183277371,1.0048899504491642,null,2.2372372359073252,0,1.5980031969210413E-3,0.1434635467832826,1.9456238030518352E-2,2.6229206075965544E-2,5.4019401771287319E-3,1.5763909678674804E-3,0.24239875697782537,1.3578520759820545,0.14053700012072132,0.1879325806373984,9.4493078432447114E-2,1.5204008361644221E-2,4.2904165573923857E-3]
[null,1272,0.96190783327205387,0.9767514576805989,1.0139022096191885,0.99926810116141029,1.0048386197347525,1.001643427988272,1.0082526043779854,null,2.2553587408518379,0,1.5728536635165121E-3,0.14915442736375228,2.0650036623805712E-2,2.6680207903584368E-2,5.8395720836974026E-3,1.5507833171320966E-3,0.25639838150086303,1.3429042920254208,0.14845971951215461,0.18763543522273141,9.7182425204131978E-2,1.6255592784426919E-2,4.2207209736504674E-3]
[null,1273,1.0091356572424834,1.0214164185517132,0.95174184093484249,0.98188545366805424,1.0148700144690541,1.0022045105751802,1.011484119153252,null,2.1759356152745255,0,1.6892283023147154E-3,0.13273211565282114,1.9452740494725857E-2,2.480378125343952E-2,5.1646801788881929E-3,1.6655382525454685E-3,0.23935056691003975,1.3194698769582764,0.14137034631605852,0.18583032130152019,8.9782976705564732E-2,1.3468853474066744E-2,4.5330460788913732E-3]
[null,1274,0.99559205819260677,1.0255332847671974,1.0016062431619142,1.0211876207695765,0.95423361348313973,1.0310591480698177,0.99605001001985372,null,2.2485197224907392,0,1.5876125767455859E-3,0.14512570422320303,1.9730921478181267E-2,2.6455682380744788E-2,5.5114108366576568E-3,1.5659706995844699E-3,0.24110479996326495,1.3723395716728448,0.14340835963344972,0.17981717400756062,9.5246807820098103E-2,1.553887632972499E-2,4.2620560221665466E-3]
[null,1275,0.99097604241738946,1.0395854933251003,1.0074716266678327,1.0177695522710708,1.0039864225346697,1.0160445485837237,0.99640168824083164,null,2.2470997332772318,0,1.5481180416306189E-3,0.14401527772971306,1.9767235785330021E-2,2.6577223619636128E-2,5.554122295843256E-3,1.5267026856101392E-3,0.23954219489561734,1.3677562360110358,0.14408999948458404,0.18572382736696097,9.4190280227352735E-2,1.5749569784349431E-2,4.1551814328257466E-3]
[null,1276,0.98437559202922431,0.99833405643034179,0.98996888948301676,0.99558474324285307,1.003395564306061,0.99111078201305625,1.0037800341491818,null,2.2185234603017232,0,1.5905551467971617E-3,0.14029186461087245,2.0066723023510442E-2,2.5928126633102316E-2,5.5398726526174865E-3,1.5679992287767556E-3,0.24567558988332658,1.3379153455993171,0.14501522594524188,0.18604288972942942,9.2715521230853234E-2,1.508727990154924E-2,4.2675770099234811E-3]
[null,1277,1.0088332601443488,0.96942761419968859,1.0143339238450531,0.96755977159878992,0.97652300498828859,1.0321503722504999,0.98448087659471561,null,2.1788609578252651,0,1.5465414586658573E-3,0.14691221491848108,1.9722408291922448E-2,2.5723844773559313E-2,5.5796523575440829E-3,1.5254817397606776E-3,0.24201822435577086,1.3002926445201706,0.14155516958850617,0.18156589396901707,9.5697212798584966E-2,1.5662893549904626E-2,4.1518584207082031E-3]
[null,1278,0.97517754498804832,0.9977744129692343,1.0037988961344126,1.0330581064526863,1.0038072725098148,0.99837986752522956,1.012011256871242,null,2.2845698437927116,0,1.5718106400010874E-3,0.14457058321444038,2.0267353976029138E-2,2.6984932899082933E-2,5.6737243081825782E-3,1.5496828324131052E-3,0.25081076812575281,1.3882956557253117,0.14641567063873842,0.18667018248575148,9.4759172290929949E-2,1.5926202119056817E-2,4.2177258170200613E-3]
[null,1279,0.98092147609936586,0.98967353144403858,0.99542285883116477,1.0215412861085389,1.0236064667702449,0.97603288682224554,1.0048515253790788,null,2.2571187249190303,0,1.5571927575065182E-3,0.13960134064418334,2.017949782763968E-2,2.6563696940634578E-2,5.6017565614400093E-3,1.5347688186351364E-3,0.24668434481089735,1.3728049980924162,0.14553865383368314,0.18854448026887974,9.1958867399816874E-2,1.5486377690388744E-2,4.1771347879197502E-3]
[null,1280,0.98957765621108207,0.99699500707296174,0.97159153924920838,1.0092376174721274,1.0178198633544491,0.97378840195640826,1.0078752417558834,null,2.2264988149894811,0,1.615234946245018E-3,0.13472908187168395,1.995555771155702E-2,2.5797928341183038E-2,5.4072768665960605E-3,1.591921574899265E-3,0.24399003407199138,1.3562410185593776,0.144210278313184,0.18734099878167815,9.0032146596099982E-2,1.4485121497404723E-2,4.3326857500696715E-3]
[null,1281,1.0251983304639101,1.008371210814482,1.0095026603268349,0.9917115688898942,0.99320899536569274,0.98986303371521212,1.0314079770723741,null,2.191854789023052,0,1.4615119447076448E-3,0.13674421344651089,1.9237200989297876E-2,2.6049035555567233E-2,5.4161896511034152E-3,1.4407598834785993E-3,0.24122708095660431,1.3327411100939277,0.13928467832192087,0.18250880511307624,8.9327612392436986E-2,1.541834110737433E-2,3.9212734564608052E-3]
[null,1282,1.0044026144281577,1.0060029080211124,1.0147161388820296,0.99664874906704493,1.0373020631719407,0.9690037993945767,1.0409969289343994,null,2.215474506173599,0,1.445346890859371E-3,0.1373341410177828,1.9648903278077789E-2,2.6447530595905721E-2,5.5609761271643047E-3,1.4243825800599494E-3,0.2471123848994313,1.3393857185826021,0.14218047934233963,0.1886956901291667,8.9438058620378791E-2,1.5814888056216399E-2,3.8766998353318601E-3]
[null,1283,0.98420458716227177,1.0215305893144213,1.0018134440256223,0.9655013684368654,0.97387156508357398,1.0134633578556878,0.99271183329834922,null,2.177187295379698,0,1.5792539685428844E-3,0.14441735964284574,1.9976522926489992E-2,2.5513886244573177E-2,5.5811755410817314E-3,1.557352264675487E-3,0.24213193366107411,1.2975050228666878,0.14506811181476104,0.18272659920545131,9.477026150382109E-2,1.5279724193368064E-2,4.2385994834105998E-3]
[null,1284,1.0081172169264732,1.024664685223704,0.9797864622079151,1.0003810268043527,1.009766768688549,0.97946131121902769,1.0201705429429484,null,2.2019807256162856,0,1.5585743420387121E-3,0.1332790155639651,1.9475982926332375E-2,2.5679063068776459E-2,5.3215750314486877E-3,1.5362090685459701E-3,0.2396498494076893,1.3443479733465051,0.14157685236190201,0.18533544662925489,8.8622021856600119E-2,1.4534256023902126E-2,4.1810546733987847E-3]
[null,1285,1.0086311966276886,1.0020605687978095,0.97328513102126046,1.0083178577199414,0.9897784522884675,1.0103849203364936,0.98424490702692202,null,2.213749511852861,0,1.636711672351921E-3,0.13729502436556965,1.9557814086056197E-2,2.5614696378756061E-2,5.3086706750272716E-3,1.6139439649932679E-3,0.23604595367418738,1.3550067060676192,0.14148992361097781,0.1830405257769282,9.1652487948209488E-2,1.4367853540662598E-2,4.3926234362266026E-3]
[null,1286,0.98659525242939283,0.99631247362916187,1.0170083884791874,0.98949935573618675,1.0225673083040872,1.0197109850271693,0.9871235079141597,null,2.2227241029804703,0,1.5443555855130162E-3,0.14786848392996621,2.0047650361859737E-2,2.6340997529632058E-2,5.6868023594510665E-3,1.5230690892823948E-3,0.24380244160891665,1.3297821118319362,0.14475210088129711,0.18809859905136955,9.6169009384560383E-2,1.6051900556274701E-2,4.1452919814363338E-3]
[null,1287,0.97496688234671225,1.0174990244489608,0.97830000786360138,1.0101490864564184,1.013659095257802,1.015456016813622,0.98934745955438097,null,2.2447532928975833,0,1.6785245730315955E-3,0.14296595935211295,2.0168365404414992E-2,2.5982712188716089E-2,5.5024361490747407E-3,1.6552918260237491E-3,0.24405508795583986,1.3574729412455588,0.14638717911338303,0.18777437123225188,9.5148647629540131E-2,1.4813666690064828E-2,4.5051586836328478E-3]
[null,1288,0.98025382067553191,1.0043129461103086,0.99681937559764577,0.99482723407042606,0.99509622872582781,1.0159484374753029,1.0140853137642771,null,2.2308511089129661,0,1.6120741725401874E-3,0.14521596029660008,2.012900288058421E-2,2.6114433153056903E-2,5.5956055294678628E-3,1.5897719918419036E-3,0.2506101032080188,1.3369072376637912,0.14564105887388129,0.18536419400446327,9.5577749370487838E-2,1.5391230819714389E-2,4.3268352935973984E-3]
[null,1289,1.0236759271179672,1.0026588423630096,1.0353615233674993,1.0123003323545472,1.0096498024995764,1.0117535548931902,0.99232110290027709,null,2.2275728562902288,0,1.4194338943795644E-3,0.14362519199558804,1.9305728684673458E-2,2.6877999951278066E-2,5.5768374474460423E-3,1.3997153701085191E-3,0.23498288114508314,1.3604642315360167,0.13955017779141876,0.18447631310669793,9.241648369616591E-2,1.6507165638743184E-2,3.8095638213876425E-3]
[null,1290,0.99315068320635413,0.98492126617446119,0.99241093791123269,1.0234340523509398,0.96320689772964674,0.98619569079138936,1.0026872110277554,null,2.2467450768773007,0,1.5654195943219237E-3,0.13908800051429987,1.9950234850540823E-2,2.6381580364738054E-2,5.5213161570029931E-3,1.5431094878998615E-3,0.24451243243214074,1.3753441050393054,0.14373958134174419,0.18096976073343637,9.1785668080559837E-2,1.5274872129799357E-2,4.1998353401574489E-3]
[null,1291,1.0313729809936012,0.99969876595166351,0.97631761095686864,0.99097916074438541,0.9919660837018407,0.99513464025884968,0.96865816062638876,null,2.1673588789382405,0,1.5674304932448574E-3,0.13266711904665149,1.9138325358992188E-2,2.5175734527931249E-2,5.210889578942033E-3,1.5452923892023082E-3,0.22632716492876431,1.3317095873645357,0.13837681116433306,0.18199393686634366,8.8400402801220399E-2,1.417526892665949E-2,4.2057764779094885E-3]
[null,1292,0.99834574323547287,1.0200720393860949,1.0032203252699918,0.97908902339551007,0.98424530374619867,1.0356046228087461,0.98205474773871471,null,2.1917114443603203,0,1.5867588911404366E-3,0.14576543412881662,1.9700632005047854E-2,2.571088726458871E-2,5.5118736509055296E-3,1.5652235906023671E-3,0.23805511296182602,1.315767286508351,0.14301652751668834,0.18304664138761773,9.557510946087372E-2,1.5323452138341461E-2,4.2600226378016713E-3]
[null,1293,0.9932911112130407,0.99408342883554568,0.98779453674707729,1.0238406930830484,1.0172265296641609,0.99786576155657625,0.95933214516242504,null,2.2436849626604616,0,1.5956807072844488E-3,0.13983527657851436,1.9903918898466599E-2,2.623308272450816E-2,5.4828561361185482E-3,1.5732052855557939E-3,0.23369370901239006,1.3758840649158093,0.14370857654720004,0.18706361272587549,9.2534333681249289E-2,1.5086260681757217E-2,4.2817461802998657E-3]
[null,1294,1.007620449434192,1.031794952239687,1.0367032789672685,0.98978946424762826,0.97365122092024858,1.0342035216818286,0.99801701538764642,null,2.2077883520800858,0,1.4606957902002526E-3,0.14844442240969782,1.9490966572846685E-2,2.6516504887909957E-2,5.63779643210303E-3,1.4408445455279793E-3,0.23849604248860892,1.3302142623619317,0.14177686003253609,0.18133268824336241,9.5443431549009153E-2,1.6533724468099132E-2,3.9215038786503779E-3]
[null,1295,0.99240263487085312,0.98433741364780158,0.99437035828991771,0.96812496071195175,1.0000361464929017,1.0097723646733501,1.0164671262104663,null,2.187539004346319,0,1.5977605465906843E-3,0.14285300155144456,1.9969113898879735E-2,2.5545168029633632E-2,5.5374766513599421E-3,1.5755211915071681E-3,0.25009033418187759,1.3010196076168945,0.14385246964518497,0.18517960936644765,9.4159938109859287E-2,1.5066475336956155E-2,4.2880493128613145E-3]
[null,1296,0.97466723761136898,0.96736862071435148,1.032797705212859,1.0281610724672627,1.0118423452474476,0.97115995270926414,1.0399360892246976,null,2.289871101440383,0,1.4500479866505127E-3,0.14550785496175422,2.0435272257355228E-2,2.7615041842486417E-2,5.8882170767535647E-3,1.4290621839137389E-3,0.25979066335522205,1.3817738892494267,0.14656102024550596,0.18763730615694041,9.3766892556822842E-2,1.7026493366457736E-2,3.8894361743908785E-3]
[null,1297,0.98472169140186061,1.0051432651267407,0.98535482590000645,0.99557657141674816,1.0059266858036469,0.98706542733283353,0.97364148335530165,null,2.2074456196424657,0,1.5963162965000818E-3,0.13884092784628838,2.0026776785136917E-2,2.5724163996310601E-2,5.5030862066223355E-3,1.5735859014634119E-3,0.23705369393630482,1.3378982871093341,0.14495349088745266,0.1863038061481066,9.201107892393863E-2,1.4870256106673859E-2,4.2827820913304022E-3]
[null,1298,0.97850678730268759,1.0191191816245073,0.99266065023186201,1.0019932100096496,1.0172445822447809,1.0193708982382514,1.022603664828259,null,2.2440625203585514,0,1.6291660216737999E-3,0.14492935809107663,2.0097478873181869E-2,2.6215852828327918E-2,5.5634686667238899E-3,1.6067030561903719E-3,0.25158868848432875,1.346531139526447,0.14589131062132724,0.18797213600734594,9.5626165397941429E-2,1.5296468757903071E-2,4.372916069430066E-3]
[null,1299,0.98114532149495637,0.99614422011712755,1.0024891950242172,1.0047973290917611,0.95791450533176092,0.99691940628742437,0.99758740475305474,null,2.2319859130427258,0,1.5647734832937089E-3,0.14335209474607838,2.0150491505491797E-2,2.6282869610033493E-2,5.6336008342727046E-3,1.5427124726242981E-3,0.24580362987630405,1.3503146638562056,0.14552202847728674,0.18111144997006492,9.403349809746922E-2,1.5604892284733331E-2,4.1987547954534165E-3]
[null,1300,1.0264824528237309,1.0112372579463809,0.99429012362793157,1.0021048718865655,0.98493117174128664,1.0006905680092317,1.0343221642357054,null,2.2044334863030826,0,1.5220209082039244E-3,0.13603082644450357,1.9191904613181619E-2,2.5939235815329635E-2,5.3215243569771946E-3,1.5006435128599555E-3,0.24202043638025322,1.3466835644124597,0.13907630369668683,0.18148762020139161,8.9667473723673743E-2,1.4951717098963639E-2,4.0842569550037355E-3]
[null,1301,1.0185810045995329,0.99785652321803542,1.0065852034924794,0.99666088618307436,0.99700563006219234,0.99971814371030177,0.99738262338739592,null,2.1998428086818795,0,1.4981322486624451E-3,0.13896091817961104,1.9405087429317045E-2,2.6046136366585232E-2,5.4475300900314622E-3,1.4770699117483206E-3,0.23676854176416304,1.3393872619309841,0.14018295426883257,0.1833113857424076,9.0932208037869611E-2,1.5401749825175405E-2,4.0200973838133824E-3]
[null,1302,1.0201007158821938,1.0430636373727067,0.98929695683442087,0.98810404817345598,1.0059225585299851,1.0178940829149181,1.0050804439630079,null,2.1839082501233182,0,1.5633764270191288E-3,0.13766684384646696,1.9177736259118141E-2,2.553219132248026E-2,5.2908524319034249E-3,1.5417892950570227E-3,0.23435455615897871,1.3278615156517475,0.13993510857796962,0.18421774183401746,9.1017348447170118E-2,1.4679700514988172E-2,4.1962422104406955E-3]
[null,1303,1.0222659361850641,0.96165904442168748,1.0299958989554794,1.0062846015128295,0.98409900997238209,1.0406535293052057,1.0171396776542698,null,2.2392228065203916,0,1.4920793839772965E-3,0.14861200408646957,1.9507421755413694E-2,2.6813583179595549E-2,5.6053292448638211E-3,1.4719273101643077E-3,0.24856390307254531,1.3523671127575561,0.13973051293928612,0.18166343711664507,9.5922950897522799E-2,1.6450602626744675E-2,4.0061009175598548E-3]
[null,1304,1.0281218696285883,1.0042163521290735,1.0024829712381342,1.0077466888104216,1.0328037584942151,1.0276815733183569,0.98056500747233688,null,2.2152492577930065,0,1.5366438810600943E-3,0.14083269612520058,1.9195665923986735E-2,2.613510555727586E-2,5.3666206571593815E-3,1.5156279498481763E-3,0.23199226394922273,1.3542782027595295,0.1388728781071773,0.18681377217242096,9.2381209898044575E-2,1.527681892133117E-2,4.1250396528673466E-3]
[null,1305,1.0044371032601696,1.0176945825143007,0.97202435462011927,1.0000424673054653,1.034880469685628,0.9815848353990122,0.99229490135968645,null,2.2004356154880425,0,1.5954181340015457E-3,0.13326612204155944,1.9571924911318504E-2,2.5504870163316328E-2,5.3056696244620826E-3,1.5725736864134871E-3,0.23486188142235409,1.3438847463566033,0.14207784705274784,0.18838349513859215,8.9031107267751403E-2,1.4290768781287133E-2,4.2800271756411089E-3]
[null,1306,0.98024252275072943,0.9869021398053972,0.97733693592374327,1.0272229441854759,0.99961677817938266,1.0111646772562239,1.005960461455992,null,2.2707475041807719,0,1.6769748371406371E-3,0.14240981080163703,2.0194402947507864E-2,2.6317960026430189E-2,5.5041428449017667E-3,1.6536650325444104E-3,0.25023028747023929,1.3804162816616807,0.14559707312489048,0.18585880045112091,9.4833739690071278E-2,1.4907583878832441E-2,4.5007310880544136E-3]
[null,1307,1.0390634180580729,0.98575091069762122,1.0226717310822393,1.0121517044154371,1.0042946502660715,0.99908285310544998,1.0042843515518338,null,2.2151489137651192,0,1.4232117918557164E-3,0.13857744616215001,1.9083439869681487E-2,2.6581725797671405E-2,5.4438567452264148E-3,1.4031900432113053E-3,0.23520787418163955,1.3602360399299775,0.13745533847275651,0.18300103135976947,8.9828246305696191E-2,1.5934915953046098E-2,3.8190207361477446E-3]
[null,1308,0.97843117148437375,0.95641990296099888,1.0112769117583036,0.9775704452319004,0.99942658608215718,1.0034881541187146,1.005798255157865,null,2.2155982728371098,0,1.5648402726774736E-3,0.14722709531477726,2.0393778392330482E-2,2.6140610027959452E-2,5.7520119535594124E-3,1.5429227360329949E-3,0.25426132276473656,1.3137402912054532,0.14594640408768597,0.18597953393140779,9.6074974599830401E-2,1.5904841032873349E-2,4.1993270631385743E-3]
[null,1309,0.98551573690366701,0.9915950041835575,1.0066640494481531,0.96709966411174786,1.0077354131090241,0.98658713359436467,0.95347151908856131,null,2.1702801518706294,0,1.5299257804510015E-3,0.14191681533516595,2.008399600886742E-2,2.5568223558612154E-2,5.6385632216314624E-3,1.5081301772685864E-3,0.23365563245312129,1.2996608184214773,0.14488644955654958,0.18647858263397749,9.2862136852187208E-2,1.5446096244677783E-2,4.1046331875457696E-3]
[null,1310,0.9967114849179658,0.98816357653486475,1.0118529727096444,1.0280839787512979,1.0163387442967755,1.0152157607590806,1.0341183989425655,null,2.2778799263598861,0,1.5411233715483042E-3,0.14527189530890777,1.9876814498783264E-2,2.7048879887682818E-2,5.6094301267906772E-3,1.519787370097201E-3,0.253436616733199,1.3816256605036015,0.14327098857490872,0.18677945740926716,9.4766926045692992E-2,1.6078233048867827E-2,4.1363602236326744E-3]
[null,1311,1.0016308284392808,0.97048024904278662,0.99087134597905746,0.9848687075389233,1.0060957741280467,1.0039143324882809,1.001070876924983,null,2.2004628194193581,0,1.5902601968709638E-3,0.14067488187988139,1.9844749023118859E-2,2.5701393211637245E-2,5.4835902417693858E-3,1.5679960780374711E-3,0.24527229897369957,1.3235158435282881,0.14251909927673198,0.18531085796155594,9.2918417111744797E-2,1.4976383895114954E-2,4.2675684346497877E-3]
[null,1312,1.0076342134608771,0.9569324788128506,0.9682119117572896,0.97681501964226014,1.0007140880717109,1.0000651202513402,0.97347497992008913,null,2.1737980267484889,0,1.6553697153654078E-3,0.13672360784948875,1.9773483320907181E-2,2.5000442144201381E-2,5.3394642116553082E-3,1.6321048415113234E-3,0.23830146693165644,1.3126675749816743,0.14161838140914976,0.18433073410714751,9.155312197254227E-2,1.4070963338541497E-2,4.4420513553774157E-3]
[null,1313,0.98700118511858737,1.0218440939602116,0.97413780535300676,0.99052809787487639,0.99512690817902505,1.030897137071372,1.0250829683862279,null,2.2189276094514341,0,1.6962211729423477E-3,0.14269473201501517,1.9901176915428073E-2,2.557194984043178E-2,5.4065713176544494E-3,1.6730951408858916E-3,0.25050643598365174,1.3311011697469384,0.14459263867224365,0.18493425933793617,9.5207832767169334E-2,1.4480355449195573E-2,4.553613437826432E-3]
[null,1314,0.97529250049355287,1.0181894234859845,0.98312354431785898,0.99496891775177976,0.97486494945132174,1.0035279180289547,0.99954336044720826,null,2.2189510455461137,0,1.6415497749339523E-3,0.14184840755439271,2.0161691160716554E-2,2.5762471782778587E-2,5.5276382383907148E-3,1.6185587372231848E-3,0.24546744382370916,1.3370789261286888,0.14634965661551888,0.18337291446754997,9.4130473565901748E-2,1.486922992120137E-2,4.4051833249771815E-3]
[null,1315,0.99234269126012498,1.0444029427818611,1.0061372072540959,1.0076136740276842,0.98474465147239165,1.0120166424582426,1.0251606367352906,null,2.2345427666643669,0,1.5425601656342517E-3,0.1429132008035362,1.9719111663274384E-2,2.640795043999716E-2,5.5332016409376473E-3,1.5211367637637521E-3,0.24521686826332109,1.3541056545815675,0.14388846030255351,0.18346519308133769,9.3543252495044998E-2,1.5631263966301458E-2,4.1400328283655247E-3]
[null,1316,0.98656674905117869,0.96759317067626993,0.95797258833886945,1.0322657452874158,0.98897504627516053,0.99229088145351907,0.99927269202310931,null,2.2630818069019552,0,1.7092033045510921E-3,0.13684288325580257,2.0140077527727639E-2,2.5951726109241884E-2,5.381619742819423E-3,1.6849936439955603E-3,0.24773536312076055,1.3871753629924279,0.14461879565051611,0.18425174326779223,9.220899589901671E-2,1.4213451755455998E-2,4.5859972409504545E-3]
[null,1317,1.048224065019953,0.97831860036012264,1.0193560978984959,0.99119621540293767,1.0004109636818184,1.0005407617619362,0.96234943935269057,null,2.1709754629712505,0,1.424985311015052E-3,0.1373721541469331,1.8946196954131859E-2,2.5947388143965168E-2,5.3869301547449597E-3,1.4049678229560857E-3,0.22435002417434335,1.3320671279814551,0.13624678204627011,0.18206003525181008,8.9219720607592895E-2,1.557526173149314E-2,3.8238592665681007E-3]
[null,1318,1.0018088217615069,1.0127830713366861,1.0123690711857343,0.97342679785386865,0.97741119671834509,1.0150018821397691,1.0135083697273193,null,2.1852006714232823,0,1.5230474860036276E-3,0.14379140419460493,1.9669223916289794E-2,2.5844506570569907E-2,5.5537071995601598E-3,1.5019572920632496E-3,0.24410296157515984,1.3081736782173004,0.14254319497736978,0.18207692712238929,9.3772645014207068E-2,1.5605680200861442E-2,4.0878326289079036E-3]
[null,1319,1.0403208695437249,1.0356966856741017,0.9766756261074806,0.99220537129624786,1.0120988430922953,1.0012437460932062,1.0165093310961435,null,2.1725533943967386,0,1.5502203043750709E-3,0.13136417760862573,1.8826835161517091E-2,2.528654265389178E-2,5.1279478418390836E-3,1.5284588668218054E-3,0.2318389266096382,1.3333577910304331,0.13718740971772381,0.18377555071612806,8.7513237565187044E-2,1.4136775750147195E-2,4.1599611791589223E-3]
[null,1320,1.0045798947875604,0.97679342333201813,1.0021946317347694,0.99476811611849147,1.007790872759164,0.99082562035599597,0.99786075038609146,null,2.2084779911416139,0,1.5264312749897629E-3,0.13970282705269155,1.9765360524840531E-2,2.6052494774341423E-2,5.5242935156019591E-3,1.5047784779687304E-3,0.2420159432747048,1.3368362472012569,0.14212665386759052,0.18533844195312119,9.1655733238127077E-2,1.5386137569420047E-2,4.0955109669389379E-3]
[null,1321,0.95644683963567234,0.98608859285886574,1.0043800104423239,0.98204835032004978,1.0214814291979251,0.97614750659470539,1.0129354741646233,null,2.2264026031883146,0,1.569077861541104E-3,0.14452573697225993,2.0718270941779603E-2,2.620655309463445E-2,5.8033370345210193E-3,1.5464854275272712E-3,0.25557974815864948,1.3197461409153233,0.14928442134609438,0.18985994357910976,9.4697170725278737E-2,1.5794849319731866E-2,4.2090235349450597E-3]
[null,1322,1.0197235177140229,0.95653348073031097,0.95323978019121947,0.99734742469424476,0.99567432731273342,0.95863291568730491,0.99737357371639568,null,2.1826000842185547,0,1.6172712104950422E-3,0.12757394612606082,1.953165014357772E-2,2.5031571741550521E-2,5.193654155294011E-3,1.5935594120004132E-3,0.23791981578198715,1.3402486745364901,0.13990584343645213,0.18305147909360836,8.6214134859543587E-2,1.3615882739736825E-2,4.337143402746141E-3]
[null,1323,1.0037689482920391,0.97806779766778362,0.99815345061321736,0.99503508783353367,0.98202502529441305,0.98638531892945069,1.0159551320919795,null,2.2083195669833993,0,1.53318096026611E-3,0.13860882098887439,1.9773128498890909E-2,2.5996251819873136E-2,5.5040631816796462E-3,1.511334514321635E-3,0.24604864785317268,1.3371886046416475,0.14223220881767892,0.18247013760493491,9.1156634189309027E-2,1.5249561496587002E-2,4.113354336694742E-3]
[null,1324,1.0410570322471027,0.99130470249564517,1.0309581048429328,1.0181214575600961,1.0136913732621498,0.98177293048041514,1.0142600678156497,null,2.2208147260764268,0,1.3702961136258835E-3,0.13676637322153382,1.9028369428252669E-2,2.6863702719088587E-2,5.472879376161326E-3,1.3506788987389892E-3,0.23513071458342319,1.3682771134552625,0.13721051265516607,0.18396108827365193,8.8227808396350152E-2,1.6219678471234199E-2,3.6761027111882226E-3]
[null,1325,0.97793909108055332,0.97046459192156487,1.0223164240278777,1.01130138500454,0.98271855381946049,0.975171694891107,0.99785324845571843,null,2.2485176643413314,0,1.4821555862347842E-3,0.14411175738868326,2.0345823113721205E-2,2.6875358977724445E-2,5.8019248328276454E-3,1.4607933513956168E-3,0.24829081386462082,1.359092545174418,0.14604589825286896,0.18413179341206853,9.3435063141728614E-2,1.6432250465408048E-2,3.9757979521000009E-3]
[null,1326,1.0140106773682587,0.98509108623373587,0.98511801222178519,1.0096408050237655,1.0024186371989765,0.96028530557210268,0.99764116009193593,null,2.2064050523713474,0,1.5155925299250568E-3,0.13167246662361004,1.9534582534213248E-2,2.5877049991030888E-2,5.3665498016669741E-3,1.4934097408534496E-3,0.23615308022909703,1.3567981009104078,0.14076607472883448,0.18416734854500624,8.7272904840832236E-2,1.4754507943503251E-2,4.0645690122143264E-3]
[null,1327,0.99660561330151198,0.99007270106306511,0.99785184219357503,1.0281903684663689,1.018752428995273,0.99298670593834837,0.99043122330918909,null,2.2566120490224457,0,1.5513390135054562E-3,0.14013612405767048,1.9861684878476393E-2,2.6599860148582719E-2,5.5270360604526081E-3,1.5293807871809273E-3,0.24064072369669504,1.381744204851358,0.14325383940486652,0.18704620660757723,9.2177619348927556E-2,1.5484237851694482E-2,4.1624703424654862E-3]
[null,1328,0.99398468144233343,0.99782236937462199,1.0231884284469155,1.0296033994149218,1.0312593745947405,1.0008241666806867,0.97425063642300958,null,2.2649401681515053,0,1.4847664318590507E-3,0.14480006581474955,1.9895882617062825E-2,2.7109975235605609E-2,5.678530500348492E-3,1.4639150743988843E-3,0.23721596826944202,1.3836905747539818,0.14369035080850132,0.18863956976789317,9.3833549233715313E-2,1.6422258254626423E-2,3.9842942530391827E-3]
[null,1329,1.0171092718083532,1.0114327998447004,1.0363393391168596,1.0153171235059733,0.9732418344303494,1.003767813543381,0.99814333297199676,null,2.2295998261471541,0,1.4117261679004206E-3,0.1432507348100468,1.9393764450599243E-2,2.6931713935874693E-2,5.6076696079202662E-3,1.3919586939038523E-3,0.23624051965177512,1.3645209402723601,0.14045336612879541,0.18073649184221413,9.212347250687801E-2,1.6572467708940487E-2,3.7884527057461602E-3]
[null,1330,1.0262629231687703,0.96859422707378051,1.010814665915952,0.99837881139069118,1.0038705190413784,0.99544610218661111,0.99419418025685424,null,2.201833964430854,0,1.4772560048524265E-3,0.13877704325213247,1.9388957556321765E-2,2.6159563816045693E-2,5.4660799743319489E-3,1.4563980371563247E-3,0.23746122616196064,1.3417034555647254,0.13914313949117024,0.18365502111904547,9.0585449816348113E-2,1.5551050290813776E-2,3.9638353556555976E-3]
[null,1331,1.0148797390118891,0.98603854631235022,0.98654328084995069,1.0251664903959246,1.0105642102994417,1.0173256145192819,1.0230637370035518,null,2.2524337746957617,0,1.5991791874597815E-3,0.13965073593059257,1.9514605209111902E-2,2.6336410378867275E-2,5.3688083256194508E-3,1.5770853514335535E-3,0.24647722972775746,1.3776640490770544,0.14064875994834722,0.18503923535669026,9.2481667743047599E-2,1.4982060394141E-2,4.292306440555756E-3]
[null,1332,1.0000577350712883,0.9861104362986397,1.0087713487904486,1.0019689950422344,1.0181377755805261,1.0114932766676694,1.0333772455259527,null,2.2381179574196972,0,1.5408689109067243E-3,0.14389546943346715,1.9817438449473927E-2,2.6483573695221991E-2,5.5754748021265626E-3,1.5194579248188891E-3,0.25233572001448312,1.3465245460995834,0.1427844899089015,0.18678086421050483,9.4039714093081553E-2,1.5766614116753504E-2,4.1354635821867162E-3]
[null,1333,1.0120342024217532,1.0006261158867085,0.96850687064864349,0.98193877056965817,1.0209437204820013,0.99685005743880351,0.98749086277259235,null,2.1746015758715491,0,1.6258256643794549E-3,0.13439726433474247,1.949525916228198E-2,2.507407922494179E-2,5.2659236482820873E-3,1.6029023128968454E-3,0.23510370529518487,1.3195532546779016,0.14100333922109984,0.18636200822866231,8.997917566936052E-2,1.4027918061474732E-2,4.3625716990997746E-3]
[null,1334,0.97073012823203797,1.0056204287828912,1.0217842094709118,0.98172247054962081,1.027760776090914,1.032239569340142,0.97222547378605184,null,2.2245480189651019,0,1.5699564696099869E-3,0.1525271018027855,2.0336736723097253E-2,2.6345619105559978E-2,5.7962695630521949E-3,1.5485797488261331E-3,0.24396433953166075,1.3193402272953902,0.14712921686265826,0.18967309007124322,9.8921910979720737E-2,1.6320160163590457E-2,4.2147235871277302E-3]
[null,1335,1.0083848172523797,1.0129677396616292,1.0359471852809299,0.96143693686524545,1.0066726179040235,0.99492948128796344,0.96666544550199118,null,2.1549783943811627,0,1.4120859707706555E-3,0.1430999751903409,1.9554789027949351E-2,2.5898142279834484E-2,5.6520450897018064E-3,1.3921378120399775E-3,0.22991534554839763,1.2921085414579125,0.14166765579925822,0.185019637827187,9.204737034279703E-2,1.6245899770246635E-2,3.788940206266416E-3]
[null,1336,0.95568239112498787,0.99847617548327094,1.0164404762878636,1.0188056050247785,0.96606681331984279,1.0216857112100226,0.98502177851977835,null,2.2797749000217111,0,1.5985219886032705E-3,0.15279685712477997,2.0685871861753181E-2,2.6977220109600908E-2,5.8645250557731237E-3,1.576531480103914E-3,0.25104065425946015,1.3691654705330887,0.14943293500809346,0.18365723452156382,9.9407376906309797E-2,1.6477946164407835E-2,4.290798985380111E-3]
[null,1337,0.99166229936446348,1.0082904343416665,1.0268288678673159,1.0095392026965042,0.98636160108356652,1.0261554810394216,0.97416430985468205,null,2.2412623405240151,0,1.5109156953440298E-3,0.14902920342130957,1.9899039715046186E-2,2.6761485909976571E-2,5.6999666149200956E-3,1.4902209045534181E-3,0.23853693022471664,1.3567339996830721,0.14403534440350688,0.1837079899702071,9.6369457837893205E-2,1.645372748315193E-2,4.0558900510052447E-3]
[null,1338,1.018112006711585,0.99516268783710371,1.0086613386200733,1.023687963309057,1.0320314003917199,0.97874598801971213,1.0061095576917003,null,2.2375587017058671,0,1.4619360044035852E-3,0.13641456205699989,1.9426852514776115E-2,2.665246856260017E-2,5.4649851866307346E-3,1.4409421421170683E-3,0.23762560996592805,1.3757119991084681,0.14025223061898803,0.18729913085281186,8.9156521160055832E-2,1.565356603650201E-2,3.9217695043931716E-3]
[null,1339,0.99257567771470412,0.98096990645953752,1.0243320051500271,0.96861657962605308,1.0266360289492273,0.97444659884322371,1.03684743540683,null,2.1921724411464818,0,1.4496660919818124E-3,0.14181069627643794,1.9999654140405079E-2,2.6207111059951632E-2,5.7146279174958865E-3,1.4287565791882089E-3,0.25276822638514884,1.301732328264634,0.14389698756911232,0.18820279890364339,9.1835091970715835E-2,1.6137223752660235E-2,3.888604419070556E-3]
[null,1340,1.0060047032300912,0.99404021429134504,0.99333442061437993,1.0073555754655252,0.9802172417549132,1.0400762635972496,0.97623032078113736,null,2.2267116281892569,0,1.6234407536030466E-3,0.14475475325039719,1.9656006303162738E-2,2.601082894165211E-2,5.444959100257666E-3,1.6015023392016809E-3,0.23813699055032495,1.3537383451741227,0.14190508921957948,0.18213024637155115,9.5472506971128149E-2,1.5125079289275636E-2,4.3587614322027441E-3]
[null,1341,0.99202466597609973,1.0049443089013881,0.98795698946750699,1.0199045425311579,1.0263876398824328,1.0004928152255574,0.99760912456398809,null,2.2486755170522628,0,1.59756170020911E-3,0.14007415999806405,1.9881845022947157E-2,2.6297693166242374E-2,5.4776759607747215E-3,1.5751188690125517E-3,0.24222516902216604,1.3705947052979184,0.14389241505911241,0.18817555147106349,9.2683376474542417E-2,1.5108414086967474E-2,4.2869543236565451E-3]
[null,1342,0.95434218685444394,0.97343496232144011,0.96148921552521571,1.0074684577322681,1.0237795481913288,0.9691070526265948,0.96294097722075667,null,2.2402281084367508,0,1.7109055736895177E-3,0.13839903985871568,2.0794879972512611E-2,2.5677770774793971E-2,5.5767122621698745E-3,1.6860920601440639E-3,0.24418647618294337,1.3538548617562876,0.14951045828225001,0.19021839399219256,9.3056560809031116E-2,1.4388781291783982E-2,4.588986767613895E-3]
[null,1343,1.0096990653077693,0.97272610844891416,0.98674156309166694,1.0057456773792608,0.9677275168129148,1.0136549511740356,1.0026823166509609,null,2.2209651523120648,0,1.6057221679833386E-3,0.14029910199184303,1.9673600444447811E-2,2.5905027274292298E-2,5.4136375880538242E-3,1.5834576019791754E-3,0.24416922340608108,1.3515657613663672,0.14137086705332136,0.18049700550903611,9.2899973765833699E-2,1.4883568872862891E-2,4.3096496059291094E-3]
[null,1344,1.0033592864870449,0.96548081279127451,0.97925779992949713,1.0073476598561073,0.97756971879606203,1.0027777499869135,0.98700717465714327,null,2.2210860320888037,0,1.626142447992912E-3,0.13888173416169297,1.9825816729234665E-2,2.5788025679908608E-2,5.4142520529215712E-3,1.6033501625955025E-3,0.24185836338261399,1.3537093760334988,0.14224700081664091,0.18197433786601894,9.2376966329383595E-2,1.4669160723937686E-2,4.3637905983459069E-3]
[null,1345,0.97792776822588701,0.98356395368065308,0.98677285843457063,0.99725452835424544,1.0014744974841252,1.0243816110846415,1.0185504564858434,null,2.2421502297873932,0,1.6712461731316346E-3,0.1460595489092249,2.0263329444631557E-2,2.6045003288282506E-2,5.5760916037437278E-3,1.648315720422506E-3,0.25557441787396951,1.3401550184179636,0.1459638522016822,0.18622020795247446,9.6712473781431885E-2,1.5117044742839002E-2,4.4861720238588568E-3]
[null,1346,0.98190523462144852,1.015034659777907,1.0079060457030451,0.99588899595079317,0.99360497782405888,1.0035627328659413,0.99664248397359334,null,2.2230979438639551,0,1.5499620554966201E-3,0.14435088936015286,2.0055290140102218E-2,2.6248767969099075E-2,5.6375094564960369E-3,1.5282545201043172E-3,0.24367499681201646,1.3383522388325126,0.1454221179089418,0.18510385671274465,9.4385554621212814E-2,1.5729024571310063E-2,4.1594050147567953E-3]
[null,1347,1.0065619949432472,1.0095091131461986,0.97718171792804598,1.0178055497727085,0.97434584068128871,1.0269115257257262,1.0003971595154224,null,2.2351460117627315,0,1.6508441273872768E-3,0.14015522485764553,1.9568518536425709E-2,2.590897585206042E-2,5.3327104850876706E-3,1.6282494045798672E-3,0.2408716134808758,1.3677607017101177,0.14178966316195479,0.18142008757772135,9.3341129622105973E-2,1.458842307454992E-2,4.4315581269944336E-3]
[null,1348,0.98882484629919309,0.99765877413069814,0.99913417173460795,0.99579467138063404,0.98971748635663137,0.99108507662411938,1.0202871551202677,null,2.2202945607100166,0,1.5537958595326952E-3,0.14089906456152443,1.9985193981615617E-2,2.6119414875518054E-2,5.5685848192082322E-3,1.5317606593658543E-3,0.24874610460563593,1.3382109052091122,0.14438404601447574,0.18423371101210564,9.2608767802660086E-2,1.5391855458299127E-2,4.1689475700282018E-3]
[null,1349,0.96623664721469493,0.98929142864258546,0.97129382611549875,1.0159180319743562,0.98871834585291474,0.97549660127665927,0.96999169642452787,null,2.2419273391774515,0,1.6610065691237373E-3,0.13842568638581118,2.0472330954008622E-2,2.5901430885260389E-2,5.5456184735637876E-3,1.6370745375943888E-3,0.24156517353795481,1.3652180497683186,0.14769320474029246,0.18549847052545085,9.2519130715163309E-2,1.4656597993302416E-2,4.4555772298556454E-3]
[null,1350,1.0064777446255917,0.97352648104108919,0.99453486189809226,0.97758537971208626,1.011876045959992,1.0410124077928462,1.009134549285404,null,2.2019129419686481,0,1.627552299414017E-3,0.14565067107317406,1.97378549707686E-2,2.5681610757741589E-2,5.4742559807296224E-3,1.6055781018914617E-3,0.24869679536155104,1.3137332759890026,0.14184113764937553,0.18568221256522857,9.5994563035257982E-2,1.5072684468671148E-2,4.3698543146695164E-3]
[null,1351,1.0151471316014304,0.97434010089788436,1.0198800115658488,1.0012733775611276,1.0060418447803872,1.0108042896906368,1.0310015283715301,null,2.2288461213491657,0,1.486222258456224E-3,0.14352294681218805,1.9581399866439916E-2,2.6589583336143401E-2,5.5704371819181378E-3,1.4655565326995846E-3,0.2495389699781774,1.3456108681819565,0.14068735566226759,0.18454159502708342,9.3185927963647538E-2,1.6048941303673136E-2,3.9887617614271067E-3]
[null,1352,0.98957809059459345,0.98630904264374064,0.96357369054463471,1.0043586697783193,0.99597319633485903,1.0022787590852082,1.0068200871624977,null,2.2263596782128792,0,1.694239844673336E-3,0.13798630544844853,1.9997864424220954E-2,2.5563617207277144E-2,5.3744566890529949E-3,1.6704812722665642E-3,0.24732252470435029,1.3496774756819154,0.14419165970996867,0.18486462891251795,9.2660714757167334E-2,1.4197689901260427E-2,4.5464993491061831E-3]
[null,1353,1.0045561553521973,1.0342354105813556,1.0284102071708474,0.96336886474882155,1.0162266041997419,1.011469033611142,0.97604255246034688,null,2.1636307656136466,0,1.4571734437396572E-3,0.14438613327734917,1.9535119264347416E-2,2.5845556121614759E-2,5.6044906761750848E-3,1.4369249541336469E-3,0.23186471017116222,1.294688359019704,0.1421902359656991,0.18631687753230344,9.3281200040809739E-2,1.6027495991120438E-2,3.9108360429679617E-3]
[null,1354,1.0187924092474197,0.97428440499502977,0.98113948299804876,1.0073518544222342,0.99332136925107173,0.97654852697065075,1.0048968515684056,null,2.2069203119555145,0,1.5504629074392254E-3,0.13312346743447648,1.9487690646940396E-2,2.5774079576139995E-2,5.3320998416655453E-3,1.5281476691638449E-3,0.23933904624372138,1.3537172093285565,0.1400964184618545,0.18286114177241297,8.844632992641592E-2,1.4606029759882894E-2,4.1591142017202327E-3]
[null,1355,1.0125610860614405,1.0358685516353761,0.96290845388940494,1.0033219365663368,1.0131450951304963,1.0017741451508178,1.021621514847215,null,2.2049663131755333,0,1.639444230402053E-3,0.13325374200473533,1.9333888362410085E-2,2.5389979225625435E-2,5.1924670695949211E-3,1.6164424842726685E-3,0.23931190211459666,1.3482837704173769,0.14091731048619568,0.18544541776911355,8.9519131338262392E-2,1.3942282551682797E-2,4.3994235820684728E-3]
[null,1356,0.96760240395401076,0.98080604327360965,0.96783996481442514,1.0174659246474704,1.0120821370120558,0.9872184934585283,1.0306376650134625,null,2.2657909420182962,0,1.6938109840934836E-3,0.13971521507594803,2.0479986073548419E-2,2.6115870075407839E-2,5.5281379558301371E-3,1.6696960744271906E-3,0.25839464314806421,1.3672949047675349,0.14747656052451361,0.18805004762357549,9.3577582550199517E-2,1.4637746833912769E-2,4.544362299427806E-3]
[null,1357,1.0090306606699886,0.98474892383267609,0.99024352350004308,0.98209687217555708,0.97623750660460051,0.99026289385445387,1.0309711547752827,null,2.1880674177567654,0,1.554159428390577E-3,0.13719383081816097,1.9635672454126365E-2,2.5607155010912888E-2,5.4223762987891892E-3,1.5321007728775473E-3,0.24779185559224176,1.3197900577244004,0.1414724901424321,0.18150089111220946,9.0653190700594036E-2,1.4852083311520981E-2,4.1698732468886416E-3]
[null,1358,0.96386063620586793,0.97543035329213057,0.99999449493454906,0.9644989809571145,0.99627017667530882,0.98113698925160509,0.97312735388365623,null,2.1862038084334876,0,1.5830538473929282E-3,0.14390482329562587,2.0605263720518897E-2,2.5598524262773606E-2,5.7463266222493375E-3,1.5603760946736459E-3,0.2453554454262733,1.2961551203073294,0.14812568056690167,0.18652903893448658,9.4535995696199734E-2,1.5423438001989446E-2,4.2468293518602967E-3]
[null,1359,0.9921909843757708,1.0291273165878634,0.99909745864187327,0.96519239558874315,0.97786559299472309,0.97982105544075115,0.97972865282937505,null,2.1553531148683804,0,1.520616841415042E-3,0.13785227698350855,1.9781754157616922E-2,2.5322478139328246E-2,5.5116957563125799E-3,1.4988042630163317E-3,0.23350981167952103,1.2970856051179267,0.14389411901851965,0.18269044747370025,9.0608183326584227E-2,1.5039304670520398E-2,4.0792511232379388E-3]
[null,1360,1.0054704935465646,0.98663454651685001,1.0349563568678508,1.0149679492875046,0.98575086932620737,0.95706824622950371,1.0175525674489816,null,2.2324059471837767,0,1.3730386320330802E-3,0.13864947778415923,1.9724821517377637E-2,2.704259215203066E-2,5.6956250171119206E-3,1.3528747649346295E-3,0.24284186026785887,1.3640483668063843,0.14207599408856655,0.1828246031415085,8.9235730905160127E-2,1.6604960235612188E-2,3.6820791351056593E-3]
[null,1361,0.97597901298467393,0.98390292369672505,0.98975262321618307,0.99671338170320778,1.0015929423815808,1.0152471057091883,0.98512321245806189,null,2.2320087144810699,0,1.6493178729128284E-3,0.14542954546155934,2.0304160944888589E-2,2.5982438940267062E-2,5.6041974846804078E-3,1.6264846833572444E-3,0.24691992663506251,1.3394317694835383,0.14626231699834458,0.18635732740942357,9.6123344998042801E-2,1.518976417725052E-2,4.42675513756665E-3]
[null,1362,0.98874084891969394,0.98789233758158446,1.0224921698942724,1.0394745908308587,1.023709072958394,1.01156648954259,0.99949349259274289,null,2.2929772426754265,0,1.5141783196640859E-3,0.14738093241972672,2.0045017111575792E-2,2.7415524487721835E-2,5.7171428408842803E-3,1.4931397327459274E-3,0.24674604293115843,1.3969550239400006,0.14445079229026156,0.18810216623763576,9.5544831492980278E-2,1.6576973371242514E-2,4.0638341391538001E-3]
[null,1363,1.0404643663646074,1.032356485109009,0.98240597901375137,1.0285958671437814,1.0021809394781604,0.99196755059286035,1.0192568891102489,null,2.2207142084957057,0,1.5186376747052658E-3,0.13092119790075041,1.8841026211431914E-2,2.6043955454887018E-2,5.1617973493151724E-3,1.4971202307250072E-3,0.23212425993609934,1.3822672652706733,0.13718112763728296,0.18265116258261194,8.6916756218860011E-2,1.4552509635291542E-2,4.0746677424820504E-3]
[null,1364,1.0072609774110923,0.9730415341372477,0.98341259942935388,1.010159542516841,1.0022070493143336,1.0076759035704215,1.0257804159773729,null,2.2357014743579602,0,1.6110611162898944E-3,0.13934376888354377,1.9717741998349973E-2,2.6055164375368919E-2,5.407508317495085E-3,1.5885899755745455E-3,0.24984101251935706,1.3574930518156334,0.14170546607305037,0.18453393547969926,9.2452301504149445E-2,1.4850376297057625E-2,4.323618234969206E-3]
[null,1365,1.0000650773341073,0.97455870828089819,1.0151722668687162,0.99305139557999877,0.9979421219745549,1.030682134679249,1.0060978566467846,null,2.2268004455193053,0,1.5533637027264446E-3,0.14793118915735948,1.9872762132288391E-2,2.636274671195157E-2,5.6268901025912019E-3,1.5321809507377036E-3,0.24873156483350492,1.3345521405056626,0.1427982048090021,0.18450339897202425,9.6313516412804057E-2,1.5959123169510845E-2,4.1700914645933619E-3]
[null,1366,1.0181622797110614,1.0168406140588035,0.99636508942516555,0.99885189621423331,0.99987128525667768,1.0247739177037294,1.0072830139415885,null,2.2080860555556208,0,1.5627429452514132E-3,0.14059605261814948,1.9326496136438318E-2,2.592242283528768E-2,5.3700615383305023E-3,1.541309427222191E-3,0.23888575395661235,1.3423151261071053,0.14021748978858328,0.18365041990180694,9.2562090152885274E-2,1.5066639870065466E-2,4.1949361683826722E-3]
[null,1367,1.0289746901198911,1.0089098807291943,0.99309769991931163,1.0221754704165338,1.0025693713590873,1.0009525220226618,0.99798838453582273,null,2.2237973740081336,0,1.5232613742985847E-3,0.13565239510956362,1.9154406515678103E-2,2.6183322474675318E-2,5.3047425479477795E-3,1.5018721552349833E-3,0.23323175288585854,1.3736537638064015,0.13873678732449515,0.18334043258941074,8.9481733790802417E-2,1.4991825267836514E-2,4.0876009145267116E-3]
[null,1368,0.99390530139206645,1.0094601474473308,1.0247468357246239,1.0261207523482061,1.0043496025895171,0.99317163771639039,1.0129760406343695,null,2.2624300922853573,0,1.4650160867996881E-3,0.14353127248623679,1.9847757862994402E-2,2.7136952238742421E-2,5.6735590995201056E-3,1.4442835682965571E-3,0.24463193706071118,1.379013593296089,0.14370544999309576,0.18560416490397974,9.2926843193301356E-2,1.6448430904234868E-2,3.9308637649528959E-3]
[null,1369,1.0147420572507877,0.99486173905183672,0.99953343394422356,0.98285441259962691,1.0221862817135321,0.98531646256328109,0.99422792117705061,null,2.1801028256019364,0,1.5049812015636749E-3,0.13662574506855504,1.9487036858262429E-2,2.5696139144920308E-2,5.4319609281250096E-3,1.483513313944012E-3,0.23608334546512008,1.3208215985209524,0.1406972838272012,0.18637192917147474,8.9778723703534319E-2,1.5092896600884824E-2,4.0376342005230912E-3]
[null,1370,1.0215810281089723,0.97603493358286908,0.96502449603965346,0.98461510966231525,0.99448627170440751,0.99393734141837686,1.0027338790616747,null,2.1750638908842128,0,1.6263856843326885E-3,0.13302749114168072,1.9416957854727374E-2,2.5044716728545833E-2,5.2261055335649335E-3,1.6033872372206964E-3,0.23920926511086416,1.3231468320590107,0.13967783664323599,0.1828207888767594,8.9251563509944273E-2,1.3901440369738961E-2,4.3638915032540382E-3]
[null,1371,0.99361501225753068,1.0088433845072327,1.0194838692201953,1.0297518720590157,1.0431144947047657,0.95431151060089703,1.0223439384712363,null,2.2604323420014714,0,1.4238057464764546E-3,0.1372165898484555,1.9852912634128556E-2,2.7149856639840136E-2,5.6454518989852535E-3,1.4028359335486837E-3,0.24380050237002404,1.3838822824651256,0.14373519824450043,0.18999839430059809,8.9112020872625944E-2,1.6242045573736132E-2,3.8180569663783075E-3]
[null,1372,0.9704842505169915,1.0210052584369347,0.96260222844053023,1.0175123258606835,0.96220408223203202,0.98872844599836829,0.99281785078415186,null,2.240180148689455,0,1.6946955920075079E-3,0.13759099697916957,2.0236184474174999E-2,2.5728431046618733E-2,5.4330874463743547E-3,1.6706049348196839E-3,0.24332399183019338,1.3673528545002529,0.14702627493374909,0.18222506700226632,9.2450204033597938E-2,1.4290311182432795E-2,4.5468359178104248E-3]
[null,1373,1.0215584518833583,1.0038996550273882,0.97304224645862103,0.96320872491952791,0.99900338538158406,1.0276900138462415,1.0294968967605334,null,2.1600901500139469,0,1.6438391535831423E-3,0.13782429294665444,1.9302384901424136E-2,2.4898629234316679E-2,5.2380401195938489E-3,1.6213573493965524E-3,0.24494518513764463,1.2943875137768837,0.13969890213803579,0.18333918349039283,9.2019373673560625E-2,1.404632617487687E-2,4.4128002247508322E-3]
[null,1374,0.98472429190366573,0.99719047372934833,1.0304323572524969,0.99854673145728889,0.97763830158842346,1.0140694877480971,1.0315358672879027,null,2.2437111355582573,0,1.4960330419293167E-3,0.14914841871802562,2.0090400187479537E-2,2.6858800267502678E-2,5.7753356253064467E-3,1.4752978792476996E-3,0.25477812380191667,1.3419690022211193,0.14505862629656643,0.1831470881624683,9.6244801591573809E-2,1.6645999353480337E-2,4.015274495497048E-3]
[null,1375,0.96623332562919972,0.98608315501248833,1.0088011453559362,0.97724747024882153,1.008626470395694,0.98675788575597534,1.0025101971467327,null,2.2127027226798859,0,1.5557224667019508E-3,0.14524433063235284,2.0511321031134434E-2,2.6096237941369584E-2,5.7708650140556898E-3,1.5335631943818103E-3,0.25130818236164748,1.3133018734230471,0.14778294071272924,0.18778269090698063,9.491956323686665E-2,1.5833023215883642E-2,4.1738534761361253E-3]
[null,1376,0.98556111312461481,1.0270045901488849,1.0063721209449903,0.99591729099923088,0.98439562968738181,0.98819943987240155,1.0057643114493067,null,2.2140745815411149,0,1.5214945556304336E-3,0.14101369144119472,1.9928460297963004E-2,2.6175948971236662E-2,5.593261092185239E-3,1.4998544300770429E-3,0.2423124129924572,1.3383875956071549,0.14487909618995662,0.18383734988651823,9.2287113819748065E-2,1.5599182036465778E-2,4.0821093317897159E-3]
[null,1377,0.97967272678254613,1.0484345317740924,0.99156809598468443,1.01321230682479,0.99593931694893567,1.0027816071525686,0.96642658930228209,null,2.2313460642016154,0,1.5943942876891616E-3,0.14133571746011633,1.9948021123316187E-2,2.6109029501618169E-2,5.5160075118679402E-3,1.572047075791641E-3,0.23288434132208494,1.3616063792038573,0.14571511636693799,0.18549071314356008,9.3315991253827821E-2,1.5168500611196508E-2,4.278593915125588E-3]
[null,1378,0.97568379658520077,0.9852773603253252,0.95398269263148139,1.0442149915574348,1.0259925304254207,0.95528043037552335,1.0376162170755534,null,2.2850804341679027,0,1.6708659654039949E-3,0.1320918958129523,2.0281197166896199E-2,2.6258001993028562E-2,5.3971001657166454E-3,1.6462824091159657E-3,0.25456209230027077,1.4032303709361618,0.14622255340898571,0.18910353752239029,8.9226469783301038E-2,1.4251160613723673E-2,4.4806380207633471E-3]
[null,1379,1.0085700115474956,0.99470266622986159,0.97144141349103763,1.0036837298964121,1.0269748231518567,0.98985626734422227,1.0003218972782537,null,2.2100870920154736,0,1.6122843533581373E-3,0.13445381330400472,1.958960051952531E-2,2.5593167156064807E-2,5.3073011981467763E-3,1.589391312728937E-3,0.23915218639238855,1.3487774073957368,0.14149431724417694,0.18724741662281097,8.9856399586193042E-2,1.4312576426510945E-2,4.3257992105427377E-3]
[null,1380,0.9753805235721611,0.99916378958217811,1.0300617371941998,0.98907458208509269,0.98260081865603055,0.98929283492690334,1.0008103799602925,null,2.2218845002367744,0,1.4739591094631937E-3,0.14673198476139429,2.0273800416323741E-2,2.6604488674506113E-2,5.8259223225219552E-3,1.453018247755834E-3,0.24726935601869687,1.3292383500693932,0.14644735304637763,0.18428503901699142,9.4705856154926646E-2,1.6568653934291331E-2,3.9546366830547379E-3]
[null,1381,0.99411458133497121,0.98447857676227302,1.0274894791153921,0.98635962876379124,0.97424157868171479,1.0189683993442848,0.97700854073169408,null,2.2092099564090231,0,1.502453423666984E-3,0.14847546176335824,1.9955014300016186E-2,2.6347965267142358E-2,5.7197406316303184E-3,1.481729390490333E-3,0.24093000205638337,1.3255840602232687,0.14368157422607453,0.18219105722470205,9.5974489363207446E-2,1.6338536437463243E-2,4.0327789489523853E-3]
[null,1382,0.97881833908977012,0.97373941948875264,0.98825448468179022,0.98011606577790755,1.0028834450389876,1.0062417288274541,0.95342361890366834,null,2.1978380909465884,0,1.6387499564353804E-3,0.14382656741090319,2.0290603790539156E-2,2.5535471416160617E-2,5.5919766930845249E-3,1.6158600326576023E-3,0.23880352559605103,1.3171255059769165,0.14583452609868949,0.18632559396768886,9.5149261234654572E-2,1.4980110344899222E-2,4.3978383407773866E-3]
[null,1383,1.0301124332593048,1.01618622156713,1.0118870902366204,0.99267138845392888,1.0036899009566711,1.0202121099411026,1.0197920167163979,null,2.1970119257241167,0,1.4891957585951294E-3,0.14040111965965058,1.9114383985961766E-2,2.6083893058614874E-2,5.394448616017164E-3,1.4686796356381563E-3,0.23887947817356675,1.3340353078617204,0.13862556537598406,0.18341948064985084,9.1587675719305831E-2,1.5493826928306543E-2,3.9972618180952922E-3]
[null,1384,1.0018739946215121,0.99388981610037774,1.017260942318142,1.0148472936853465,0.986128519065119,1.003902230067961,0.96714968856972672,null,2.2324097443834074,0,1.4972421321472894E-3,0.14343519327160639,1.9752655290078486E-2,2.658499704312188E-2,5.6045319959670183E-3,1.4762800413639402E-3,0.2342881837135799,1.3638475528475364,0.14254518957613638,0.18306284928185712,9.3271922897285725E-2,1.6019682940013897E-2,4.0179476170078016E-3]
[null,1385,1.002694340689255,0.98303567276558168,0.99315762579057787,0.99163883346075987,1.0104737424753507,1.0330951778672697,0.98854796833005953,null,2.2139023620334748,0,1.6224292564072183E-3,0.14457389041661822,1.9769147090457313E-2,2.5838398273481347E-2,5.475323753693786E-3,1.6003563556010723E-3,0.24272393166981612,1.3326170926246175,0.14237317871546007,0.18574489379025699,9.5363293084241338E-2,1.5089643073019758E-2,4.3556424426152785E-3]
[null,1386,1.011686846760832,0.97717372863988305,0.99695492852449386,1.0094001056755608,1.0004874659691949,0.95846372450162987,0.99576483832885854,null,2.2104747130243942,0,1.4820976551908798E-3,0.13344997370289383,1.9621579503762709E-2,2.6121585514235646E-2,5.4552928584376773E-3,1.4603638827010346E-3,0.23715915984878475,1.3564913265959424,0.14111631163183277,0.18409349563545727,8.7826558657914361E-2,1.5186533767731471E-2,3.9746290798876645E-3]
[null,1387,1.0131603467993782,0.98242811999422974,0.95363578525334003,1.0127908491217135,1.0204757513280014,0.98967646785122787,0.96378820395750486,null,2.2078901344643365,0,1.669251558649029E-3,0.13189397569878186,1.9543235208048296E-2,2.5270828295885721E-2,5.1988581016613441E-3,1.6455453270240476E-3,0.23066257014846667,1.3610019784192053,0.14081303511696525,0.18623218620464246,8.9111834009770421E-2,1.3706707566243675E-2,4.4786319262881931E-3]
[null,1388,0.98473599127600187,0.9846795453018482,1.0077360235383552,1.0344167501618571,0.9976914637841513,1.0217205294355629,1.026809509943277,null,2.293417412237686,0,1.5845745849667463E-3,0.14753591090164159,2.0131553337853672E-2,2.7118740282768439E-2,5.6579840426867921E-3,1.5627766906259259E-3,0.25566728467774835,1.3901284888063519,0.14500368438824171,0.18539191434632216,9.6477807841126112E-2,1.6072478524603011E-2,4.25336298268616E-3]
[null,1389,1.0156899613526287,1.0100912404443709,0.9903566305907513,1.0145232170759331,0.96719435915028895,1.0113817300869996,1.0192295320897333,null,2.2259669023613018,0,1.5677395315843458E-3,0.13848157201402644,1.9398261682231462E-2,2.6089274241015807E-2,5.3574278408420823E-3,1.5459527649145195E-3,0.24198658641266316,1.3633663325448262,0.14054519157856168,0.18009334893651818,9.1497889457990603E-2,1.4965230616387076E-2,4.2075738029053325E-3]
[null,1390,0.96307206850621063,0.97212319770424249,0.9932667991618479,1.0244337352282351,1.0291423901003587,1.0069489145519539,0.98072649551443869,null,2.2822516589214841,0,1.6501026316942632E-3,0.1470357055764884,2.063316071189901E-2,2.6678314090043728E-2,5.7152531356680445E-3,1.6270703217733328E-3,0.24996407019546033,1.3766887902562046,0.14823089186608346,0.19028911295165088,9.6980819659416156E-2,1.5630223736209536E-2,4.4283490522795902E-3]
[null,1391,1.0151921760789167,1.0159377169664179,1.0039217953305333,1.016699085619484,0.99870785308864751,0.98736192632933117,0.98897911917622572,null,2.2200812494053528,0,1.4869001196591749E-3,0.13678973554386606,1.9391461089527606E-2,2.6315990005345378E-2,5.4291925699863335E-3,1.4657340901669494E-3,0.23247977195089159,1.3663114700336412,0.14064485594829512,0.18369590554141771,8.9652666087613284E-2,1.5402121649939333E-2,3.9892450143214709E-3]
[null,1392,0.98722324246873927,1.0100955216038889,1.0270535650393438,1.0169670206855366,0.98557181446265807,1.0217890065190922,0.99978894857613965,null,2.2593297507108283,0,1.5099500200934847E-3,0.14902604923469856,1.9980794372812818E-2,2.7011080999570149E-2,5.7246585394964645E-3,1.4891800762009794E-3,0.24534244348287654,1.3667168452760603,0.14468352659242892,0.18388804251139199,9.6354819477600093E-2,1.6569202908445768E-2,4.0530572593388799E-3]
[null,1393,0.99128937261457384,1.0412658431999724,1.0120954853032325,1.031223316473681,1.0007946499296996,1.0304204356011792,1.0163677642753519,null,2.275298900059858,0,1.5539693417771876E-3,0.14662044025855867,1.9756859938923146E-2,2.6990546312024691E-2,5.5769281360220071E-3,1.5327729489246517E-3,0.24527778751570345,1.3858450292598272,0.14405521040130634,0.18534830390327312,9.5632982640751832E-2,1.6044305397813301E-2,4.1717026885060848E-3]
[null,1394,0.99346019308589673,0.98320815634907133,1.0167641138162917,1.0143161188634782,1.0219921594029839,0.97461964757474961,0.99689241413368435,null,2.2415197984133028,0,1.4708878728300731E-3,0.14063935280238749,1.9967040076599551E-2,2.6758329995525545E-2,5.6625584538953222E-3,1.4496760309037893E-3,0.24248877367000754,1.3631327227973524,0.14375127725178991,0.1876177466038757,9.1480514890536366E-2,1.6097153442713133E-2,3.9455402705449614E-3]
[null,1395,0.98408145078076303,0.9723629015811055,0.99238905225164398,0.99263709807737488,0.98889287660092606,1.0045891079901157,1.0101403810008536,null,2.2245482668499563,0,1.613934896774851E-3,0.14342707028289023,2.0191003383801098E-2,2.598250902812806E-2,5.5878264718908126E-3,1.5913545023432251E-3,0.25173096963471497,1.3339575192267661,0.14506422509330744,0.18442366866809534,9.4650305491641315E-2,1.5224607597642952E-2,4.3311423655075483E-3]
[null,1396,1.0155888805811404,1.0232651141352829,1.0281734691856204,1.0066481438363559,1.0065212409802728,0.9834765859389919,1.0323141546634056,null,2.2202759631094615,0,1.4054390700916897E-3,0.13910478133383672,1.9368141890152759E-2,2.674083665425657E-2,5.5552843708491046E-3,1.3853536012159748E-3,0.24157695622708686,1.3528516191372588,0.14064503080517793,0.18457784544090144,8.9881530210724175E-2,1.6223546687274586E-2,3.770475820817978E-3]
[null,1397,1.0033010842394323,1.0134655055815762,0.98853469923519222,1.0334689322252713,0.97409761155309538,1.0224540610459394,1.0147230074193003,null,2.2629135455131086,0,1.6093571935214036E-3,0.14139836552999632,1.9622261598527323E-2,2.6473816070303989E-2,5.4093185668156567E-3,1.587234264893672E-3,0.24436871092997239,1.3888239544634879,0.1422764859047515,0.18159321859746685,9.3527149585378902E-2,1.5122458757628097E-2,4.3199284374057746E-3]
[null,1398,1.0015746058304111,1.0260704543521602,0.95964595035680123,0.99548044971096827,0.98076544355008366,1.011703639962926,0.98654915816080047,null,2.1938077296356555,0,1.6886788630926129E-3,0.13592443966405493,1.958486573545062E-2,2.5116382872784476E-2,5.2422762466697121E-3,1.6652188780010393E-3,0.23548623069676872,1.3377438274867681,0.1424556100596317,0.18242459526852081,9.1496053474204628E-2,1.3824731269228219E-2,4.5321768466632271E-3]
[null,1399,0.9996786119862755,1.0449225700442597,0.97902666151154971,1.0189718132745484,1.0224332486542691,0.99718007415536025,0.9728468226352448,null,2.2254222800418337,0,1.5957916996458777E-3,0.13618345472131446,1.9555507604578009E-2,2.5906600545693787E-2,5.3391779926075193E-3,1.5732992588021924E-3,0.22959646813080509,1.3693300566595163,0.14277020350831315,0.18726323337256662,9.0594861767042983E-2,1.4623206235738517E-2,4.2820019444982909E-3]
[null,1400,0.97738266879997204,0.9734229827405394,0.99898712214477769,1.0118098014892918,1.0085618385444481,0.99171979060492399,0.97785478373255341,null,2.2469824160276066,0,1.5820087684532533E-3,0.14339502304852345,2.032875491318575E-2,2.6410084992361114E-2,5.6634754739680526E-3,1.5595878250109839E-3,0.24423459293444211,1.3597328007515235,0.14607399758658215,0.18706601824942196,9.4257530831823463E-2,1.5597874247522868E-2,4.2446839416915554E-3]
[null,1401,0.99906540388128173,1.0034722611813456,1.0103245173834086,1.0361480363415112,1.0158890211282143,0.98869839504992374,1.0029999279802237,null,2.2675454276974891,0,1.4970243588457014E-3,0.14041246334092614,1.9762071616593553E-2,2.6991937802332545E-2,5.5685389971250757E-3,1.4757430166650685E-3,0.24121722194540224,1.3924599178660013,0.14292989647866419,0.18658699379145841,9.167943766165039E-2,1.5941743526708036E-2,4.0164860128076175E-3]
[null,1402,0.98628378568169273,1.0253390291477971,1.0156805071192345,0.98471220921706515,1.0134732112744258,1.0103548155664372,0.97978394206530861,null,2.2048793190905305,0,1.5252346534089642E-3,0.14543487087222193,1.9926843508370241E-2,2.6131556103023774E-2,5.6450617360639206E-3,1.5040170305767565E-3,0.23789481447994248,1.3233461522124443,0.14479470585609941,0.18708845554305242,9.4659986613198938E-2,1.5884651230794824E-2,4.09343855814905E-3]
[null,1403,0.96338182382008908,1.0144603748424887,1.0240036623909565,0.98662260036036153,0.99735827387337195,1.0075316144554802,1.0250541346309601,null,2.237500455463227,0,1.5339924221637253E-3,0.1499832734989002,2.0453878628129397E-2,2.6621245056134116E-2,5.8425133035010027E-3,1.5125931743186264E-3,0.25598009462580762,1.3259300935582417,0.14825678428009822,0.18670511006406132,9.7146164441764243E-2,1.6485917260143014E-2,4.1167799942893966E-3]
[null,1404,0.96448925999377744,1.0065805063166735,0.99687251783491571,0.97700558437777285,1.010724168662356,0.96333373731488703,1.0011159269870096,null,2.1990879760068456,0,1.5526298845224143E-3,0.13977649034551945,2.0447897495518966E-2,2.580751001098755E-2,5.6845583339502773E-3,1.529976914628674E-3,0.24679816568336099,1.3129575377026177,0.14802168631596466,0.18811990902551726,9.1994704513710626E-2,1.5338076744725832E-2,4.1640928048648921E-3]
[null,1405,1.0088121332031363,0.98665113653970604,0.96426049097019317,0.99549990261156052,1.0078849206647869,1.0200832280120515,1.0011595030484108,null,2.2060907018936295,0,1.6889369883095469E-3,0.13787511321573617,1.9615512016371541E-2,2.5322901989336545E-2,5.2754133272276014E-3,1.6656661613468017E-3,0.24262497208318334,1.3377734306237385,0.14144405531440352,0.18506945390049478,9.2547165607868631E-2,1.4032560437749034E-2,4.5333942044834775E-3]
[null,1406,0.99400572167346979,1.0177807886817714,1.0124334307028882,1.010121629039189,0.97609866349461227,1.0424782815708677,1.0061166853224872,null,2.2472495239552388,0,1.5746396060290159E-3,0.14874614601826502,1.9802214371676546E-2,2.6568612752197324E-2,5.5916169990329152E-3,1.5534096970674872E-3,0.24585155581284063,1.3574874325717794,0.14366233066481787,0.18239358116934692,9.7000173826822619E-2,1.5939220563369855E-2,4.2278691140486876E-3]
[null,1407,0.99001295632238717,1.013318782268849,1.0020937031241464,1.0015346161054384,0.98824839053664626,0.97516523078583239,1.0188442804835709,null,2.2193422311774933,0,1.5124647173507632E-3,0.13835039861955631,1.989479265308064E-2,2.6224346499769371E-2,5.5599055588946202E-3,1.4906654940102417E-3,0.24489012289032558,1.3459293589869505,0.14421765455645594,0.18399829532172993,9.0773872638910555E-2,1.5468182598211595E-2,4.057100076947844E-3]
[null,1408,1.0218117352074869,1.0473672560161533,0.95865565626682792,1.0052415053164976,0.98698053885295145,0.98874912805625637,0.98869522181440816,null,2.1836434257923649,0,1.6136739964131242E-3,0.12945563071164681,1.9109824201210698E-2,2.5117752727241885E-2,5.1099158663761995E-3,1.5907355677707317E-3,0.22722714849160724,1.3508602148551707,0.13963203980969854,0.18195410437279938,8.7194638931860621E-2,1.3675636423761472E-2,4.3294578296329475E-3]
[null,1409,1.0105263647757747,0.98202345065220009,0.99047968830876865,0.99486991575413508,1.0031243824677203,0.99567597775472239,0.99232111165757064,null,2.2004067868309476,0,1.5605302014088938E-3,0.13786539739808024,1.9618714048473578E-2,2.5761035395941368E-2,5.4189863851470911E-3,1.5385015390806036E-3,0.23891010338094307,1.336955426328813,0.14126363058493824,0.18445334705375591,9.1084056372224526E-2,1.4910824522478744E-2,4.1872940224813486E-3]
[null,1410,1.0111568612611634,0.95902459264558504,0.98089502582386179,1.0135902212947014,1.0376227320766347,1.0064377517394736,0.98830965191453657,null,2.2340825566014146,0,1.6164025403962814E-3,0.13874261212861233,1.9703007217654295E-2,2.5997581798721962E-2,5.3896748548025218E-3,1.593829160928267E-3,0.2414245127890309,1.362100269148762,0.14115377352095659,0.18830841294210915,9.2193248173509282E-2,1.4754159836319641E-2,4.3378775704050482E-3]
[null,1411,1.004118983950314,1.0100388232207795,0.97850982784304552,0.98111986926418959,0.97531149905847447,1.0015034347614145,0.97639441946157313,null,2.1731217650461976,0,1.6093053116405485E-3,0.13713054335455357,1.9614686279646687E-2,2.5184336483361915E-2,5.3525209645010905E-3,1.5867203176929674E-3,0.23363881432994013,1.3184627152931951,0.14213767024538418,0.18167371203841842,9.1253405653103095E-2,1.4377415755490196E-2,4.3185296425481074E-3]
[null,1412,0.9945947246906307,0.98385453088966934,1.0345555679488927,0.99524139681666357,1.0093140111016787,1.0161763032268671,0.95966770508810728,null,2.2215941356834024,0,1.4759262088925339E-3,0.14898822274179496,1.9952638214785035E-2,2.6642323940812292E-2,5.7591314398565893E-3,1.4555121408219075E-3,0.23645054331646337,1.3375362808489062,0.14362864471640055,0.18613304122216667,9.5912044399289145E-2,1.6650254673127474E-2,3.9614242378689622E-3]
[null,1413,0.99112612455772375,1.0165352512869466,0.97439655065524478,1.000804952741515,0.97137077301535668,0.99074849577405566,0.97336160036831398,null,2.2026046885939214,0,1.6243696056030335E-3,0.13668067902471764,1.9841236596364307E-2,2.5498098721784501E-2,5.3917095772893454E-3,1.601325735956943E-3,0.23434276705833423,1.3449117796297112,0.14399146125300877,0.18199895075928824,9.118086439927986E-2,1.4431904667401057E-2,4.3582807763878125E-3]
[null,1414,0.99517574024904942,1.0033200420261064,0.9762272741493333,1.0162876159666603,0.96702315616105239,1.002840978114955,1.0147723971827447,null,2.2371848390042812,0,1.6360255887347954E-3,0.13845038569894869,1.9818610069422048E-2,2.5950008055193898E-2,5.3956177034909392E-3,1.6130962253432313E-3,0.24591095959130857,1.3657198029760496,0.14340974289437694,0.18126557525163384,9.2259028134208984E-2,1.4637721824679449E-2,4.3903161683565041E-3]
[null,1415,0.9785109419208623,1.0280661248097815,1.000260218862927,1.003625349609981,0.99253766233816298,1.038776098461931,1.0272171690405536,null,2.2511888191344109,0,1.6310816709146122E-3,0.14850945665856319,2.0063603305571366E-2,2.638117975258638E-2,5.5967647799292529E-3,1.6090124126983134E-3,0.25331699502604643,1.3487360501947148,0.14590856206703381,0.18518586606139664,9.7545531490276088E-2,1.5587677679943754E-2,4.379201376565515E-3]
[null,1416,1.0109640894706975,1.0100818873633901,0.97252740340477661,1.0034388582711395,0.97733305385548586,1.0103162286439418,0.99202388807223985,null,2.2042940397284041,0,1.6325151941952414E-3,0.13662911008368606,1.9478021287938508E-2,2.5492140935579735E-2,5.2829257896047539E-3,1.6098043185207506E-3,0.23641288587758563,1.3484494070135811,0.14116170453949867,0.18149735310699616,9.1249926905644624E-2,1.4281918380801648E-2,4.3813566831625034E-3]
[null,1417,0.97864411405111396,1.0093436491840897,0.99011949029245838,1.0291888063866312,0.9821662405846241,1.0033739334288199,0.99713265570013965,null,2.2666937858221643,0,1.615258506596729E-3,0.14256072290530075,2.0135697276137204E-2,2.6519135265855524E-2,5.5597607880598079E-3,1.5926322243964895E-3,0.2451381412654316,1.3830743380898833,0.14586486857332803,0.18399617462964366,9.4206455839922446E-2,1.5326497567066066E-2,4.3346199037355721E-3]
[null,1418,0.97665770269867014,0.99881406001724615,0.99751065834789376,0.97310597831125045,1.0103660853831307,0.98479741795793008,0.97740303171907073,null,2.1872910808543811,0,1.5680449761870852E-3,0.14148236302646791,2.0227978733836107E-2,2.562799961494916E-2,5.6270343497308688E-3,1.5456657229310888E-3,0.24060335176431469,1.3077179685712446,0.14617894770736156,0.18731369447446344,9.3082045597209492E-2,1.5245283698808173E-2,4.2067925692497983E-3]
[null,1419,0.96953153622688404,1.0207461524637014,0.98583039499510383,1.0278122753298631,1.0247980542245456,0.97978475820176303,0.9868605603155729,null,2.2631916925385283,0,1.6023450513303371E-3,0.13955089885098856,2.0272036945577113E-2,2.6451568108819899E-2,5.5731652427307926E-3,1.5793592662780344E-3,0.24158360256694619,1.3812186262489765,0.14722567939381689,0.18938110706095909,9.2455147017078756E-2,1.5204351600520971E-2,4.2984952871666041E-3]
[null,1420,1.0123947342415267,0.97232443192057072,0.97352387111075911,0.97878670752907793,1.0168191730883469,0.99820357423100015,0.98937970023176991,null,2.1766867801000904,0,1.6208805288010948E-3,0.13604190889147236,1.9614819250961785E-2,2.5159398360484562E-2,5.3254407003813257E-3,1.5980578897630702E-3,0.23902132065648379,1.3153221278361233,0.14096448096974551,0.1858789594269577,9.0802800357702884E-2,1.4228959512518298E-2,4.3493867762932955E-3]
[null,1421,0.98569140499195262,1.0243539159373518,1.0112860137423472,0.96985047488369225,1.0016635817871546,1.0188742996506677,1.0195686811932965,null,2.1954079153322978,0,1.5534710165710515E-3,0.14619279508251107,1.9940260043074785E-2,2.590115635303394E-2,5.6241494231701623E-3,1.5320412952083977E-3,0.24848944140933651,1.3033655705911769,0.14487143886455334,0.18578572463645554,9.5399516884501198E-2,1.5689580397568285E-2,4.1697113682800258E-3]
[null,1422,0.98947695851533013,1.0055104471942173,1.0097300491287613,1.0216064774361331,0.99231933542541317,1.0144886742779355,0.95683834737086848,null,2.2483560313217561,0,1.5521831654207727E-3,0.14537827760665503,1.9944293715343467E-2,2.6604030775517214E-2,5.6165467840215604E-3,1.5306786459323061E-3,0.2341026303778212,1.3729166909258954,0.14431356157025044,0.18449780199073532,9.4955043569768596E-2,1.5882655839088461E-2,4.166002686147717E-3]
[null,1423,0.97195972406245645,1.0010630924175066,0.99939509135708016,0.97366251188649222,1.0275454593025761,0.99587646471439351,0.98573934516289263,null,2.1993367678437474,0,1.5863502999239189E-3,0.14397453110535366,2.0316906387396222E-2,2.5767261514144126E-2,5.6624971946670107E-3,1.5639616656003849E-3,0.24446892360818873,1.3084687311254937,0.14688996799369208,0.18955087003168689,9.4615498278082841E-2,1.5387381145424477E-2,4.2565880939397427E-3]
[null,1424,0.98556972217237027,0.96294736823668281,0.98269008227281196,1.0322931601058072,1.0193455297099883,1.0167535848903773,1.0227657309345146,null,2.2879694150347127,0,1.667658068592997E-3,0.14394221975839888,2.0197530656310119E-2,2.6619128872309415E-2,5.5350290249731029E-3,1.6446051841330842E-3,0.25668085824759318,1.3872361868583607,0.14482255704524294,0.18776655905169784,9.5544872027651884E-2,1.5171453209378283E-2,4.4760731672570109E-3]
[null,1425,1.025596119088888,0.9835274258118285,0.98627892198646749,0.99292597140395378,0.99715302984801368,0.99359772397849955,0.9829759376090712,null,2.1824937961072339,0,1.5472739963159003E-3,0.13496488740264806,1.9321373265674863E-2,2.5512944360085416E-2,5.3142238380007494E-3,1.5253867756898343E-3,0.23281289660378982,1.3343374743666958,0.13917853901018565,0.1829123642826388,8.9392728739998276E-2,1.461665149832877E-2,4.1515999598122641E-3]
[null,1426,1.0117306182996133,1.0034339414145359,0.99204556580570891,0.97465536336238556,0.98088784996026279,0.98936531440167308,1.0269188133417553,null,2.1722019608899097,0,1.5364702235125644E-3,0.13637145820693616,1.9503567222562492E-2,2.5452009602453796E-2,5.3957083357797676E-3,1.5146428517987399E-3,0.24379583472164587,1.3097922497402832,0.14109904421536004,0.18187123459894683,9.0012657725064352E-2,1.4807665351877516E-2,4.1223585407142646E-3]
[null,1427,1.0318052476086801,1.0446074030128398,1.0350763401540812,1.0156682559439008,0.98508060326913316,0.99035204074538286,1.0064717111875929,null,2.2130197101182176,0,1.3669011029873352E-3,0.13814879115983622,1.8981522455003431E-2,2.6806053420194872E-2,5.4816427372488628E-3,1.347502007979847E-3,0.23004994395721637,1.3649898170220647,0.138450059172194,0.18124221508547483,8.8907317583293857E-2,1.63142903588929E-2,3.6674562618035939E-3]
[null,1428,0.98136686372726856,1.0210090095874325,0.99442081921532532,0.96624935415300106,1.0137130836575006,1.0312999556841398,0.98423434762642303,null,2.1869535698494955,0,1.6367768865120174E-3,0.1464068322664431,2.0031855445652128E-2,2.5456637508501256E-2,5.5551576513139141E-3,1.6144700254958383E-3,0.2421896423508344,1.2984991359700657,0.14547025303121414,0.1873978259171801,9.6499498355626517E-2,1.507498301418111E-2,4.394055199498802E-3]
[null,1429,1.014167348427486,1.0046879314536239,1.0381922784321409,0.95872844265899382,0.99741670462947418,1.0217911952498091,1.0355982154555996,null,2.1736141028627971,0,1.437798303149057E-3,0.14674987336008993,1.9479820618324827E-2,2.6114082179961636E-2,5.6428397229782261E-3,1.418020876267607E-3,0.24812527310050125,1.2884736355173967,0.14086502682380275,0.18363991943167252,9.4272865725692059E-2,1.6411158434514361E-2,3.8593853747441943E-3]
[null,1430,0.96913410737849626,0.9985860760999099,0.98777058301848331,0.96315510389497394,0.99608696646572537,1.0396435621461058,0.97896316673371575,null,2.1939021582276088,0,1.7023182770535953E-3,0.14925514487056138,2.0379763878506211E-2,2.5349746687492652E-2,5.6137992380626304E-3,1.6793043744765185E-3,0.24725058703558569,1.2943319572407195,0.14729065416311077,0.186162411372504,9.8769239450834087E-2,1.4951355268023719E-2,4.5705129247868154E-3]
[null,1431,1.0068003310173614,0.98358031725787798,0.96850643811536985,1.0033581691308797,1.0273545634588646,1.0389396436026062,0.99158881419037403,null,2.2256357153189112,0,1.7097331168407686E-3,0.14141508956978194,1.9670821084956998E-2,2.5582039206471285E-2,5.3133428614041914E-3,1.686603311249407E-3,0.24268483407845598,1.3483371641724411,0.14173634688073466,0.1873913006934709,9.4677645437303642E-2,1.4259882914889613E-2,4.5903782245887582E-3]
[null,1432,0.99814960963664778,1.002200329841537,1.0110821645084227,0.98381369457347878,1.0162953567477717,1.0062606990319511,1.0192998125350974,null,2.206771222702117,0,1.5230401446329879E-3,0.14321574287885899,1.9786197981862451E-2,2.612186371827168E-2,5.5795598747971319E-3,1.5017668469865005E-3,0.2469605214131893,1.3221301364520011,0.14306278397818806,0.18668809053323807,9.3468036965436541E-2,1.5692247903729514E-2,4.0873143001891954E-3]
[null,1433,0.97996049291161813,0.97707668559385419,1.0371581796675677,1.0330172937505613,0.96783386588436571,1.0208666637564865,0.97919029466630803,null,2.2879349568404019,0,1.4990128025646314E-3,0.15251990672761745,2.0283098594670569E-2,2.7516732408151716E-2,5.8695512892930806E-3,1.4783746748010431E-3,0.2461091517336311,1.3883108428826942,0.14577966924454527,0.18233838780762004,9.8038043234603148E-2,1.7166562526609808E-2,4.0236485187278683E-3]
[null,1434,0.98383323262690525,0.98292539922113087,0.97430956897983345,1.0385000750286253,0.98915796960228763,1.0345067629184457,1.0051074199943355,null,2.2896970739979325,0,1.7216808882522057E-3,0.14491884430816196,2.0136658059351158E-2,2.6451051982978608E-2,5.4715029094995794E-3,1.6982896452160635E-3,0.25150146945717522,1.3955675250686044,0.1450586286376912,0.18445311392395458,9.6681716321182803E-2,1.4857769999122201E-2,4.6221845732470406E-3]
[null,1435,0.96477341276927886,0.97535348672894739,1.0045608400731276,0.99853884429628681,1.0272837224874964,0.99345245817847339,0.98886568581232537,null,2.244940043932333,0,1.5863334643908726E-3,0.14623215282472651,2.0589099847764924E-2,2.6423116065802874E-2,5.7682010597087949E-3,1.5638904403777619E-3,0.25015081318087717,1.3419075398681215,0.14799643909187357,0.18998061631567115,9.5804999578477823E-2,1.5853114880958124E-2,4.2563942423631523E-3]
[null,1436,0.98287895513938595,0.98424822448755478,1.002131643427743,1.0058003749422406,0.9576662500765829,0.98909309814819901,0.96723418638490799,null,2.2239682490373505,0,1.5550057054168026E-3,0.14228736791545107,2.0167956686920122E-2,2.6192043675711912E-2,5.6364601476164844E-3,1.5329089355646673E-3,0.23871630161860663,1.3516620341874102,0.14526451418476827,0.18097640974992801,9.335487848340597E-2,1.5560306358068659E-2,4.1720727993122247E-3]
[null,1437,1.0344206105507563,1.0096198155944149,1.0078851548001821,0.99109837062279271,1.0098429045420809,1.035296753753749,1.0142461481986018,null,2.1962715532704906,0,1.5196504652664499E-3,0.14158060206444184,1.9059527661025172E-2,2.5970767639205451E-2,5.3574902287206235E-3,1.4990198190324075E-3,0.23850459691087744,1.3319141915084796,0.13803929387304142,0.18387162750730277,9.2575311464769078E-2,1.5338937263202755E-2,4.0798377956556752E-3]
[null,1438,0.97070018274218717,0.99568159703240955,0.99678042371457576,0.98998853499309603,1.0163041261014689,0.95518074154362509,0.97532369827320309,null,2.2056298373785754,0,1.5336000137425652E-3,0.13800745300910847,2.0365723694512918E-2,2.5934874475022501E-2,5.6611888366710841E-3,1.5110337051352529E-3,0.23955280135828572,1.3304046510808671,0.14707436684581363,0.18835703387404229,9.0835386650651953E-2,1.5346388228954774E-2,4.1125356332511291E-3]
[null,1439,1.0017945089491389,0.98234807807990143,1.0026406521402029,0.99051682462912594,1.0122353499594652,0.98918600264701717,1.0111671152447403,null,2.2069880056454196,0,1.52482528501061E-3,0.13974065791884913,1.9795884690207731E-2,2.6039708217354265E-2,5.5353025997400777E-3,1.5031594166786903E-3,0.24509605403472684,1.3311238025278966,0.14252284773118501,0.18600541545123561,9.1656299112567577E-2,1.5402594814157761E-2,4.0911044158308601E-3]
[null,1440,1.04104916068876,0.96798457148964645,1.019901562022367,0.98939461552887586,1.0258410629658279,0.99742133948594891,0.99244168423461321,null,2.184385571252808,0,1.4320523425857918E-3,0.13827463866318362,1.9121724534474381E-2,2.611570957562263E-2,5.4397871577788028E-3,1.4118726654542169E-3,0.23396931712134436,1.3296470479978677,0.1371870039502868,0.18532507157519001,8.9777198222471821E-2,1.5705600160048103E-2,3.842651971667296E-3]
[null,1441,1.0096205624118402,0.97084661158178565,1.0030156062280671,0.96100323903616403,0.95453679952208248,0.96686313546463842,0.98257671448638839,null,2.1423821867545891,0,1.4815452039469155E-3,0.13588293896195344,1.9693630204187389E-2,2.5269310942118855E-2,5.5087829199524678E-3,1.4600082697044693E-3,0.23597363045372685,1.2914620368979111,0.14141894016112425,0.17902472646900597,8.910619472571249E-2,1.5089870734598144E-2,3.9736612185388058E-3]
[null,1442,1.0166761549644583,0.99974511669810173,0.96289244756820624,1.0282688408797074,0.96325485232553398,0.99430291674519533,0.98113359620766261,null,2.2247161618535602,0,1.6333898421257947E-3,0.13274101015855072,1.9406577969433247E-2,2.565693778615882E-2,5.2119035800181164E-3,1.6103008426476678E-3,0.2323879699301909,1.3818078988024589,0.14034690164305672,0.17956844424134913,8.9175554560336878E-2,1.4053344123324705E-2,4.3827080581568395E-3]
[null,1443,0.98864688260151179,0.97654874341903564,0.98618847834142609,0.98728228173522359,0.97292655070613332,0.99589229787141553,0.99899808920971966,null,2.2040660748967591,0,1.611631852167636E-3,0.14054486366941654,2.0074848615269328E-2,2.5656341509293225E-2,5.5209567672331213E-3,1.5888867733839852E-3,0.24651527671958917,1.3267531213061996,0.14437992392272425,0.18233505932086075,9.3093632591230477E-2,1.4890369532957999E-2,4.3244260207671303E-3]
[null,1444,0.97263536562837227,0.9800336922385805,0.99836299398808093,0.98664816421513823,1.0342547160414421,1.006612175323482,0.97658658878201021,null,2.2222926718218172,0,1.6132888351017174E-3,0.14598582336517199,2.0397179406443106E-2,2.600722455024556E-2,5.6789716517255786E-3,1.5907628430724141E-3,0.24547488803674528,1.3259180684651182,0.14678548817648435,0.19026593795166183,9.5996176034309377E-2,1.5475908111926897E-2,4.3295320640128259E-3]
[null,1445,1.0110461469353538,1.0254421149760253,1.0129936796678438,0.98695517814100497,0.97970725702839001,1.0034202604235263,0.99524315280692044,null,2.1871126827880971,0,1.4859107161625234E-3,0.14052726274763716,1.9436714353158073E-2,2.5961748236082428E-2,5.4914795704163145E-3,1.465097278055243E-3,0.23515394741255979,1.326355415981471,0.1412422880015283,0.18179587911059658,9.1610279440710596E-2,1.5570969550363982E-2,3.9875118216784605E-3]
[null,1446,1.0140170574998928,1.0026867561758976,1.0040304148090802,1.0278939667393883,1.0351699188984642,0.97207129041732643,0.98482558627841144,null,2.2368869406856855,0,1.4694777822086506E-3,0.13520057991117865,1.9470155690292638E-2,2.6578423036533176E-2,5.4518192684550699E-3,1.4482307202494831E-3,0.23210538036242578,1.3813561230716791,0.14080809246735107,0.18788521430017779,8.8605423257972701E-2,1.5505369770187061E-2,3.9416066113904689E-3]
[null,1447,0.99436027630609947,0.99436480661074889,0.97981332078092687,1.0157064366605411,0.98257961887931522,1.0322148887960301,1.0074552043830791,null,2.2488975584840154,0,1.6761829826203215E-3,0.14345443976769903,1.9876272570269977E-2,2.6062480480502782E-2,5.4310975773704884E-3,1.6533593228361542E-3,0.24784674157849135,1.3649428412148339,0.14353562528729014,0.18307605189165213,9.5386480990730202E-2,1.480845173795375E-2,4.4998990470057187E-3]
[null,1448,0.99110994105024386,0.97402391497450713,1.0035824927238581,0.96742676753027823,1.0122575541534675,0.99657905950429537,0.9947124404787584,null,2.1832843857304884,0,1.5526547309057301E-3,0.14271168323992142,2.0047385540564098E-2,2.566689923543404E-2,5.6109273072573514E-3,1.5307571010495442E-3,0.24535669986775907,1.3000953272347244,0.14406149087152761,0.18664718181227033,9.3552748204535657E-2,1.5389723831235144E-2,4.166216215114117E-3]
[null,1449,1.0000985933276174,0.9614997700542558,0.97353135251564293,1.0147279852965008,1.0036340204273073,1.0010440817385469,0.99679729662807537,null,2.2378581316861412,0,1.6495104821488602E-3,0.13845359161908671,1.9904951196759134E-2,2.5903401881741134E-2,5.4042530217995035E-3,1.6263506261788268E-3,0.24537986510430185,1.3636210729495828,0.14269764636374491,0.18510861143681012,9.2412087243120528E-2,1.4569420447044972E-2,4.4263902781189329E-3]
[null,1450,0.9784324719853883,0.96895332315723648,1.0384169593300754,1.0082990623138839,1.006900355780759,1.0103257278238753,0.97765485354947768,null,2.2576888494980842,0,1.4846792608986603E-3,0.15161341926854405,2.0352935303005994E-2,2.7144768995967655E-2,5.8970641195282784E-3,1.4640252117312613E-3,0.24629596779815366,1.3550941271471106,0.14601031248660687,0.18684975876374735,9.7384612907118154E-2,1.7081942746915792E-2,3.9845940105511521E-3]
[null,1451,1.0135646201308315,0.98300769595431614,1.0206175808686915,1.0200464696077578,1.0010579916414517,1.0304885345894654,1.0013458427364479,null,2.2527136791540374,0,1.5122538390270322E-3,0.14640151328930426,1.957425517602665E-2,2.6862663068039923E-2,5.5724886603797166E-3,1.4916278155146993E-3,0.24323706790405461,1.3708415445534994,0.1409086959864066,0.18407020133280017,9.5013909590736009E-2,1.6192246417447355E-2,4.0597191988537788E-3]
[null,1452,1.0347741428932173,1.0190784263827342,0.99653270890560164,0.96342339423827583,0.9780579862898896,0.96595785723917182,1.0000829660667572,null,2.125324830816965,0,1.4481986599284978E-3,0.13024643031080732,1.9007142110239399E-2,2.5060631890505766E-2,5.2822174714849887E-3,1.4271267481813729E-3,0.22858268417624394,1.2947044944161108,0.13796686526859489,0.1802495284337631,8.5739800185254678E-2,1.4621939909360173E-2,3.8841685563435961E-3]
[null,1453,1.0444905981642838,0.99507791381101873,0.98759447902429176,0.99960375152968661,0.99002941827939783,1.0178262452452844,0.96015663309292232,null,2.1784931110721724,0,1.5481173338503988E-3,0.13562306376523187,1.8923973375275835E-2,2.5478553484840967E-2,5.2118589504009296E-3,1.5267394750122024E-3,0.22378828357111777,1.3433130869382006,0.13666374043584065,0.1810620522121355,8.9757728039728729E-2,1.4536866596786473E-2,4.1552815614505391E-3]
[null,1454,1.0184169719110396,1.0037039078605694,0.97779914663559075,0.98430616588995112,0.99655779066376138,0.9930915238561816,0.97269681100861494,null,2.1674449851380215,0,1.5778800644046355E-3,0.13414775082461219,1.936566086604434E-2,2.5167682038533184E-2,5.2807463114377725E-3,1.5555485235045575E-3,0.22955797428681446,1.3227437915372244,0.14014053821648337,0.18324568538446215,8.9306880616989021E-2,1.4276916301770314E-2,4.2336902945464463E-3]
[null,1455,0.97734174600249846,0.97043544294235762,0.98772666380156815,0.98162172729771668,1.0118223718055468,1.013590628021336,0.99235022027154973,null,2.2149082711422698,0,1.6562578360939868E-3,0.14514624589783698,2.0336121257070853E-2,2.5721264346161014E-2,5.6015284843692345E-3,1.6332910970065534E-3,0.24995136216442851,1.3191481947356376,0.14605361564939107,0.18742713260676999,9.6052716911016148E-2,1.5047775876889956E-2,4.4452799517864135E-3]
[null,1456,1.0006483132990525,1.0077514444798765,1.0236504133276396,0.98747957304608502,1.0247154606487714,1.018083744464847,0.97355581078632369,null,2.2054622593706719,0,1.495610024251021E-3,0.14609621728032351,1.9720674019257679E-2,2.628249674829071E-2,5.6311046021002885E-3,1.4749624592968295E-3,0.23565718926639362,1.3270810519726293,0.1427345382980991,0.18750273509107368,9.4647966427029426E-2,1.6114571637463482E-2,4.0143615929619375E-3]
[null,1457,1.0336018311887054,1.0247191291177091,1.0068972897361939,1.0322058812177695,0.96997357773171455,0.98725625763635094,0.98194560842685741,null,2.2230128163108867,0,1.4485225290393226E-3,0.13446178853587437,1.9011838354596744E-2,2.6474758350111764E-2,5.3388027995269986E-3,1.4279005977273279E-3,0.22576017918865898,1.3871558382430775,0.13814644029460249,0.17940961770380906,8.7971868598417352E-2,1.5416031453816138E-2,3.8862747197082525E-3]
[null,1458,1.0069894958035754,0.99423220653515354,1.036738697554495,1.0434541967496991,1.0387630423128291,1.0056085653255269,1.0154473014322956,null,2.2909288277779294,0,1.4327351064876593E-3,0.14556138526572404,1.966297031120752E-2,2.7723931303537962E-2,5.6877472548403736E-3,1.4127101806814778E-3,0.24498588804630705,1.4023363470226926,0.14186577517736915,0.18872902319694307,9.3587847607162225E-2,1.696300610592022E-2,3.8449314120290799E-3]
[null,1459,0.99215201037345446,1.0211570244116204,0.99465463511857455,0.98916439879556395,1.0108354646864519,0.99680798408021221,1.0097778225905225,null,2.2051703565361329,0,1.5640292080478175E-3,0.1399316476994153,1.9813614536128631E-2,2.5855172530363176E-2,5.4959313684771393E-3,1.5419762257825988E-3,0.24295858923922981,1.3292939766312286,0.14388946688067672,0.18641568683224158,9.2218710647477747E-2,1.5122862178902177E-2,4.196750974254016E-3]
[null,1460,1.0113782434918626,1.0184800125862747,1.011717486724736,1.0030055836332106,0.97716794691609044,0.96914344178748613,1.0094323062861339,null,2.2018905304490533,0,1.4406485302843831E-3,0.13565464750449385,1.9458688670525588E-2,2.6247672940693415E-2,5.4906879959597801E-3,1.4197553786518045E-3,0.23649336684974792,1.3479229543559634,0.14119299894776213,0.1814884408844589,8.850025386159488E-2,1.559760547102838E-2,3.8641061184554238E-3]
[null,1461,1.0142130679549841,0.95972219662674862,1.0206453306307854,0.96970491771052136,1.0185770946425465,1.0067575581098216,1.0311526219709746,null,2.1894828942385507,0,1.4842057042351922E-3,0.14365136007203261,1.9665200170930611E-2,2.6064545406736271E-2,5.5985336906744535E-3,1.4634850637962958E-3,0.25138137427342677,1.3031875337617802,0.14081866771687407,0.18601298857749632,9.3227559968046297E-2,1.5912727335056762E-2,3.9831239059318945E-3]
[null,1462,0.97992852345140968,0.99891084388779394,1.0290686525702379,0.98977043831285616,1.0232861705178624,0.99338545872842787,0.98345291833735138,null,2.2209086382608496,0,1.4763213460741987E-3,0.14653650914591004,2.0180194611856748E-2,2.6578348993568767E-2,5.7933311825134831E-3,1.4554333355475829E-3,0.24220566041027544,1.3301713376113284,0.14576532459288383,0.18860028637361073,9.4634245367397618E-2,1.6503078226138813E-2,3.9612097558904026E-3]
[null,1463,1.0054361388870201,0.99464603577521815,1.0144565245791846,0.98769182298336355,0.97319849820798954,0.98182862216705391,0.98016805875861968,null,2.1864915251132864,0,1.4674212186912038E-3,0.13934918358088191,1.9677632056281261E-2,2.6003329584895471E-2,5.5676654042152354E-3,1.446414748455751E-3,0.23476254879920788,1.3273481113216299,0.14203373102848293,0.18138896047807204,9.076418712931382E-2,1.5680518065736785E-2,3.9366641348028706E-3]
[null,1464,0.99244311666071638,0.99684102661688967,0.98265318959562253,0.96599415731557214,0.99253971227375926,0.99399133501514803,1.024707259121949,null,2.1755731943739858,0,1.6068806882550905E-3,0.13863628797749106,1.9905558246739462E-2,2.5256896253440953E-2,5.4548112505362883E-3,1.584159292313369E-3,0.24912585761647349,1.2981409336760767,0.14381946956188107,0.18431960632176841,9.2024986630076924E-2,1.4599948859736022E-2,4.3115593757066285E-3]
[null,1465,1.0011204802593978,1.0311217025254658,0.98812920052288056,1.0246546160108714,1.0010926863067229,0.99524467567245323,0.99534730550107597,null,2.2389237139802356,0,1.5653009922269685E-3,0.13730671328108571,1.9590170932166716E-2,2.6239921878031924E-2,5.3982569958437683E-3,1.543195409159946E-3,0.23602912727166414,1.3769783077543152,0.1425854565264465,0.18477314527764344,9.0842843188273695E-2,1.5001807268326173E-2,4.200069189503464E-3]
[null,1466,1.0422364017758758,0.98972455566966988,1.0174847363477877,1.0093356441454422,1.00730250334616,1.0219096859661088,0.99007635425228213,null,2.2113974457692356,0,1.4657473404115894E-3,0.14054801456302715,1.9005385726720853E-2,2.6386154685710417E-2,5.3937066132663325E-3,1.4455878023602595E-3,0.23241415267828061,1.3564409223648142,0.13702537626563058,0.18316260522796174,9.1382480392941529E-2,1.5724393328799682E-2,3.9344134601336503E-3]
[null,1467,1.0354896650108856,0.9976098940033733,1.0164002122432592,1.0382638640591,1.011998609966267,1.0076170639942863,0.96907274348977257,null,2.2449429762056354,0,1.4554051882065765E-3,0.1390728546976204,1.9095191684550074E-2,2.6851696966539742E-2,5.413343925671524E-3,1.4351039567820831E-3,0.22698285117591038,1.3953152024950539,0.13791574801062237,0.18406343416279136,9.048088117481462E-2,1.586619325501357E-2,3.9058798884686204E-3]
[null,1468,1.0242072681280703,0.99714841303186974,1.018231430175278,0.98033237204881407,1.0383769743239228,1.0124175973059919,0.99231120309653142,null,2.1839668605978781,0,1.4729776545839579E-3,0.14154137912341549,1.9308625079178132E-2,2.5999161391346521E-2,5.4838396525735576E-3,1.4525287310846752E-3,0.23542725469187853,1.317465023078451,0.13943911880168,0.18767789857797168,9.1988090970509306E-2,1.5703613774328388E-2,3.9533043800449707E-3]
[null,1469,1.0021155104168091,1.0150222521865049,1.0111098317510292,1.0164255411796168,1.0162818967669573,1.0222179052404474,1.0284725807251727,null,2.2536259525091538,0,1.5366769924976375E-3,0.14454207843796854,1.9652869178341501E-2,2.672773386740751E-2,5.5421153340635774E-3,1.5155482776448689E-3,0.24794228828100753,1.3659566821939104,0.1424966725940659,0.1864513400443458,9.4332116275390787E-2,1.5878362206109789E-2,4.1248228113938776E-3]
[null,1470,0.9917868618714224,0.99882500759834947,1.0284407555932513,0.98660293694722467,1.0110814760428206,0.99808134268159832,1.0058744362378891,null,2.2133592767448507,0,1.4675111921588187E-3,0.14539636965473182,1.9938888983577291E-2,2.6494352856828229E-2,5.7205023409437608E-3,1.4468455235083621E-3,0.2451534080265777,1.3259131036133047,0.14402101186835967,0.18649604180715895,9.3932199283305748E-2,1.637622741622307E-2,3.9378365624911206E-3]
[null,1471,1.0255120262472022,1.0330780455594797,1.0157300704186807,0.99301905256485945,0.98489164699467791,0.98119394731606735,0.98820890230300151,null,2.1766491176595437,0,1.4220522229093939E-3,0.1355595957863919,1.9132947790416587E-2,2.5992578723823743E-2,5.4204272732784296E-3,1.4016820525107646E-3,0.22767002886299825,1.334509741596053,0.13925608024962555,0.18155644616449698,8.822984541564946E-2,1.552687948463843E-2,3.8149164825698745E-3]
[null,1472,0.99996528831490239,0.96138010755109482,1.0039536634182917,0.98026507990829748,0.99978527770492953,0.99822562157045935,0.99944868206127913,null,2.1971764594590022,0,1.5446944050848542E-3,0.14214262646721329,1.9927285267435941E-2,2.5876102944668283E-2,5.5793901637671232E-3,1.5229449771866628E-3,0.24608957010273583,1.3173489526777356,0.14278658714298068,0.18470760956458607,9.3159218113311404E-2,1.5435912253238241E-2,4.1449541892252919E-3]
[null,1473,0.99739131160677075,0.96902905169104281,1.0094010177456914,0.9954688995310752,0.98389328618380767,0.98561876278742855,0.96167466913684718,null,2.2042761195501996,0,1.5092897939842768E-3,0.14116239350246043,1.9947349419058E-2,2.6098999803513514E-2,5.6155595311500302E-3,1.4877670494997774E-3,0.23551422886117301,1.3377903289358437,0.14316766514537027,0.18306925942438979,9.2219300400491561E-2,1.5663345804769604E-2,4.0492114664623362E-3]
[null,1474,1.001500750094761,1.001206541760288,0.97475762269421162,1.0043156060493332,0.97577649376922504,1.0096598855970824,1.0226880278148491,null,2.2214183722281331,0,1.6424869847609842E-3,0.1383935666635531,1.9701670511998844E-2,2.5717100482059909E-2,5.3557546291976678E-3,1.6196225319729824E-3,0.24706879374030144,1.3496298762355183,0.14250066895108082,0.18187750497068192,9.2303333308616786E-2,1.4484888564304698E-2,4.408078623606284E-3]
[null,1475,1.010004065179495,0.99347468387929494,1.02383447782679,0.99970182193402868,1.0060304715408175,0.98175624402739192,1.0254657539748977,null,2.2168399328902022,0,1.4328268835977452E-3,0.13996852883349895,1.9599540644640468E-2,2.6584566551134687E-2,5.5975378637033767E-3,1.4123141270252363E-3,0.24471235475592043,1.3435070089539518,0.14141279745840107,0.18484156148538458,9.0668427392482501E-2,1.6124268223119926E-2,3.8438534845358458E-3]
[null,1476,1.0188259938401798,1.0152831935667588,0.96302200036287133,1.0244902258136033,1.0236592060714302,1.014390916882471,0.9774939641252276,null,2.2276979427208876,0,1.6567979500358785E-3,0.13473442177880651,1.9300111312231083E-2,2.5656197465191787E-2,5.1839995814405345E-3,1.6338418465615782E-3,0.23080721958007033,1.376730224541016,0.14005104467665719,0.18627404883739976,9.050755377464538E-2,1.4029298366380111E-2,4.4467789105206478E-3]
[null,1477,1.0223208268044046,0.98782198575447344,0.97382119990664695,1.0222312433712837,1.0075327796172289,0.9751290146622521,0.98555788346486584,null,2.2173410395350857,0,1.5616332469227411E-3,0.13114291915826143,1.9357095904344288E-2,2.5814010192706762E-2,5.2570626584171314E-3,1.5391245193711626E-3,0.23214026394185283,1.3737044706863082,0.13959647121778243,0.18426072554568865,8.7517118244888142E-2,1.4384421142918642E-2,4.1889895694668536E-3]
[null,1478,0.97591564846767753,0.98551610569373937,0.97677571441780953,0.98319324789409368,1.0006977676240854,1.0190233343962751,1.0004547566543625,null,2.2152120541300051,0,1.6999966934343794E-3,0.14413552285413905,2.0289851523204342E-2,2.5534753122167624E-2,5.5269992948374673E-3,1.6765491189236696E-3,0.2507824026034427,1.3212471134988677,0.14624128136646244,0.18624873959132848,9.6015536372902374E-2,1.4650287449719305E-2,4.5630140274417101E-3]
[null,1479,1.0234347986094128,1.0187221764510987,1.0208448614900965,1.0117984993115827,1.0203722118042344,1.0012277366615872,0.97707227906973415,null,2.2151167591560315,0,1.4430803837751566E-3,0.13974414231541443,1.923401243839928E-2,2.6515689765280379E-2,5.4768636565769727E-3,1.4228226141517102E-3,0.22870006245552074,1.3597575572024641,0.13955026157181918,0.18568884116527767,9.068125454299146E-2,1.591587768953755E-2,3.872454122372256E-3]
[null,1480,0.99859135262624044,0.97658862024636006,0.99494719522154207,0.99525180128126178,0.97628481454288363,1.0072363083168756,0.97143407014623806,null,2.2069071455390592,0,1.5847311286053319E-3,0.14193025844235163,1.9880254167420612E-2,2.5837435621005028E-2,5.5160425434548667E-3,1.5626175925867729E-3,0.23827593630756846,1.3374749963206192,0.14296228029163954,0.1821248822162414,9.3519519078862648E-2,1.5154724115644247E-2,4.2529299702702408E-3]
[null,1481,0.98455332037663701,1.003895375599134,0.99506754561446442,1.0097207282520742,0.99144842431137781,0.98404518616036574,1.0168380361952092,null,2.2374465437539177,0,1.5604310655683213E-3,0.13975813452793043,2.0041824252758973E-2,2.6293296114614648E-2,5.5615469486639084E-3,1.5381434543422002E-3,0.24759310011042424,1.3569193293398176,0.14500095704614197,0.18468602803277265,9.2081668210340403E-2,1.5346627347810263E-2,4.1863194338660177E-3]
[null,1482,1.0201526808890176,1.0455966664146623,1.0029134985995709,0.97476319856376148,0.99144827113278777,0.96293013875024536,0.97230235083615335,null,2.1416972436597277,0,1.4369535783902688E-3,0.13174454738763952,1.9174780540477995E-2,2.5362937174335003E-2,5.3630985908649995E-3,1.4159795459579615E-3,0.22237022021846664,1.3099534490037257,0.13995869185369184,0.18259027798004754,8.6397646107227985E-2,1.4948739289115916E-2,3.8538295465656951E-3]
[null,1483,0.96834156123299553,0.96698531836673673,0.9851644944915886,1.0333284700438947,0.99076302296559671,1.0402396550623099,1.0013894584541534,null,2.3014274724410582,0,1.7260770955431705E-3,0.15015137202088003,2.0539561122646998E-2,2.6700971560874063E-2,5.6429038260528974E-3,1.7027553656569327E-3,0.2572306785961479,1.3886306498965233,0.14740502242568695,0.18560836549871618,9.9517996762078453E-2,1.5388933669174112E-2,4.634338792162739E-3]
[null,1484,1.003739605988917,1.0015255661129008,0.9747432507043291,0.99471989854978748,0.96835408500292397,1.0035249377200406,1.0047718761234128,null,2.1994196220029729,0,1.628799690595623E-3,0.13722248127159362,1.9656338988427311E-2,2.5454648263747978E-2,5.3433533040408137E-3,1.605987158867639E-3,0.24166895859094215,1.3367348576218061,0.14218278629066847,0.18090636621335135,9.1523060708775972E-2,1.4378615648431686E-2,4.370967632913076E-3]
[null,1485,0.99996568822864895,0.97794763134453433,1.0168658436048603,0.99604663056296183,0.9807338207702071,0.98875974849046522,0.99307326214074798,null,2.2117473487307486,0,1.4839567600862021E-3,0.14196219983552097,1.9860630593156368E-2,2.6328507946493947E-2,5.6329518803519127E-3,1.4628624927807508E-3,0.24176971771962946,1.338580676385116,0.14281630675346993,0.18256574953181012,9.2335466734202912E-2,1.5934806145444912E-2,3.9814294728580607E-3]
[null,1486,0.98025552296273999,1.0100400608513622,0.98377660246413312,1.0044126087005956,0.99301214484251754,1.0045260599869656,0.97738145087307648,null,2.2266638866176081,0,1.6355446357651799E-3,0.14161095710285604,2.0095521973279167E-2,2.5884046714501431E-2,5.51314815695381E-3,1.6126604655239539E-3,0.23984899859006367,1.3497705418457826,0.14561021975232655,0.185116978953526,9.3935953592307012E-2,1.491127393247357E-2,4.3891301737766161E-3]
[null,1487,0.99827937339141515,0.96504770745145463,1.0107764853934877,0.99695094617888669,0.96597504550027258,1.0357136536642972,1.0021331806390643,null,2.2312248763202978,0,1.5814999749013412E-3,0.14863556940876751,1.9948532679888858E-2,2.6319050447383838E-2,5.6236192625385654E-3,1.5600383072751302E-3,0.24978746054414075,1.3397845035203317,0.14304348144313925,0.18099222396402365,9.7022695878957024E-2,1.5843290832839401E-2,4.2459100059131227E-3]
[null,1488,0.99476890409329288,1.0202123627835122,1.0215255784359727,1.009690487903466,1.0217710352486664,0.97070382003903677,1.0084055926148348,null,2.2301220080939497,0,1.4369031209713252E-3,0.13936954303018598,1.9782336449216658E-2,2.6730187120598652E-2,5.6368091344174524E-3,1.4160977853384102E-3,0.24019470698446496,1.3569260051787648,0.14357321137460421,0.18751850939238726,9.0402196833513582E-2,1.6155156576244393E-2,3.8541513551816763E-3]
[null,1489,1.0186320789443835,0.99528981575701614,1.0117185210841795,0.9738271721127032,1.0097659614264427,1.0071686478947257,0.99348423242248352,null,2.1730907962851265,0,1.4940603866432799E-3,0.14076262898328154,1.9418268011976391E-2,2.5742785390847064E-2,5.4792880969407225E-3,1.4732106809131195E-3,0.23675617069531862,1.3087105616858132,0.14018754426313637,0.18475531017507496,9.1832613481256944E-2,1.5456881377534286E-2,4.0095938296750679E-3]
[null,1490,1.001774464054747,0.96925841043101935,0.97405485932138802,1.02126054252172,1.0287523107050247,1.021795142213533,1.025040864207504,null,2.2608416095847432,0,1.6761042525353308E-3,0.14094963994509899,1.9836874951692406E-2,2.6161462293766886E-2,5.3886465317010777E-3,1.6530489316461676E-3,0.25260987124479534,1.3724002577721697,0.14246012519044521,0.18784932232043092,9.4048216378532848E-2,1.4661194012490542E-2,4.4990542645070028E-3]
[null,1491,1.0066864054182016,1.0087697633055384,0.95406436198529676,0.98387481603313365,1.0156267667100614,0.95520084577361564,1.0000463472630685,null,2.1657566262363526,0,1.6106304491672115E-3,0.12736128924404289,1.9555017508260865E-2,2.4833930897090774E-2,5.2042922554896218E-3,1.5869311674352403E-3,0.23498007382943192,1.3221444650131853,0.14171956816137074,0.18606061672986712,8.6026671659043458E-2,1.3575296714259709E-2,4.3191035060399742E-3]
[null,1492,0.96870999148411741,0.97070067731517229,0.98940506869455125,0.99141267547036205,0.9845979802611402,1.007219509791321,0.99840162218261375,null,2.2315817480993201,0,1.6546522894914332E-3,0.14573036645309798,2.0517181569401612E-2,2.595880373523602E-2,5.661004286856757E-3,1.6315626797795684E-3,0.25316558625354812,1.3323079531389588,0.14735901784757477,0.18489195928820429,9.6342239778104494E-2,1.5230149588182109E-2,4.4405757698671462E-3]
[null,1493,0.99617854596433209,0.95603898537976173,1.0136986555795653,0.98387954134332356,0.9895272490013004,1.0061546163964132,1.0189562214358012,null,2.2145961314675144,0,1.5334435706578942E-3,0.14533711289753692,2.0033746093016256E-2,2.6224791024430007E-2,5.6641425840962076E-3,1.512022703313231E-3,0.25328960718587401,1.322223414433112,0.14335191021846938,0.18378239826593445,9.470656507012741E-2,1.5888637201992795E-2,4.1152273602684253E-3]
[null,1494,1.0228082041583351,0.98326129716981192,0.96551724393210714,0.99772184355704219,1.0138788230446767,1.0027521832157555,1.0231185652412738,null,2.2008592196990695,0,1.6345210919809126E-3,0.13390948198753991,1.9362514341377191E-2,2.537258225321427E-2,5.2140842000459094E-3,1.6116107859835242E-3,0.24359069137263811,1.3407603481752894,0.13951135256177671,0.18494380943964844,8.9816272219935933E-2,1.4014720161504263E-2,4.3862732920943361E-3]
[null,1495,1.0126237122929889,1.0254645814613519,0.99698571459943741,1.0183961141208198,1.0317389207647805,1.0072896262153115,0.98581476683346259,null,2.2303179552383399,0,1.5396323817749638E-3,0.13874338785580081,1.9396512189634986E-2,2.6272192343746979E-2,5.3928856447875498E-3,1.5181492965039515E-3,0.23274322063809993,1.3685807405576182,0.14098582272340121,0.18757184187387685,9.1308603962551083E-2,1.5212328606790861E-2,4.1319019273026629E-3]
[null,1496,0.97134527778415747,0.9818754151785769,0.99541379131746666,0.98619795825077861,0.99996217287121181,1.0240573164524669,1.0079421902320866,null,2.231509298181126,0,1.6528246700944266E-3,0.14827214432301603,2.0413932061569589E-2,2.6020592928210802E-2,5.6667828866949679E-3,1.6301397894471624E-3,0.2548872755433097,1.325308620388058,0.14697345377794521,0.18646797166843748,9.7671069234981853E-2,1.5413437118110754E-2,4.4367031314380082E-3]
[null,1497,1.0076037560141782,1.0149354848775227,0.96581288222922956,0.98359839194489906,0.96832897417211283,0.97073782663426811,0.99483975690977378,null,2.1643985766041589,0,1.5940763728307748E-3,0.13065172720608806,1.9518252477400994E-2,2.4971550831901782E-2,5.2576148172903273E-3,1.5709960888223209E-3,0.23414148102925894,1.3217811894778573,0.14161721008923564,0.18066953451428,8.7615397737506359E-2,1.3921965232295188E-2,4.2757334750528602E-3]
[null,1498,0.97981295697700699,0.99200227909165772,1.0218362569677346,0.98999771746447418,0.98263312217312881,1.0051587161873663,1.0247145593888189,null,2.2305401928769548,0,1.518982425704387E-3,0.14754306165207384,2.0208776720215656E-2,2.6545359740746025E-2,5.7600968156937306E-3,1.4977425445130094E-3,0.25420556698990715,1.3304614665004582,0.14576545733833096,0.18400562876183782,9.5686587128350917E-2,1.6303069635066191E-2,4.0763614754673067E-3]
[null,1499,0.963066476583471,0.97627830821706085,1.0215782048059483,0.98436326226796178,0.9542051160192544,0.98826571222835446,0.96302408835030373,null,2.213936770298949,0,1.5255926029851192E-3,0.14803393251696811,2.0632410556730207E-2,2.629409541410101E-2,5.8793378734617197E-3,1.5038956462298735E-3,0.24364274230696401,1.322888778944632,0.14829951116509554,0.18184534318339643,9.601940914509309E-2,1.6329797959290664E-2,4.093108189971174E-3]
[null,1500,1.032697057834465,1.0381178544240452,1.0394719788182505,1.0195412113925362,0.99645921607355492,0.99942796877545559,0.97507907886556866,null,2.2166442925999519,0,1.367530377814361E-3,0.14007334810955432,1.8993801264411619E-2,2.689647668445138E-2,5.5089836157061834E-3,1.3482985987855987E-3,0.22408218604176713,1.3702055165035871,0.13834035158937355,0.18248263721035002,8.991747447013225E-2,1.6493124570264427E-2,3.6696243193807634E-3]
[null,1501,1.0067519430193608,1.000031572308836,0.99398295154262539,0.98720342105088643,1.0190941114817704,1.0323048151943151,1.0016081184619794,null,2.2059359985885303,0,1.6058276881939786E-3,0.1434504363742698,1.9615869839687688E-2,2.5776805851631598E-2,5.4373966921011513E-3,1.5839639224429186E-3,0.24280595190033963,1.3266577322731878,0.14180124486989742,0.18648160016136275,9.457560473248075E-2,1.5044192016001897E-2,4.3110276433229221E-3]
[null,1502,0.99541751028599046,1.0142655933565816,0.99441732784152181,1.0126597221414544,0.993797589709289,1.0249044417400754,1.018948383398165,null,2.2455183180457396,0,1.6060174131713148E-3,0.14364154957960407,1.977790912843486E-2,2.6305730056085209E-2,5.4847149204405223E-3,1.5839931772059282E-3,0.24747943099949488,1.3608679411340585,0.14341688434902977,0.18429342158795678,9.4677045827673029E-2,1.5284607433782835E-2,4.3111072651440038E-3]
[null,1503,1.0177999125499171,0.96648826526672071,0.98120285619107461,1.0020852325405405,1.0053595049678068,0.99855580770045549,1.0011373992558561,null,2.2092920051146416,0,1.5895488517833568E-3,0.13654950638645522,1.9541241541588674E-2,2.5728668566478922E-2,5.3470962857941479E-3,1.5671752700589438E-3,0.24139317144554434,1.3466398002349631,0.14023317490607587,0.18427876910503344,9.0719098674584026E-2,1.4618517083936425E-2,4.2653344659115151E-3]
[null,1504,0.99085341863781629,1.0002074888568915,1.0188436981219953,0.98865509981979127,0.97990271394380979,0.95509878147586369,1.0049863019226408,null,2.1963406774391632,0,1.4335650485434329E-3,0.13789224729765806,1.9945528734380862E-2,2.6249171815065902E-2,5.668178410574075E-3,1.4124689041224855E-3,0.24142853548603449,1.3286511114923241,0.14413430875298008,0.1830193677146337,8.9584378567138884E-2,1.5944670576021096E-2,3.8442747367722989E-3]
[null,1505,1.0009159698006751,1.0191883750300843,1.043862854304787,1.0041931727702487,1.0157488694442829,1.0275546575583487,1.037805105903018,null,2.2488168509606759,0,1.4432566076098164E-3,0.14985639780466975,1.9679139085068752E-2,2.7184512143724283E-2,5.7324337652142187E-3,1.4235154507530852E-3,0.25068728217017383,1.3495895663113662,0.1427430974260849,0.18649220324902693,9.5954871074428433E-2,1.7042749292568351E-2,3.8743397952076741E-3]
[null,1506,0.99001855830815078,1.0045079493025022,1.0000938778715402,0.98402529993584731,0.99227899096760619,0.98469536815379965,0.96616890291570867,null,2.187114541968981,0,1.53653602373985E-3,0.13972548237278964,1.9931679085454932E-2,2.5721339481286784E-2,5.5590348986932735E-3,1.5146041958817031E-3,0.23397349485519831,1.3223959863796517,0.14421218705861816,0.18445177155344925,9.178502232662937E-2,1.5258222453014994E-2,4.122253332051011E-3]
[null,1507,0.96176607019791538,0.97805197375013286,1.0114774769432893,1.0261912144136518,1.0027175337980934,1.0010047775466369,0.98610843984832919,null,2.2852835839957546,0,1.5795624943221464E-3,0.14869699029599104,2.0645449864793015E-2,2.7047064433815691E-2,5.8241619334958999E-3,1.5573838682024239E-3,0.25056479701239703,1.3790812940788577,0.14847578649961815,0.18740250184711876,9.7022710909140567E-2,1.6306320248850318E-2,4.2386854977928207E-3]
[null,1508,0.99415944075150309,0.99755676654981407,1.0217841918232637,0.99814097586090555,1.0127040661755051,0.98650120977048561,0.98952845147008639,null,2.2184049836368307,0,1.4676295139528586E-3,0.14249439340871642,1.9892664450948012E-2,2.6501711218602293E-2,5.6697023241273434E-3,1.4467195737170541E-3,0.23977098270784086,1.3414051133944882,0.14366182893464269,0.18653047507344711,9.2415168705195921E-2,1.614635959037606E-2,3.9374937686785178E-3]
[null,1509,1.0138422464342562,0.9740992218961515,1.0245430709374861,0.99083374390301981,1.0138500081881729,0.99370772428028109,1.0445291736359057,null,2.2152530738714269,0,1.4489137836853978E-3,0.14186758396103169,1.9610568552646482E-2,2.6532860917504224E-2,5.604625054081892E-3,1.4284202025665559E-3,0.25178654756270852,1.33159061329769,0.14087905510277687,0.18550359471370942,9.18606272430596E-2,1.6149802134545012E-2,3.88768891279294E-3]
[null,1510,0.97697576580198708,1.011309545539381,1.0031708610936954,1.0177054382387363,0.98647939419879782,0.9870335660316828,1.0180882847878192,null,2.2552793622335447,0,1.5485132508599611E-3,0.1421345016385496,2.0169769760339532E-2,2.663634300412733E-2,5.642849670303359E-3,1.5264628250230736E-3,0.24921703570446299,1.3676626017187221,0.14614469725603058,0.1845989744098368,9.3197121813546946E-2,1.5742989072084775E-2,4.1545286113777759E-3]
[null,1511,0.96813114941181788,0.98007593124613057,1.0242853907631591,1.002992138424732,0.97719223769782992,0.9698178389587141,0.99036369232528676,null,2.2388607316068301,0,1.4796493259041305E-3,0.14471329078953454,2.050871216310363E-2,2.6765231792946678E-2,5.8598133768665312E-3,1.4582054833836349E-3,0.24726413296233907,1.3479298447648147,0.1475301588292216,0.18412381230066921,9.3717328343212614E-2,1.6501095498178128E-2,3.9687546284618474E-3]
[null,1512,1.0069532622920816,0.99954232333043924,0.99959402494731531,0.95488773065638921,1.0092353415101494,0.96599907499911863,0.99460439074621709,null,2.1388646655569348,0,1.4851672124066725E-3,0.13481264517701338,1.9617539019293962E-2,2.518342827489288E-2,5.4686712053817104E-3,1.4635583144215413E-3,0.23591247440223354,1.2832383032941543,0.14178571744787455,0.18536025843558027,8.858411868666996E-2,1.4939795241836546E-2,3.9833232699867513E-3]
[null,1513,1.0138232004707435,1.0174053961104685,0.98334993408275684,1.032759302398037,0.96928056330290346,1.019530070723643,1.0090944247687048,null,2.2496918088901992,0,1.6038638046878258E-3,0.13871777754286191,1.9398864954555891E-2,2.6259571468807127E-2,5.3197194185779541E-3,1.5817531590786374E-3,0.23975844337541355,1.3878634392459328,0.14078810023598273,0.18043072342321881,9.2040439849258318E-2,1.4831829346973802E-2,4.3050106742232976E-3]
[null,1514,1.0307547760151943,0.98160644078545789,0.99196619379362494,1.0116200690026937,0.96950242774842366,1.0116635471103399,0.97161182030875959,null,2.2059061687511585,0,1.5498362898732825E-3,0.13756846183626228,1.9236400274344281E-2,2.5877737861952934E-2,5.3213695060269506E-3,1.5283043230887323E-3,0.23060534147275985,1.3594672177475371,0.13849466823628981,0.1795020967006751,9.0807056717946491E-2,1.4887809802081658E-2,4.159540562062824E-3]
[null,1515,1.042798519580034,0.98350498878601467,1.0393353831598879,0.99052935537455322,0.99810938140665295,1.0133997601660818,1.0118364343028474,null,2.1928789198606093,0,1.3900359172062087E-3,0.14234795667055317,1.903469661153661E-2,2.6512759034526448E-2,5.520103234037281E-3,1.3707571525446642E-3,0.23764144160074493,1.3312148994511543,0.13699996217083601,0.18211220092544891,9.1384809474323925E-2,1.639862035285573E-2,3.7307490992526818E-3]
[null,1516,1.0314677403756325,0.99430160883046415,1.0111563633303522,1.0112759588778375,1.0042061699001856,0.99135258934343695,1.0015895377432344,null,2.2118548715270063,0,1.4543134713556961E-3,0.13675467708881625,1.9180475529334419E-2,2.6352052477313957E-2,5.4091516177149548E-3,1.4336946489182261E-3,0.23459740205355642,1.3590363339616176,0.13844178301879084,0.18340151624713105,8.9247398357412411E-2,1.555265578071309E-2,3.9020442170414143E-3]
[null,1517,1.0117944812496369,0.99615188989549264,0.99631842931932357,0.95703328889844763,0.98260608040477437,1.0244664738860827,0.98458196995987646,null,2.1514086664966032,0,1.5793847938892452E-3,0.14207265009070069,1.9536249431919658E-2,2.5126496621204707E-2,5.4280884941747647E-3,1.5577165268707146E-3,0.23735321494259237,1.2861167879644373,0.14109985213370124,0.1820654486608293,9.3536816681099519E-2,1.4855138857935634E-2,4.239590885027008E-3]
[null,1518,1.0278612563264742,1.0399725014456767,1.0199670794195597,1.0133715283410967,1.0116075975387142,1.0104034474723746,0.97904938387396956,null,2.212834292245736,0,1.4461017213123464E-3,0.13968445241009006,1.9063864785929224E-2,2.6472518076778712E-2,5.4236803643917834E-3,1.4259858892795316E-3,0.22654531308067447,1.3618697462312968,0.13894731973001243,0.18444768318251722,9.0689067693232414E-2,1.5829699008345004E-2,3.8810635144968194E-3]
[null,1519,0.96155339456347289,0.99478523275027453,0.98706791191203469,1.0251269143930759,0.99143285066384734,0.98843804677566272,0.98136705408989033,null,2.2682207054596524,0,1.6349796111064193E-3,0.14294521653298475,2.0557218126864302E-2,2.6460890157878669E-2,5.65865452139602E-3,1.6117310079545141E-3,0.24608770116901485,1.3776115664588187,0.14845018791823908,0.18611818089478091,9.4633567609273078E-2,1.5334170176884052E-2,4.3866004966682066E-3]
[null,1520,0.98944538499507229,1.0173590716950296,0.97526405576500008,0.96143841184701306,0.9708697239480818,1.0240404889398593,0.98981602151843895,null,2.1646365719584182,0,1.6784942552944371E-3,0.14167252190041585,1.9871941873670477E-2,2.4903380491454741E-2,5.4048307384866306E-3,1.6554566831748175E-3,0.24127612991151171,1.2920107061691335,0.14423806534955297,0.18204468481914762,9.4461268968553599E-2,1.4270471938155069E-2,4.5056073704529114E-3]
[null,1521,1.0175866553083341,1.0198256535487897,1.0181161408743338,0.98893490419225438,1.0193887398338515,0.98233391601717923,0.99091864925520157,null,2.1842063000423835,0,1.4317515532699676E-3,0.13747273608233501,1.9338272010642383E-2,2.6092778908745205E-2,5.4916295851905163E-3,1.4112662451251706E-3,0.23165972695352527,1.3290257077985463,0.14034607472705399,0.18590849299123435,8.9349904976264105E-2,1.5700459821554158E-2,3.8410014954380401E-3]
[null,1522,0.99149287119416751,0.98306225945370906,1.0162201285910664,1.0068232083574051,1.0384363132350225,1.0087890042445322,0.98160477124538315,null,2.2419287310063307,0,1.5272533745078855E-3,0.14586150040132387,2.0006967009621391E-2,2.6632775561245541E-2,5.6708080103125289E-3,1.5059746922042418E-3,0.24198011106984829,1.3530619831174528,0.14403524241986007,0.18959448187565683,9.4907605924025557E-2,1.6099767631533479E-2,4.0987666677560833E-3]
[null,1523,0.994498132767487,1.0106576019373672,0.96998900306822056,1.0236786796822606,1.0068349480107877,0.99899096717199687,0.99486123227593515,null,2.2434842019187919,0,1.6493587688069676E-3,0.13696008036694285,1.9796454605185063E-2,2.5942054942953097E-2,5.3553903514204854E-3,1.626153449471627E-3,0.24002221683281846,1.3756457521793091,0.14349307704983402,0.1858014066209262,9.1612257106689285E-2,1.4452863553928176E-2,4.4258536281212213E-3]
[null,1524,1.0252513075657468,0.99650501812372605,1.0235193077331632,1.0033720640001715,0.98291137098783743,0.9843492218076596,1.0353714613690186,null,2.2110818373859082,0,1.4152266640735248E-3,0.13812315144135456,1.9294936381032916E-2,2.6548817190956916E-2,5.5088214696206173E-3,1.3950192483108172E-3,0.24323834898773794,1.348438811142217,0.13930903673547138,0.18135428057618488,8.9489485862391097E-2,1.5999572488773699E-2,3.796782525930431E-3]
[null,1525,1.0175458300933913,1.0004027191425919,1.0270872690290225,0.98540551783688302,0.98657256798883153,1.0063477535158181,1.0119181185001616,null,2.1938671716312972,0,1.4457779625209578E-3,0.14267648483954862,1.942655873586311E-2,2.6275363628544129E-2,5.5660513377298335E-3,1.4255855831956574E-3,0.24084282766090612,1.3243009524136196,0.14037207361599399,0.18220968609877516,9.2247613302095993E-2,1.608977836424947E-2,3.8799740132973797E-3]
[null,1526,1.0183512538534882,1.021685594201476,0.96652910301245065,1.0006992018084169,0.96153135673612777,1.0213690402672924,1.0258797634740793,null,2.2018054363856661,0,1.654653033100079E-3,0.13601012439234678,1.9284552109197838E-2,2.5359598315560596E-2,5.1984753474523587E-3,1.6318832849386644E-3,0.24217888608516763,1.3447622421661292,0.14012421755938714,0.1792806445176946,9.1168881469757893E-2,1.4019135819711415E-2,4.4414483514227431E-3]
[null,1527,0.99219223166830506,1.0047080259608263,0.99792933933362671,0.99049468467485446,1.00216261230892,0.98696672448778378,1.0286491255647741,null,2.2111266297939296,0,1.5435528125663145E-3,0.13945321963476814,1.9885780668796524E-2,2.6007986766654639E-2,5.5341729384443513E-3,1.5215715335162438E-3,0.24870512297324487,1.3310865910592082,0.14389122821660713,0.18543578632923052,9.1724191975030719E-2,1.5283314382685344E-2,4.141216128309996E-3]
[null,1528,0.97078667752950687,0.99434123240330285,0.99725570580000533,0.99488419249806359,1.0368062532139286,0.98310294119002051,1.0259210847501763,null,2.2369929587876674,0,1.5772029771029298E-3,0.14219553269358179,2.0370251140960912E-2,2.6268577301346178E-2,5.6651576765188527E-3,1.5546542220100637E-3,0.2544998904726532,1.3369844449067063,0.14706238951899478,0.19066951211806785,9.3565450155624535E-2,1.5503045257622045E-2,4.2312563006848434E-3]
[null,1529,0.99057242580281457,0.96459637678075016,0.97460923902749985,0.98804222611784209,0.99146652405167524,1.0349059867009633,0.97193034295834091,null,2.211152015306673,0,1.7166631684306863E-3,0.14462838460418051,2.0082844996928598E-2,2.5432035571036755E-2,5.4585483730218457E-3,1.6933490946267457E-3,0.2438583332246877,1.3277610610072792,0.14407244023671853,0.18430427201855554,9.6470403344246919E-2,1.4498267980623028E-2,4.60873802319498E-3]
[null,1530,1.0017022833563107,0.98145655915039565,1.0158051773593899,1.003659478120243,1.0033468074291572,0.98578136870072108,1.0050970270455932,null,2.2246146157130808,0,1.4790171541325327E-3,0.14103137309958191,1.980991741695947E-2,2.6504652134211232E-2,5.6126350449287781E-3,1.4579295819446216E-3,0.24358484604351255,1.348809463403307,0.14256627017377077,0.18501789519515138,9.1787140493087602E-2,1.5943506565061546E-2,3.9680037156957374E-3]
[null,1531,1.0029109429163348,0.98452723049816848,1.0363381399314684,0.99816345893501335,1.0097875504616243,0.99816004152474735,1.0209071259190918,null,2.2291592466673622,0,1.4321870917639898E-3,0.14531482668567181,1.978533415387557E-2,2.6869510624777677E-2,5.7208844735342646E-3,1.4120204514749669E-3,0.24790603100489217,1.3414675150444719,0.14244177828489774,0.18569335895763991,9.3450939230215843E-2,1.6686180651173849E-2,3.8430541964981292E-3]
[null,1532,1.0200689570949037,0.99195227861263546,0.99497632147907511,1.0273619716904743,0.998785454463476,0.99276437267116924,1.004906298996213,null,2.2390643192296675,0,1.5237406180860034E-3,0.13645174016666792,1.939497372485877E-2,2.6401152982748949E-2,5.3815529852055009E-3,1.5021681995189332E-3,0.23827604632037766,1.3806264823508367,0.13995226779778994,0.18341759343062072,8.9908096232153414E-2,1.5187579007500096E-2,4.0884066494766497E-3]
[null,1533,0.96897241824604208,1.037358804007583,1.0029117405665069,0.9899313398745313,1.0065913923387002,1.0008092405828031,1.0246153047661533,null,2.2270747030094578,0,1.5751080531059903E-3,0.14449118934432192,2.0222734515304843E-2,2.6197895317414961E-2,5.6561965548762218E-3,1.5529876507500923E-3,0.25086749977514533,1.3303374317457015,0.14735118148906862,0.18737366921967272,9.4756951267640957E-2,1.5615353739563239E-2,4.2267204431002698E-3]
[null,1534,1.0079805738449101,1.0023539009030278,1.0162392231079742,1.0283126025336042,1.0029523822611131,1.0154146789365572,1.0187242945562782,null,2.2630281025465213,0,1.5056275979620725E-3,0.14381765809569436,1.9595761226634603E-2,2.6974622242353141E-2,5.5543608140613534E-3,1.484787099302876E-3,0.24517646311944533,1.3819414531715,0.14167927818924708,0.18460473163398766,9.3576691919240673E-2,1.6086821608651828E-2,4.0411010243666893E-3]
[null,1535,1.009435255862021,0.98977566120428229,1.0032244705458899,1.0191897391567246,0.99588172666174524,0.96116047845268571,1.0261159680679668,null,2.2322212663227452,0,1.4661969998750921E-3,0.13454833480751405,1.9613875459995562E-2,2.6511684767003003E-2,5.487623593725034E-3,1.4447567225535616E-3,0.24362235451393949,1.3696573982122331,0.14144537767824758,0.18370913167944705,8.8220093482189912E-2,1.5494680870908271E-2,3.9321515348652043E-3]
[null,1536,0.98192461803392794,1.0006894948334466,1.017280796964299,0.99048530934505707,1.0157842914928026,1.0185965545850013,1.0003263490863814,null,2.2290127964725301,0,1.5476345026109828E-3,0.1483020164910526,2.0123766593441728E-2,2.6420096336419625E-2,5.7099423669807669E-3,1.5262794730334518E-3,0.24760930341664847,1.3311076581610752,0.14544127085167252,0.18761824863297072,9.6435560270959592E-2,1.6112258793180612E-2,4.1540295877039923E-3]
[null,1537,0.96362780541718673,0.98467167562283142,1.0130978988076089,0.98551587475007596,0.98399746482431405,1.0050171278341469,0.99319068792448939,null,2.228292417763134,0,1.575169258006628E-3,0.14901895618103839,2.0576062778796506E-2,2.6302861435485644E-2,5.8139857881622072E-3,1.5531406151993402E-3,0.25137253226527129,1.3244213485219585,0.14819280918763222,0.18516884679894319,9.7140092364539965E-2,1.6079814322207168E-2,4.2271367619064037E-3]
[null,1538,0.99560865118430542,1.0080830803017875,1.0343161152169507,0.99559510045939859,1.000460016769011,0.9642631834699753,0.99678501397934216,null,2.2079080601958658,0,1.3923265408898853E-3,0.1403417705506021,1.9825772557171387E-2,2.6652331239320558E-2,5.7211615964015052E-3,1.3720319877352524E-3,0.23822878470598285,1.3380110789765924,0.14348181691468836,0.18507129394767211,9.0358354970415999E-2,1.6501770509779606E-2,3.7342187803921555E-3]
[null,1539,0.99225337529219504,1.0008080704802671,0.98241325797998347,0.96035430035810077,1.03635286862618,1.0285917249054035,1.0066958212881307,null,2.1789678741840448,0,1.6625058160944946E-3,0.14340052153563612,1.9891825277457427E-2,2.5190413862272294E-2,5.4497206503200104E-3,1.6397886515279918E-3,0.24711782311780586,1.2905615932672285,0.14384641595553349,0.18928351910768559,9.5201187393293002E-2,1.4584607028103061E-2,4.4629641532754954E-3]
[null,1540,0.97084044426146465,1.028692441305094,1.0167463902149148,0.99630687931698259,0.99090299898135881,0.99633165254440226,1.0086855805334634,null,2.2319402203859848,0,1.5235128913007577E-3,0.14570976471014499,2.0229969998986793E-2,2.6506481252994971E-2,5.7370228736637399E-3,1.5020209234323861E-3,0.24725431929620384,1.3389301904011837,0.14710051645340569,0.18549534401263973,9.4779609025062925E-2,1.6130488517047088E-2,4.0880058125186179E-3]
[null,1541,0.98252460481997572,1.0327408590024143,0.98764194691754104,1.0194880468943048,1.033082084118577,0.98860027011299223,0.98343277596940293,null,2.2434867003933054,0,1.5853305689872393E-3,0.13884557312212592,1.9953750586398131E-2,2.6248720004267145E-2,5.4957343190080868E-3,1.5627916498183738E-3,0.2369004420005737,1.37003457342068,0.14528297852867078,0.18951012051598592,9.1887823485520465E-2,1.5096119632565736E-2,4.2534036966767079E-3]
[null,1542,1.0184650748452535,0.98978721353352295,0.98005166605948468,0.99741114693583677,0.98630871196920844,1.01389821349292,0.98987441651849561,null,2.1977746882453451,0,1.6083112966105084E-3,0.13771065778503155,1.9425700728559831E-2,2.5530309614659474E-2,5.3092670320882855E-3,1.5860161808583526E-3,0.23687649811574105,1.3403572469413949,0.14013899398423416,0.1820862228597821,9.155411726951021E-2,1.4491355815889933E-2,4.3166132142029301E-3]
[null,1543,0.9735413809173501,1.0106245824134077,1.0299415119427842,0.9912510660752929,0.97594839315522253,0.98776694182116087,0.9677931522986285,null,2.2145495699893729,0,1.4711393948365031E-3,0.14639495567912938,2.0261121230672131E-2,2.6509743016858291E-2,5.8215867752973516E-3,1.450206306073948E-3,0.23808155288721791,1.3321631067216011,0.14672372499158709,0.18364796520541268,9.449492038151891E-2,1.6524842684084339E-2,3.9469835047529706E-3]
[null,1544,0.98257112444986361,0.9807669919926244,1.0215642541524064,1.0172551756892847,1.0098966805837304,0.97689687354893584,0.96166750683329838,null,2.2456611157800377,0,1.4766588061882742E-3,0.14325561790253652,2.0202437106338775E-2,2.6844286489602139E-2,5.7567344063610406E-3,1.4554133815002407E-3,0.2370245510206001,1.3670922921432953,0.14535564084724228,0.18691696811587,9.2920803256866275E-2,1.6351874468460599E-2,3.9611554475513875E-3]
[null,1545,0.99794764800403957,1.0142523088153672,1.0016789993803703,0.99932970195599902,1.0320254423814148,1.0327325317579248,0.9892662457663326,null,2.2267314385989194,0,1.5900608314154609E-3,0.14538470715475685,1.9732352203203293E-2,2.6158960606567958E-2,5.5122132230243969E-3,1.5684207017514214E-3,0.24033767905849052,1.3429655707771522,0.14307002152462031,0.18846983393087513,9.5412672279104604E-2,1.5440343850361877E-2,4.2687241204219907E-3]
[null,1546,1.0125956633119564,0.98920051064329184,1.0050099127791254,1.0089652888780498,0.95404107656487158,0.99361634269551602,0.95792827113167422,null,2.2055584429553772,0,1.5055792884659774E-3,0.13897672313842827,1.9556263976704021E-2,2.6088879502299066E-2,5.4813109866710908E-3,1.48428226631491E-3,0.22926918476203387,1.3559201062437904,0.14100797531710774,0.17879781348952686,9.1027347742596021E-2,1.5414407782976251E-2,4.0397270353915958E-3]
[null,1547,1.0028602490272578,1.013406958576635,1.0003722685725205,1.0247281908812431,1.0131686294663038,0.99090248167574757,1.0099593210023705,null,2.2472183480194703,0,1.5225836964074923E-3,0.13858579153800304,1.9638482107787066E-2,2.6564094056839373E-2,5.4787936761507257E-3,1.5009871535284415E-3,0.24088755881272239,1.3770955840113912,0.14236617976206817,0.18604598964981314,9.1021305818271447E-2,1.5470972897677907E-2,4.0851922316222384E-3]
[null,1548,0.98966320625973658,0.97889422881684607,1.0154759816122565,1.0059043232433453,0.98323732373944805,0.98607002127868593,1.0044616302671645,null,2.234509176000782,0,1.4993348690066563E-3,0.14282741037637331,2.006222715588938E-2,2.65858826764327E-2,5.6822561802266384E-3,1.4779638681062307E-3,0.24673711063212911,1.351825652776812,0.14429979585581348,0.18346520241339728,9.2974017801433204E-2,1.6048460694847392E-2,4.0225304383269796E-3]
[null,1549,0.96652660250442424,0.96186831692172392,1.004592968893014,0.99934092450378942,0.96526656632507946,0.99736141412321144,0.99078349627956475,null,2.2420094375556432,0,1.5944566742634517E-3,0.147003501249313,2.0614819124355591E-2,2.6366283167800774E-2,5.775592570271687E-3,1.571987136546985E-3,0.25226500521688261,1.3429854866177655,0.14772806384620321,0.18285900069176245,9.6308521341030198E-2,1.5847202487714221E-2,4.2784307802606007E-3]
[null,1550,1.0067500128979543,1.0164352918011674,0.97110142056478232,0.97195536241800384,0.96742833977285536,1.0404662792670027,0.98676525628556577,null,2.1697770046679472,0,1.6909150675821468E-3,0.14096470911094691,1.9531712130696439E-2,2.49137063234935E-2,5.2897806114107397E-3,1.6680734023935711E-3,0.23775758282757067,1.3061396493272535,0.14174933621178731,0.18062200900738334,9.4227152447978399E-2,1.4064262413550278E-2,4.5399459210659849E-3]
[null,1551,0.99468620165421606,0.99374854242625732,0.97855633545099918,0.986674744886471,1.0208442993566216,0.98409614966881276,1.0164364781546005,null,2.1998849828177449,0,1.6018963329331327E-3,0.13648405584968201,1.9871682135539775E-2,2.5547487808662343E-2,5.4229073955859115E-3,1.5790176588577963E-3,0.24609826933583545,1.3259276002079849,0.14348569377524364,0.18738096616683583,9.0820647618904432E-2,1.4570985653164743E-2,4.2975655443795724E-3]
[null,1552,1.0386756621457167,1.0286678517676602,0.98475911171753372,0.9881911100257641,1.026498798561591,0.99274353532550297,0.96524160139753856,null,2.1582108984899637,0,1.5162424027554005E-3,0.1316499152461901,1.8889743293288869E-2,2.5245143722155583E-2,5.1875117748182977E-3,1.4947756899014325E-3,0.22066615014996027,1.32797264378651,0.1374225695982364,0.18550014454112332,8.727679580253582E-2,1.4353460612761005E-2,4.0682866752379532E-3]
[null,1553,0.95770566968269089,1.0127537657842656,1.026616455234366,1.0280304321285536,1.032907867364687,0.9999786262434821,1.0373870439209589,null,2.3043043498436764,0,1.5237708138111442E-3,0.15014633357424731,2.0584433905951389E-2,2.7578125018382773E-2,5.8950534901536164E-3,1.5023536030551864E-3,0.26018041796544644,1.3815841511973781,0.14914178157538008,0.19109088400009064,9.71038510158167E-2,1.693182405480009E-2,4.0889112567840703E-3]
[null,1554,0.98741299610443878,1.0107606991180726,1.0262900086253715,0.9995308708142826,1.02074662385641,1.0180953725209947,1.021834021771753,null,2.2433361833166572,0,1.5063784718559183E-3,0.14832414002507965,1.9973577722044725E-2,2.6793948673031958E-2,5.7182645226092231E-3,1.4855824811904827E-3,0.25031033488413967,1.3432824962288006,0.14465393484828759,0.1878515575300598,9.5943616991848807E-2,1.6461842089749587E-2,4.0432657916671857E-3]
[null,1555,1.0085360812958188,0.97595748767857859,1.0211382044744104,1.0279833805424496,1.0000378688579825,0.98734850599017043,0.96764953617591809,null,2.2461902548768506,0,1.4568982539762444E-3,0.14117886475014771,1.9703353109935599E-2,2.6901284998171061E-2,5.61214340195195E-3,1.4361590192787982E-3,0.23374006963919045,1.3815090603333533,0.14161245594192759,0.18424729471210324,9.159655007014203E-2,1.6201165733838167E-2,3.9087514207834205E-3]
[null,1556,1.0059014643242132,1.0275442248990285,0.97632642742498676,1.0411478417924311,1.0143651889659311,0.99910738178263758,1.0067469234238198,null,2.2615506189223473,0,1.6037848665753618E-3,0.13575550357319177,1.9504708454827206E-2,2.6339378050171922E-2,5.310694262118062E-3,1.5812233691732476E-3,0.23822619491445135,1.3991278802466802,0.14188081985498446,0.1859819647005734,9.0457810575967329E-2,1.4684657026036918E-2,4.3035687607460207E-3]
[null,1557,0.97772764139062684,1.0053227987241606,1.0124971894265411,0.9847054276884758,0.97483972422388621,0.97310398196167858,1.0016923436288256,null,2.202768282424894,0,1.4981785178878656E-3,0.14141267902632559,2.0186561236713241E-2,2.6127950746564873E-2,5.7005091194858052E-3,1.4765394627910134E-3,0.24467150523221343,1.323331094485714,0.14605429947915508,0.18324517332005777,9.2214421039896965E-2,1.5827074117249547E-2,4.0186536766140448E-3]
[null,1558,1.0328583128441455,1.0229882270633197,0.99986266165556514,1.0466663546461823,0.97574438045343159,0.97286669391000302,0.99293310757027986,null,2.2407920519750464,0,1.4499841990415834E-3,0.13173958582116518,1.9028366171963736E-2,2.6635727024265914E-2,5.3058635526302611E-3,1.4290361341322941E-3,0.22748873507640405,1.4065766474974895,0.13823019809745957,0.18009717953947615,8.6551017285872889E-2,1.5270314697756828E-2,3.8893652754730941E-3]
[null,1559,0.95826029330865736,1.0200331992332716,1.0096962347386413,0.98488438040219073,0.97850370117244234,0.99240163021969663,0.98641551385147308,null,2.2175333380039035,0,1.563024684199226E-3,0.14633298636187336,2.0529117971224371E-2,2.6153563161166186E-2,5.7810447003313909E-3,1.5408880114636733E-3,0.24562097358656793,1.3235665327466264,0.14901469569771289,0.18488956241952414,9.5580525858584175E-2,1.5892682959419906E-2,4.193789213607654E-3]
[null,1560,1.0102650348805553,1.0027288708125712,0.97283492871442045,1.0312057133115271,1.0005447570867005,1.0091250934124223,1.0146623728463053,null,2.2519478442321215,0,1.6333059628998803E-3,0.13682033121998236,1.9523043673694337E-2,2.61187058522931E-2,5.2967990970534153E-3,1.6105572662866656E-3,0.24276201321418392,1.385763603830487,0.14126007933959134,0.1841621424441067,9.1360571786774009E-2,1.4519896511796171E-2,4.3834059587721614E-3]
[null,1561,1.0080049055619016,0.99305237721450801,1.009002904408383,0.97945447601970825,0.97765933125927718,1.0056518015093137,1.0108593144719731,null,2.1881484740712378,0,1.5168185060528637E-3,0.14173696293790858,1.9631020538665986E-2,2.586734903665238E-2,5.5243070020815407E-3,1.4956192822572958E-3,0.243566876980228,1.316268173726288,0.14165929812647612,0.18173788830598164,9.2616411658660677E-2,1.5490802326547211E-2,4.0705826555404688E-3]
[null,1562,1.007870183092282,1.044575110362552,0.99663403781052684,1.0006295977067194,0.96674147831661295,1.0105960273614785,0.98728743961919829,null,2.199926134420692,0,1.5468073612480227E-3,0.13924834835350935,1.9408775171554676E-2,2.5847408606093854E-2,5.394384553243513E-3,1.5252947752031963E-3,0.23232018423535594,1.3447045124803181,0.1416499667484663,0.18050071687315181,9.1660129098126208E-2,1.506187132209811E-2,4.1513495648155888E-3]
[null,1563,1.0049254282893321,0.96275116311428588,1.0218181405982258,1.01453219517824,0.96522410217918753,0.99104495747858645,0.98783854039922181,null,2.2351668516671457,0,1.469930752117897E-3,0.14274189783908162,1.9833931759012217E-2,2.6726068322712675E-2,5.6531532435033539E-3,1.4490840434814873E-3,0.24142272420544228,1.363433400784128,0.14212282614300781,0.18052431596513985,9.2573852347038368E-2,1.6211598690786557E-2,3.9439290759300579E-3]
[null,1564,0.99600910850356705,1.0277394307841703,0.98835367239212368,1.0123322312604519,0.97351603662778885,1.0427704499019095,1.0262790207739114,null,2.246007276572866,0,1.6488905277413971E-3,0.1448318104661816,1.9705082598029337E-2,2.6166572088403912E-2,5.4311553225327132E-3,1.6266657675048895E-3,0.24891237598121285,1.3604192201800893,0.14331770195266039,0.18196013353754742,9.5808584629186747E-2,1.5049616588337124E-2,4.4272479889221669E-3]
[null,1565,1.0050621222775984,0.98093639700753854,0.96725297500181495,1.0321306942849258,1.0051157816353908,0.99619432367295102,0.97553177969577709,null,2.2464152882655744,0,1.6474533926639934E-3,0.13566767396526611,1.9715734648595558E-2,2.5956030904658523E-2,5.3186482421656474E-3,1.6242098109635222E-3,0.23614346319278462,1.3870012387324595,0.14197861709343362,0.18497813332881471,9.0899178102410938E-2,1.4359249951864828E-2,4.4205636848224207E-3]
[null,1566,0.98049524230410146,0.99712723435494821,1.021268346722622,1.0323557226037472,0.994993480028322,1.0245616184425466,0.997099158386901,null,2.2878295976942691,0,1.5473010912137861E-3,0.15007678488345597,2.0171470196894869E-2,2.7256317668753929E-2,5.7462209855028319E-3,1.5260749657877092E-3,0.24812690622167291,1.3873853353983721,0.14566268739876509,0.18536004722765784,9.7362095476061963E-2,1.6549485376161875E-2,4.1534729863968757E-3]
[null,1567,0.96912340502087002,1.0232466969985918,0.98773688080608912,0.99883316108944409,1.0077120963245498,0.9640194984538718,0.96586492070693497,null,2.2114991018500829,0,1.5701688033681626E-3,0.13750658171187255,2.0270880612496694E-2,2.5849603702095984E-2,5.5836158631767194E-3,1.5472762358799714E-3,0.23501749342406089,1.3422777205510841,0.14729220083435632,0.18747715732035136,9.0996495979987796E-2,1.5039068563494096E-2,4.2111758545912053E-3]
[null,1568,1.0200928830346032,1.0151937126691213,1.0060121399089386,0.97042203959732132,0.95851707224597771,1.0127031131348103,1.0011562154905238,null,2.1602806294966372,0,1.5114074246500588E-3,0.13997546023741181,1.9302688483177888E-2,2.548171796894827E-2,5.4156743060996436E-3,1.4904309074177278E-3,0.2362993610965814,1.3041245809086841,0.13997389462864177,0.17887402346045506,9.1627144513495157E-2,1.5170598800800414E-2,4.0564616095744689E-3]
[null,1569,1.0300141699971836,0.97594148580868367,1.0470984151488452,0.96020185807357727,0.9739512569385651,0.96548118166917829,0.97901680207012098,null,2.1371513045961472,0,1.3214320544987761E-3,0.1384268753246127,1.9308473398088759E-2,2.5974459856415982E-2,5.6423296915290456E-3,1.3021951583230111E-3,0.2300704565285506,1.2904752154097401,0.13871784417565083,0.18009545291373641,8.8472094446110733E-2,1.6443193795451987E-2,3.5441459524366637E-3]
[null,1570,1.0154856953698099,0.97332132815115335,0.98750907406913069,0.99836621638048506,0.9725020786631231,1.0151722899349593,0.96415875604435852,null,2.1983578618747073,0,1.5962087320861794E-3,0.13979489096274417,1.9559334254287859E-2,2.5633668000864484E-2,5.3863783117042742E-3,1.5741091579705095E-3,0.23350042462997919,1.3416499182029922,0.14056701773979627,0.18070264237173939,9.2523459438879574E-2,1.4778021312781255E-2,4.2842062230512611E-3]
[null,1571,1.0006403272046047,1.007892976671422,0.97221002994660144,0.9601980522879997,1.0008029787063599,0.98894121977818616,0.96268294414795663,null,2.1415322411278157,0,1.6162928323595555E-3,0.13510030652167562,1.968817662150105E-2,2.4692155008514471E-2,5.3381955661612772E-3,1.5933216396647181E-3,0.23039140151810913,1.2903408933817169,0.14261736490120747,0.18475537936156702,9.0246289006385982E-2,1.4048554168841062E-2,4.3364962648300073E-3]
[null,1572,0.9739956284373954,1.0088025508295944,0.98917527893744517,1.0056795360786088,1.000290696591378,0.9891389532364786,0.98655111876883717,null,2.2326545081649631,0,1.6032629964707842E-3,0.14106977663093304,2.0233580283307902E-2,2.6079394694916564E-2,5.5814573225756612E-3,1.5804815423710759E-3,0.24259918066727479,1.3514801314509199,0.14655879411322406,0.1863333673567735,9.3273973460546514E-2,1.5166083885856755E-2,4.3015497527336497E-3]
[null,1573,0.97489362550243053,1.0059278221940466,1.0252311122195708,1.003001512107681,0.99257189770532672,1.0319281609960871,1.026499533765689,null,2.2609243681537965,0,1.551501907991701E-3,0.15230872695316111,2.0250736351541981E-2,2.6915639966909419E-2,5.7915320442491489E-3,1.5303700916996809E-3,0.25644644763575525,1.3479444572040091,0.14650903856184624,0.18543784694229556,9.8581828907727209E-2,1.6594082499349416E-2,4.1651629032413871E-3]
[null,1574,1.0236887431999158,0.96744400421489085,0.97992717282520458,1.0344014873761267,0.99961765121731916,0.98060584068385004,1.0082925344829241,null,2.2443874919550084,0,1.5557569935017277E-3,0.13309700870169738,1.9423823441036422E-2,2.6246704812522451E-2,5.3080822450049551E-3,1.5334582052679881E-3,0.24016372269503095,1.390066058381644,0.13942361508210643,0.18329345431720842,8.8493478968435957E-2,1.4720274368173906E-2,4.1735677303779539E-3]
[null,1575,1.0428025493272979,1.0181416905749479,1.0268681620827051,0.97144693012315464,1.0362347907432641,0.97190488201840575,0.99802610895423804,null,2.1458688080486086,0,1.3578382414128831E-3,0.13384244494679345,1.8882757353263727E-2,2.5830386170777282E-2,5.4090688215020933E-3,1.3382020051455246E-3,0.22713270983272862,1.305541339100821,0.13697177068512462,0.18641010086073151,8.6546989661377374E-2,1.5678732131923535E-2,3.6421447198336796E-3]
[null,1576,1.0158308649687049,1.0139205200922485,0.97648166755592214,1.0171637804414844,0.97647799364173571,0.99164924362107798,0.99161086183817027,null,2.2138865557729646,0,1.580381688526845E-3,0.13382299931780717,1.9370948169071398E-2,2.5760922555446462E-2,5.2751082778581112E-3,1.5579822113875289E-3,0.23331461418999941,1.3668974986998401,0.14049433367678893,0.18112295857138719,8.9161745141237897E-2,1.4447512659964971E-2,4.2403139906988995E-3]
[null,1577,1.0123791456525923,0.97715735326652564,1.0173322487506353,0.97407295507751523,0.99521858959627085,0.98541562695040508,1.0054086362238697,null,2.1766642102038478,0,1.4596468471970295E-3,0.13982641272131871,1.962088542104358E-2,2.5915572738999419E-2,5.5675394402536814E-3,1.43882772926477E-3,0.24160571679797976,1.3090512857036589,0.14106620401372819,0.18347577104933493,9.0921431906069244E-2,1.5718194759768534E-2,3.9160147696252253E-3]
[null,1578,1.010029432606669,1.0353138312562693,0.99840180772182652,0.98912027130126801,0.96540497347220766,1.0237231704847354,0.97724307119528964,null,2.1862016681211967,0,1.5608843651402692E-3,0.14129376515388975,1.9406349741277275E-2,2.5651797824764764E-2,5.4033163863923079E-3,1.5394543649781683E-3,0.23149682255705267,1.3292402967391226,0.14135117422453503,0.18022536349419024,9.2908664324428139E-2,1.5055660375227214E-2,4.1898873004755487E-3]
[null,1579,0.98225834138189083,0.97715872241035773,1.0268588168967447,0.99128085243039255,0.99343072446426484,1.0005767278782707,0.95312038591613746,null,2.216057465803023,0,1.4975625303048055E-3,0.14767300948247,2.0228660521587415E-2,2.6441978198252527E-2,5.7945564924460503E-3,1.4765262695899952E-3,0.23732109962788869,1.3321964091467928,0.1454143823836728,0.1850800161459395,9.5490813334454319E-2,1.6418958961162189E-2,4.0186177690700112E-3]
[null,1580,1.0015172975669742,0.97284170960874705,0.9756622923718471,1.0165334801122705,0.99223410489153085,1.015680744619172,1.001265876875433,null,2.2421290266894434,0,1.6596289905493867E-3,0.14023308880956198,1.9826871439559468E-2,2.5963755933531528E-2,5.3947610447839722E-3,1.6366628631163003E-3,0.24587881098702721,1.3660495915236099,0.14250038584255667,0.18373771183810855,9.3478953512758034E-2,1.4633605097743144E-2,4.4544567876347446E-3]
[null,1581,1.009001407190937,1.006117288308199,1.020830435928626,0.95125276826565819,0.98418440607691127,0.99168201903792952,1.0007867174380161,null,2.1429588649832794,0,1.4537880917505734E-3,0.14075562961544616,1.9562649526041503E-2,2.5503885148082266E-2,5.5703628530898389E-3,1.4331835649397471E-3,0.23831815037281343,1.2783900282561629,0.14154644335677816,0.18242795213324395,9.1338388280674657E-2,1.5665326752825292E-2,3.9006532149307828E-3]
[null,1582,1.0042639700622762,1.0171445724621169,1.0322962214875218,0.97626309419333956,1.0285183959108486,1.0313242901973978,0.9564968677305058,null,2.1884255640715513,0,1.4796377111135402E-3,0.14837984774563132,1.9614988061833781E-2,2.6164992836190715E-2,5.6490628131669069E-3,1.4594729016905407E-3,0.23070723140094676,1.312025650668506,0.1422405550552481,0.18772696672506156,9.5645419582216673E-2,1.6318809868880475E-2,3.9722041232889121E-3]
[null,1583,0.98495759281110429,0.99691580759596377,1.0002513041448053,1.0044992608843462,1.0004874734133056,1.0025406550892009,0.98759463133759606,null,2.2323141194292591,0,1.5745327642531825E-3,0.14328576731993686,2.0067659738712683E-2,2.6246469371552145E-2,5.5978461717264699E-3,1.5524586296753887E-3,0.24274068679493591,1.3499104538528759,0.14495355436544632,0.18568766259504885,9.4114951891653142E-2,1.5505860839822215E-2,4.2252806221266762E-3]
[null,1584,0.99250551261736453,1.0109331599747546,1.0174011308628141,1.0108630053437573,1.0122716765040407,1.0235089661477084,1.0123137474270458,null,2.2513153539107291,0,1.5346922425688437E-3,0.14712511092850858,1.9864748281543033E-2,2.6757439755057243E-2,5.6371235038536298E-3,1.5136174347366216E-3,0.24705714468524043,1.3584933687966303,0.14389103163137379,0.18657705957457044,9.5663510963006501E-2,1.6150322905277677E-2,4.119567693499822E-3]
[null,1585,1.0102559870647903,1.0244030737234693,1.0181872670034893,0.98860810981249292,1.0001494171093512,1.0015096525531058,0.99830998477693944,null,2.1937863511472409,0,1.4686269507715832E-3,0.14108287221036808,1.9459457423762531E-2,2.6138943334511985E-2,5.5264346433713E-3,1.4480163651804667E-3,0.23606988417946728,1.3285866695848818,0.14136462322978197,0.18415706452661446,9.1692478637956334E-2,1.5787510754562063E-2,3.9410232075547356E-3]
[null,1586,1.016083348561071,1.0054490018482372,0.9618498357225671,0.9863431013608438,0.99237551888667463,0.95886750927128261,0.98618006400943592,null,2.1601482845771542,0,1.5775135799975476E-3,0.12772808186147333,1.9392975566749675E-2,2.4907018422780241E-2,5.2026796897230755E-3,1.5543903509875922E-3,0.23030003166130827,1.3254664805472522,0.14042643543450248,0.18289364667814123,8.5862663484518958E-2,1.3760856328969151E-2,4.2305381307467336E-3]
[null,1587,0.96584796780285886,0.98797772757500157,1.0037254470520647,0.99634800296131354,0.9865675586287701,1.0155767191151179,0.9957949008946313,null,2.2430006115330388,0,1.618083837492729E-3,0.14882962129550847,2.0507546797820395E-2,2.6323235195054046E-2,5.7405418937265347E-3,1.5956903228977902E-3,0.25183162925758734,1.3389619315062307,0.14782979288531678,0.18530908322030959,9.7555016059329633E-2,1.5791663896992644E-2,4.342943039754214E-3]
[null,1588,0.9983842538099249,1.0319974327497379,1.0084663395839248,0.99184878623870087,1.0206718417744212,1.0002567541951426,0.98614901155039636,null,2.20212086943845,0,1.5120668699758421E-3,0.14105345380682716,1.9652825643210806E-2,2.6060464131885126E-2,5.5274754658467332E-3,1.4908200723055807E-3,0.23493512942075925,1.3329236774567801,0.1430231194762619,0.18716647432594755,9.2198976550351447E-2,1.5542999170137227E-2,4.0575207881110359E-3]
[null,1589,0.98940280545248493,1.0107720740202961,0.95762604610120616,1.0415310628721888,1.0072421159872864,1.0366443508168508,0.98692149876533453,null,2.2787530272318679,0,1.7647233585382607E-3,0.14122640688157639,1.9890167707292235E-2,2.6055928956440412E-2,5.312946450753895E-3,1.740796767542932E-3,0.2422249972596891,1.3996260078068217,0.14420345485638189,0.18614428898997942,9.5183019892222623E-2,1.4171860073951232E-2,4.7378749477516675E-3]
[null,1590,0.99565628283083052,0.97140168534656335,0.99573610313581729,1.0262574313340032,1.0060290513489087,1.0228834991961997,1.0087893787352857,null,2.2705304825707975,0,1.6133455244840998E-3,0.14486927177881079,1.9962730393109113E-2,2.663432866000142E-2,5.5433321079016717E-3,1.5911770814201907E-3,0.25011609511255556,1.3791433018699693,0.14338553805684545,0.18566289836881902,9.5411157375432626E-2,1.5493337806175842E-2,4.3306594842418399E-3]
[null,1591,1.0414220711150071,1.0228779238678896,0.975530592345353,1.0035297357002779,0.99077883695440094,1.0141544411405168,1.0098813093996466,null,2.189157827816127,0,1.576579216028412E-3,0.13315975859701629,1.8857846977142052E-2,2.5442015463326102E-2,5.1304073887419432E-3,1.5547295060354992E-3,0.23249518847648054,1.3485746119838269,0.13703982589798228,0.18130427854318856,8.8770976748537955E-2,1.4173306250890881E-2,4.231461198984706E-3]
[null,1592,1.0263960848606142,0.98600973206068543,0.99279183147544248,0.99590044266846767,1.0176473623378888,1.0405844638901034,1.0020305841317729,null,2.2087662859895207,0,1.5966028292553019E-3,0.14212939154415907,1.9299580398433686E-2,2.5827685892110163E-2,5.3432984225702329E-3,1.5750376270868068E-3,0.24057667835771671,1.3383435458454853,0.13908464912376128,0.18518938921017039,9.3771359688854097E-2,1.4935539498512704E-2,4.2867332099160594E-3]
[null,1593,0.99375665637575405,0.9668858900571079,0.98647554122740622,1.0144152605055494,0.98527770696735029,1.0055915894465031,0.9989838103577019,null,2.2439200225503484,0,1.6215424263543799E-3,0.14155149033178122,2.001554777131169E-2,2.6169107877407092E-2,5.5062486124773605E-3,1.5988782124355075E-3,0.24726242224411438,1.3632159819070828,0.14363820383008566,0.18342301261822527,9.3744229286722561E-2,1.5064822860867954E-2,4.3516194241883755E-3]
[null,1594,1.0263038306616961,0.99516642371684405,0.95449827527352149,0.98169681495722605,1.0041391031288931,0.99121774002850804,0.97708283698039822,null,2.156243130601827,0,1.6428491304571395E-3,0.13015057207013681,1.9238870935639567E-2,2.4663686756769124E-2,5.1224456061074236E-3,1.6195541369878768E-3,0.22948788615987617,1.3192178850641378,0.1390116160655096,0.18363667412010803,8.7887197807574383E-2,1.3441698534431848E-2,4.4078924750032269E-3]
[null,1595,1.0287927046629459,0.98177665188157515,1.0194671196004368,1.0007899160875577,0.99656162457153208,1.0087003902440539,1.0119957255155783,null,2.2106370217617006,0,1.4622667402353271E-3,0.1410296530465768,1.9289132687509446E-2,2.6397384757938333E-2,5.4850418664278396E-3,1.4418917039903437E-3,0.24060225147736683,1.3449603115064217,0.13882039738475638,0.18269430887024121,9.1589221134151369E-2,1.5865340167763246E-2,3.9243538987892403E-3]
[null,1596,0.96435024393653235,0.9993670453162663,1.0040506696019345,1.0176117735414656,1.025360855955572,0.98394936163738611,0.97414235403912808,null,2.2595307130118121,0,1.5651166787768571E-3,0.14403423414292449,2.0487880133241786E-2,2.6661139955806677E-2,5.7369078349473095E-3,1.5427599659585372E-3,0.24277545327229097,1.3675382241386411,0.14806016295012697,0.18978978311890113,9.4393538418399855E-2,1.5876861702696126E-2,4.1988840566530416E-3]
[null,1597,0.96198518226270102,0.9977654087149741,0.96258934933292295,1.0366292840104321,1.0310926444148465,0.97583598800775306,0.98956679588395557,null,2.2798485770981971,0,1.6959890408911179E-3,0.13766440617816827,2.0518634758796433E-2,2.6237763986918811E-2,5.508847952194554E-3,1.6715614753039791E-3,0.24643248029428655,1.3930425844405911,0.14832521061309384,0.19055247533943642,9.2500258529229523E-2,1.4540903265381145E-2,4.5494393056851896E-3]
[null,1598,0.99924759425960663,0.99423781930403288,1.0002828591590098,1.0090411529561545,0.99976414394847457,1.0139180572156208,0.97228065389829621,null,2.228379143414279,0,1.5704552462559274E-3,0.14295113434385001,1.9792405857307599E-2,2.6207624691944268E-2,5.5212395753442981E-3,1.5486853337319522E-3,0.2367640277881749,1.3560141902443754,0.14288068087436581,0.18474458965324222,9.389339302734262E-2,1.5416616316420684E-2,4.2150109544353154E-3]
[null,1599,1.0164246722802113,1.0003487740849026,0.96158518638390644,0.96138090343313665,1.0257939616098726,1.0404427539259775,1.0069996908508714,null,2.1608026802574534,0,1.7139955205719337E-3,0.13882925251283368,1.9408003527223588E-2,2.4663683195415152E-2,5.2052966275870395E-3,1.6908415503966694E-3,0.24215026661323369,1.2919216173093278,0.14037868340209689,0.18665172365739635,9.3340337549727023E-2,1.3675056518375979E-2,4.6019133144124457E-3]
[null,1600,1.0047473774415128,0.98811925580849969,1.000780358020676,1.004534220622882,1.0036459203895063,1.0025088577930201,1.0134542474409902,null,2.2264349761192364,0,1.5447874893597833E-3,0.14080369215933747,1.9711126859899161E-2,2.6241796575783481E-2,5.5013157680861291E-3,1.5231296812291135E-3,0.24527524256879479,1.3499582870558429,0.14209972111477995,0.18485883182500762,9.2455576217508856E-2,1.5405586889585507E-2,4.1454568927411723E-3]
[null,1601,1.0132439574347671,1.0331649725847964,1.0131111068384551,0.99672232161480689,0.97814849230897272,1.0292334809110977,1.0237550813702554,null,2.2125689644895354,0,1.5179512954596108E-3,0.14365949834311692,1.9362638993740851E-2,2.623833354789263E-2,5.471192081424125E-3,1.4972223165971342E-3,0.24254871102239303,1.3394815643714013,0.14093618907739569,0.18149249334041681,9.364572718042756E-2,1.5678399923615419E-2,4.074945586573381E-3]
[null,1602,0.96284077247078603,1.002797126375472,1.0007130780340148,1.022403441390388,1.0077238957839161,0.98927081850429044,0.99848023058705326,null,2.2717513544959251,0,1.5858055410100137E-3,0.14448551601639845,2.0502372488478447E-2,2.6747966720864647E-2,5.7217632178525055E-3,1.5632751510082749E-3,0.24922008105137231,1.3739719951322769,0.14828429714386995,0.18788957337116691,9.4876954592513732E-2,1.5818645523601314E-2,4.2547196275294942E-3]
[null,1603,1.0000814228220023,0.99717402474408223,1.0405988571941507,1.0088365784832749,1.0189801411385238,0.98715837129468431,1.0060685918714276,null,2.2382221873310146,0,1.4038905278581993E-3,0.14426102322311593,1.9788354130984041E-2,2.7101814923532992E-2,5.7457996035645111E-3,1.3839020194153309E-3,0.24257966739526901,1.3558218798319968,0.14285465232345521,0.1869038275958336,9.2545592833449847E-2,1.6873038884587126E-2,3.7665250936704383E-3]
[null,1604,1.0012595732422942,1.0008085107798983,0.99212309648634334,1.0134668235565969,1.0039794318969502,0.97146509810251969,1.0101709345010552,null,2.2260633185953749,0,1.525082855954986E-3,0.13535653441350606,1.9718943498318368E-2,2.6189397546385627E-2,5.4557197240470085E-3,1.5030180448601929E-3,0.24119908164665776,1.3619492073662238,0.14257481809616207,0.18509466669597041,8.9338609592545068E-2,1.5117685178308112E-2,4.0907196483441193E-3]
[null,1605,1.0440060050998958,1.0026927926992966,0.98793824226609994,1.0028640266944633,1.0379079909308171,0.97827669749702828,1.000248781318283,null,2.1848960801241541,0,1.4851010596405865E-3,0.13016410193108727,1.8901235945767304E-2,2.5693724247434806E-2,5.2074081428276544E-3,1.46376430927643E-3,0.22932756958036954,1.3476948501704071,0.1367279318404101,0.18650086463552085,8.612712131743433E-2,1.4588725143184777E-2,3.9838839200755736E-3]
[null,1606,0.977649146200682,1.0023951107778823,1.0361600527481174,1.0161485212346772,1.0365061807675944,0.97847979112352934,1.0072924086521384,null,2.2622618215370904,0,1.4350717917830124E-3,0.14548760062149427,2.0216306444308888E-2,2.7307963856869507E-2,5.8444735051641486E-3,1.4144581016056845E-3,0.24704784019541864,1.3656378540081595,0.14612195641966058,0.19024245779005317,9.3571674147316028E-2,1.6954619562239211E-2,3.8496886765827937E-3]
[null,1607,1.0165654385682696,1.01615379272606,0.9814487749082772,0.98542829436440105,0.99448324326707438,1.0211982223032625,1.0061623056272888,null,2.1855128575863123,0,1.6089032894431583E-3,0.13835879066775575,1.9350614572531441E-2,2.5382503785481385E-2,5.2962574360958898E-3,1.5867594019431416E-3,0.2386795970265683,1.3242558674748215,0.14040402341778918,0.18312026370320098,9.1907494781568996E-2,1.4460952591003842E-2,4.3186360169929607E-3]
[null,1608,1.003553279096095,0.96693371169290188,1.0080223858690884,0.97132506350576364,1.0328734262335133,1.0025174557522794,1.0268306303654806,null,2.1942576513582011,0,1.5308449556316122E-3,0.14261845700183667,1.9833447328597379E-2,2.5906540232635306E-2,5.5757989493340843E-3,1.509382804877603E-3,0.25158509549383085,1.3053415362896592,0.14228542715331846,0.18823917685858113,9.324637553991523E-2,1.5539216234273324E-2,4.1080424269689325E-3]
[null,1609,1.0027796114587875,0.98957845461065297,1.0151593340460796,0.99778877788357956,1.0399222720335266,1.0083256777848915,1.0047788719996467,null,2.2256314655346396,0,1.5105057625872294E-3,0.14380000018605824,1.9752384610516142E-2,2.6443672380992753E-2,5.5927336085588681E-3,1.4894507484979238E-3,0.24405236444394721,1.3409186378750111,0.14241161892281856,0.18908787121024379,9.3624535503571693E-2,1.5914907866905473E-2,4.0537939401040658E-3]
[null,1610,0.97987200207323832,0.98337950526465567,0.98107717486981871,0.97623392303974266,0.97122509163219128,0.98778082077824891,1.0111611307368098,null,2.1931952337370753,0,1.6274687894203155E-3,0.13973208856425923,2.0220322897817569E-2,2.5428368268496017E-2,5.5322079398382037E-3,1.6043115889060996E-3,0.25015899598933028,1.3118996941486853,0.14566088669905081,0.18267546479149774,9.284054285219856E-2,1.4703411502583516E-2,4.3664072838292545E-3]
[null,1611,0.99294527386606712,0.98418841497536558,1.0385626736311937,0.98602885683757513,0.97240140705477929,1.0423060107634095,1.0080025937289403,null,2.2277428620575641,0,1.5036591348472894E-3,0.15368553597071788,1.9986834701807833E-2,2.6695059817680267E-2,5.7918205234113737E-3,1.4833828617678083E-3,0.25089749878491252,1.3251646390370229,0.14387657824392006,0.18206386231575183,9.8707284771502382E-2,1.6856745011212461E-2,4.0372791527030138E-3]
[null,1612,1.0078490183256497,1.0042338862634652,1.0166425546690177,1.0021081359636086,1.001795021912899,0.98307870239739636,0.97603471841774625,null,2.2060150427982039,0,1.4560483831549693E-3,0.13918693532838297,1.9590491939384173E-2,2.6315623221539151E-2,5.5550985978119281E-3,1.4352312224092437E-3,0.23220895635464472,1.3467262575042431,0.14169869541329699,0.18448196003301481,9.054222864721477E-2,1.5823386655863275E-2,3.9062262635526494E-3]
[null,1613,0.96471964471418414,1.0050654619307937,0.97646289497202876,1.0035098212828462,0.99260601258354353,0.97916853478838073,0.98250004310799688,null,2.229215109377324,0,1.6464046649648306E-3,0.13938020213577362,2.0436617098908816E-2,2.5816458990285351E-2,5.5652054867913357E-3,1.622771977275475E-3,0.24346783851716128,1.3485488476686409,0.14793773323450324,0.18603895840386628,9.286537730969377E-2,1.4764852843880285E-2,4.4166503755053033E-3]
[null,1614,0.99888212923671815,1.0251401768556321,0.9799801292767869,1.0086253192712524,0.96359156556154646,1.026657643686506,0.95225919834017869,null,2.2128569276574237,0,1.6479515063446888E-3,0.14109893445857619,1.9654160568467575E-2,2.5647323008052638E-2,5.3713171709042391E-3,1.6253907965185211E-3,0.22929779353629323,1.3554271748244349,0.14288623517027574,0.18065975752307703,9.3810795863439309E-2,1.4602218305535134E-2,4.4237779381913452E-3]
[null,1615,0.99346732860139997,0.97518624330338932,0.99843356760385538,0.97871441072320731,0.98148260680125754,0.98515116187418583,0.97163448516162609,null,2.1825516494711943,0,1.5472464188969913E-3,0.13999633310888351,1.9991312552163302E-2,2.5620908274233734E-2,5.5663656311998279E-3,1.5251719334408815E-3,0.23801290080812337,1.3152563134852246,0.14370771468089516,0.18302189704377417,9.2053789341662334E-2,1.519517380045682E-2,4.1510152300333458E-3]
[null,1616,0.98559668450656845,1.018902284830886,0.97436493856770034,1.0119301130452831,0.99711294640472137,1.0281297421869837,1.0119547730311771,null,2.2459074139353663,0,1.6943580412747755E-3,0.14263072034554242,1.9942324213157028E-2,2.5931648392349755E-2,5.4190047273313035E-3,1.6711952314099107E-3,0.24777825484867047,1.359862071512066,0.1447992152624778,0.18524457762974925,9.5152012849161111E-2,1.4622304454187947E-2,4.5484425105378019E-3]
[null,1617,0.99266226457231899,0.96210783663347654,1.0225843205074781,0.97849655173984329,0.9666736963703817,0.95903807245075778,1.0025881732865589,null,2.1882962517139872,0,1.4379473724155099E-3,0.139891937098715,2.0082397310950427E-2,2.6163032959907628E-2,5.7283282619389033E-3,1.4168736565575548E-3,0.24552966181697961,1.3150065240623821,0.14388036795724071,0.18141842065886299,9.0684949505001222E-2,1.6075442776988084E-2,3.8562630208743096E-3]
[null,1618,1.0176100348851955,0.95660359763333591,0.96649013266787409,1.0012293416788318,1.0137229671721235,1.0070095907432881,1.0341552552231112,null,2.2185834206173931,0,1.6565240908551918E-3,0.13612076400335549,1.958005928546518E-2,2.556974337130109E-2,5.2779236392033191E-3,1.6334035427026559E-3,0.25127429566239312,1.3454746227518606,0.14022619522619528,0.18522308664929474,9.1245214451403545E-2,1.4169050133167193E-2,4.4455859919034892E-3]
[null,1619,0.98954611210260524,1.0152217732987328,1.0012679269004021,0.99244596484347469,1.0364945308844604,0.97938023270661978,1.0190620748892787,null,2.2136993678680681,0,1.5216965617513652E-3,0.13885681176263162,1.9895444735293661E-2,2.6120984861228089E-2,5.5554788269146348E-3,1.4998586703452931E-3,0.24516893660673061,1.3337140854671248,0.1442837712128659,0.18947936530647017,9.1150804470378322E-2,1.5413401637433589E-2,4.0821208724020897E-3]
[null,1620,0.99131770885611625,0.98971487068829911,1.0223018613735606,0.99206337319038385,1.0412069635176751,0.99148981514355472,0.97242886087206293,null,2.2143924741685188,0,1.4802544759595438E-3,0.14395522711341155,1.9984685477113729E-2,2.6421650740701189E-2,5.6988584730663407E-3,1.4592707743221703E-3,0.23763603539320757,1.3332384633909404,0.14407485922603991,0.18992376182262077,9.3334370271198591E-2,1.6173891962631328E-2,3.9716539992234769E-3]
[null,1621,1.0168621392328183,1.0448403104497745,1.0166018299346553,0.97957888961565875,0.98369510995240894,1.0166423643556837,0.99826965301294357,null,2.1758607183704339,0,1.4795804763896284E-3,0.14148675988672246,1.9248233140892704E-2,2.5860524867652418E-2,5.4578259833485947E-3,1.4591252464538932E-3,0.23341664411903493,1.3164492798913592,0.14044263382426622,0.18191418683075566,9.2040481924093073E-2,1.559334521190317E-2,3.9712579203392767E-3]
[null,1622,0.99160613551686005,1.0076966868409727,0.99733226966860722,1.0200663083231403,1.0279241254618285,0.96739462814052524,1.035608495369444,null,2.2496007844678108,0,1.5147227851872486E-3,0.13656194948847256,1.9884161095188941E-2,2.6576277817077311E-2,5.5303977243613845E-3,1.4927156524076445E-3,0.24852477174903639,1.3708257869819691,0.14397489042922543,0.18838259792752154,8.9854423422912444E-2,1.5444855032554558E-2,4.0626799322710403E-3]
[null,1623,0.99101964155825228,1.0252950800315312,1.0101136096677024,0.97375894797910389,1.0072297466938132,0.97946311516846407,1.02627258732917,null,2.1856859882151127,0,1.4886736772931504E-3,0.13952136639687363,1.9828307996692558E-2,2.5901907062296045E-2,5.5860253334952814E-3,1.4673115056501548E-3,0.24540282057517415,1.3086160194805685,0.14408980651875161,0.18609017966633373,9.1108942499194601E-2,1.5568436638103275E-2,3.9935382192718815E-3]
[null,1624,1.0439683904548638,0.98381335582202112,0.99797805754108615,0.98392113026337236,1.0229983472175803,0.99002957753106202,0.99713279586375447,null,2.1656692023637265,0,1.4782222189314322E-3,0.13357651850659524,1.8987149148122183E-2,2.5552493168954141E-2,5.284344649898169E-3,1.4572364187585827E-3,0.23178758946278646,1.3222527257305665,0.136754974840014,0.18482577012824863,8.7856292760099527E-2,1.4846212614607718E-2,3.9661171540045234E-3]
[null,1625,1.03355112844198,1.0027095869914713,1.0080906231278792,1.0044485666809544,1.0155730685747588,0.97811064738605646,0.9765335808849499,null,2.1901658216865783,0,1.4384769544213876E-3,0.13399321135343936,1.9104529733596616E-2,2.6064344380656818E-2,5.3712443083351056E-3,1.4178065535638729E-3,0.22628481338849393,1.3498555756659361,0.13815587865751794,0.18456775905873271,8.7603512619898086E-2,1.5326820861831921E-2,3.858802058996092E-3]
[null,1626,0.9883205410438054,1.0459239822903208,1.0007605713722014,0.98636402166907022,1.0084433650734126,0.99044364084804848,1.0158843948729661,null,2.2003465491974343,0,1.5323402620355483E-3,0.13963661723179013,1.9789657317226421E-2,2.5916563660684903E-2,5.5231235763511053E-3,1.5105952615494342E-3,0.24201133394585087,1.3255399629283742,0.14446150882772021,0.18638247293474561,9.1690320352179305E-2,1.5305391088655119E-2,4.1113423343434223E-3]
[null,1627,1.0117494088451149,1.0388493284358382,0.9738035181505883,1.0072704289433958,1.0045135681560542,1.0350119713293013,0.99125848810633521,null,2.214973411115118,0,1.6564571277736639E-3,0.13921629374658989,1.9343807257345056E-2,2.5602340153008465E-2,5.2533589461931105E-3,1.6339630183286713E-3,0.2347215432831439,1.3535996692288088,0.14105502616592702,0.18452547452753704,9.2905813311501911E-2,1.4325469904379842E-2,4.4471087001264143E-3]
[null,1628,0.98794897050556596,1.007997799749377,0.990458797426508,1.0014889890653695,1.0264117481053583,0.95978172889259306,1.0184930216836756,null,2.2183839093152287,0,1.5299042638119195E-3,0.13507883485513084,1.9952121776886343E-2,2.605586246466873E-2,5.5109623174493996E-3,1.5075002540221414E-3,0.24460458618057684,1.3458504356416212,0.14449185061880743,0.18842709604648222,8.9244163961399059E-2,1.5087480717872899E-2,4.1029187441230883E-3]
[null,1629,1.0073695274632688,1.0220965413682848,0.97993654711898381,1.0057711729572243,0.96005863145800185,0.99077518894871908,1.0289178527398195,null,2.2103300008068949,0,1.5781292547961895E-3,0.13503496539674814,1.9501294033320595E-2,2.5752318967128356E-2,5.3293039476198824E-3,1.555741969944799E-3,0.24310847940335459,1.3515916192433879,0.14168227538923159,0.17976012968205196,8.9781478510085833E-2,1.4576306726829757E-2,4.2342167919871805E-3]
[null,1630,1.0020319535270481,1.0154584212978035,1.0125583078048641,0.97414612985106641,0.98934719474831134,0.99750491912877881,0.95958488840424283,null,2.1681426631625138,0,1.4950029993678203E-3,0.14118957566988466,1.965355197890567E-2,2.5677200605324489E-2,5.550330567949925E-3,1.4739380220995036E-3,0.22942485570268634,1.3091407208333639,0.14251188919449628,0.18341306777807856,9.2065625073558977E-2,1.5525337322915646E-2,4.0115734126164489E-3]
[null,1631,1.0185535512375306,0.98143161803914891,0.97018757046224202,0.999888481629711,1.0097259960055349,1.0006722389771425,0.99976716593009651,null,2.2013465199441882,0,1.6228978094728873E-3,0.13484708673460741,1.9454224356479581E-2,2.5447871828067129E-2,5.2638774492334067E-3,1.6001031399930561E-3,0.2391194236047863,1.3436760574755522,0.14010461399648014,0.18472024590351505,9.0187981384110549E-2,1.419297860763246E-2,4.3549532732027616E-3]
[null,1632,0.97806991144415878,1.0407884726883148,1.0403313885454772,1.0067873245631449,1.0120590137199896,0.96815120628780427,0.99293025031030924,null,2.2333715898973461,0,1.3954277513254041E-3,0.14323529537922863,2.0043857683490214E-2,2.7047949348275264E-2,5.8184582385993324E-3,1.3751696778642401E-3,0.23810486935466635,1.3530671317442102,0.14606896989419496,0.1874571588644702,9.1901724083361336E-2,1.690367484172671E-2,3.742758538583987E-3]
[null,1633,0.98826790800834585,0.96231863691781161,1.0396468431703723,0.99236631872774306,1.0062283301492587,1.0086202343109336,1.0076897369037585,null,2.2370152211100609,0,1.4658753563870732E-3,0.15024526631608867,2.0181649407367531E-2,2.6919395685378131E-2,5.8545152310957166E-3,1.4454484149319254E-3,0.25207391282975278,1.3336844262411973,0.14456007108277324,0.1861711825360588,9.6437431485334152E-2,1.6973763142964508E-2,3.9340340935027788E-3]
[null,1634,0.9975281962813034,0.98855911572500288,1.0248555856218153,0.99637502763992047,1.0065671901253275,1.0393707262587146,0.96855546766678469,null,2.2273022277918821,0,1.5342957780145581E-3,0.15046402690006533,1.9866978193522743E-2,2.6500103438308352E-2,5.6796656995188911E-3,1.5135479525449002E-3,0.23911053264825444,1.3390382567457519,0.14318378211128543,0.18563805334311465,9.740916083082489E-2,1.6313037120826483E-2,4.1193785858787543E-3]
[null,1635,0.99756505155295527,0.98645167613607809,1.0132302020770343,0.99285535792659885,1.0235087307495598,1.0034502142451673,1.0289137616776642,null,2.2253265051265254,0,1.5181885156127671E-3,0.14368247489880157,1.9868250746271694E-2,2.6402116336049726E-2,5.6147271905624537E-3,1.4969235909351947E-3,0.25119858797395078,1.3342850263851411,0.14315158344368628,0.18754019906653399,9.3654143720975441E-2,1.5876527735432432E-2,4.074132553796469E-3]
[null,1636,1.0233416020041362,0.99691843408700975,1.0008876730598291,0.97726493943176096,1.0049171672416291,1.0129485911945353,0.99159491247067399,null,2.172568281094224,0,1.5291864276668525E-3,0.13944732049302391,1.931532946792032E-2,2.5560730096168896E-2,5.3914311940689496E-3,1.5079683025049906E-3,0.23539534857501263,1.3133122258901948,0.13951799570261791,0.1839297766354033,9.1559109100627784E-2,1.5056039446546699E-2,4.1041926178012628E-3]
[null,1637,0.96197176507532511,0.98969623541790797,0.98046721742474263,0.96913506691651652,1.0000713562015888,1.0079701654110584,0.96551951963946192,null,2.1940742354626162,0,1.6913864161451039E-3,0.14499412587440114,2.0567191171426188E-2,2.5302990474787287E-2,5.6236238560573503E-3,1.667801782334959E-3,0.24415389466888049,1.3023592930549159,0.14836986892475246,0.18706197856897661,9.6372202483144556E-2,1.4753444358274794E-2,4.5392066608059703E-3]
[null,1638,0.99505286552123062,1.0116473744404564,1.0103581537017696,0.98286463458607609,0.99467314302826271,0.9894001258175591,0.98910065259110036,null,2.1904282001337712,0,1.5013404357295151E-3,0.14083302756344315,1.9806396271818214E-2,2.5941116309863267E-2,5.5812163843801223E-3,1.4800128745080716E-3,0.2379251654447897,1.3208534133579042,0.14350633746746383,0.1844284100145053,9.1952213086801168E-2,1.5594124635721299E-2,4.0281071582980131E-3]
[null,1639,0.99927784188343094,1.0011260321223892,0.99990025358319701,0.97424834249518588,0.98578451525962996,0.98787908507463773,0.96658013214295446,null,2.1680463688035583,0,1.5289678945792139E-3,0.13896244594979101,1.9761528005954793E-2,2.5482993338879122E-2,5.5105063976744638E-3,1.5072144241287161E-3,0.23254063703812794,1.3092567868111582,0.1428754744214884,0.18316225276022041,9.1294292770916871E-2,1.5119063970417922E-2,4.1021408093769827E-3]
[null,1640,1.0016105413240939,1.0016196604103356,1.0072374026623012,0.97360792980903221,0.99255936490342067,0.97545544867270606,0.98534516259418115,null,2.168464845355099,0,1.4832996476310931E-3,0.13780744072909051,1.97179432675973E-2,2.5655935755578185E-2,5.5389733328128641E-3,1.4619271424266363E-3,0.23552042793352818,1.3084080850987976,0.14255959944165855,0.1837962926807869,9.0142645257530532E-2,1.5359990605387272E-2,3.9788837575323224E-3]
[null,1641,1.0074827146529612,1.0212955860229578,0.97763203457583359,1.0061589831542306,0.9750914393905602,1.0002644079981213,0.97715361643494303,null,2.2026525460752455,0,1.6009489584709673E-3,0.13605420614172586,1.9501048988763328E-2,2.5582952617698954E-2,5.3167604789192899E-3,1.5784534068516089E-3,0.23165863450722721,1.3521101580749935,0.14166110954921518,0.18145090919926593,9.0585231756793505E-2,1.4458000475834881E-2,4.2960298364243558E-3]
[null,1642,0.97912455493973771,0.97647747331152235,0.97879122328370638,1.006323371048601,1.0263340328232839,1.0101927196679152,1.0230136569061556,null,2.2524397203427364,0,1.6761524251087817E-3,0.14296582302105842,2.0265678136696663E-2,2.6091940032936342E-2,5.5317488882485688E-3,1.6528316354233637E-3,0.25604916376718628,1.3523323686266042,0.14576672389902093,0.1889493111119793,9.5120306772615279E-2,1.4891514020254038E-2,4.4984628558202115E-3]
[null,1643,0.98708981984754229,1.04220840897401,0.9853092564919983,0.97500269677264662,1.0304203020252773,1.044513128241062,1.0310497829010334,null,2.2065473652894938,0,1.6719560042139725E-3,0.14551522811704312,1.9820171635535306E-2,2.5565476958246899E-2,5.4460624157114997E-3,1.6494579520579934E-3,0.25072560488859119,1.310250179780984,0.1446056267440585,0.18892803467356725,9.64368375311246E-2,1.4787359794954078E-2,4.4892808018340957E-3]
[null,1644,0.99155680202643126,1.0043234394435256,1.0023861741662854,0.99366023259886205,1.0272278522354767,1.0121942130338955,1.0156227866555225,null,2.2249563164413915,0,1.5695767464836397E-3,0.14377841217612575,1.9903005552458886E-2,2.6181973602804567E-2,5.5638342023951433E-3,1.5477819567834116E-3,0.24786348449433046,1.335347711347266,0.14399378819870279,0.18831131564819492,9.4318909911747933E-2,1.5503123836884652E-2,4.2125522601795199E-3]
[null,1645,1.0034315117164312,0.9930304078566381,1.0043663917206458,0.97588093983109658,1.0159569465197853,1.0279716434554098,1.008470458784835,null,2.1965285631638301,0,1.5726254642359965E-3,0.14495322249068104,1.9717696035968058E-2,2.5815826558084117E-2,5.5229933674320834E-3,1.5511234994822849E-3,0.24586625334858195,1.3114579153854384,0.1422942970797246,0.18633098984666785,9.4978036917545819E-2,1.5391187260593114E-2,4.2216468378665981E-3]
[null,1646,0.98478007616440311,1.0279831127337371,0.97633033169976702,1.0101847464579812,1.0425826776752141,1.0374311279726092,1.0146605502718795,null,2.2518641270789646,0,1.7008464204543124E-3,0.14404905622318451,1.9921172807251718E-2,2.6017901256325748E-2,5.4241097247861624E-3,1.6778033789298283E-3,0.24833931994586209,1.3575186833633563,0.14492386357169285,0.19043618350476196,9.598381715664997E-2,1.4706634856905015E-2,4.5664277097117751E-3]
[null,1647,1.0074802290858278,0.99911213210843708,0.99995140432126883,1.0052470438244194,1.0109566020380742,0.98438731346846065,0.98893206714278803,null,2.2122828364213381,0,1.5116687115000621E-3,0.13740438362382487,1.9609356616258108E-2,2.6115089651703449E-2,5.4683545358054711E-3,1.4900850762516915E-3,0.23594436347968006,1.350914891836325,0.14171237249128402,0.18552431848767492,9.026794659880906E-2,1.5287822364078895E-2,4.0555203711437338E-3]
[null,1648,0.98602880245523727,1.0195253160787154,1.018849092637018,0.99429133556630334,1.0403318765551341,0.99998604772328159,1.0008176696717705,null,2.2248505145470476,0,1.5019319297455203E-3,0.14456755313995678,1.9958950359261859E-2,2.6483211574978696E-2,5.6720230448732718E-3,1.4808218299474365E-3,0.24293383233214158,1.3362256453078822,0.14483956723267549,0.19014278993722308,9.3920824059701452E-2,1.6096918789818188E-2,4.0303088683318741E-3]
[null,1649,0.97480847719605257,1.0312158959385185,1.0241278854020526,0.98833197269314932,1.0064594239874827,1.0215283051784296,0.96826449201202158,null,2.2193979007295677,0,1.5311459013092527E-3,0.14979008670835767,2.0141478364797388E-2,2.6387867168978493E-2,5.7539872232716654E-3,1.5100790248636941E-3,0.23814217981846039,1.3282275918667363,0.14651922056587061,0.18701182452661105,9.7014006331566011E-2,1.6320787723099094E-2,4.1099373082622145E-3]
[null,1650,0.98618244928824761,1.0105275873101665,1.0009099287731276,1.0038749134817848,0.95752619016338403,1.0305808865294879,1.0149422535561772,null,2.2392832721472868,0,1.6095443270971604E-3,0.14682040515046996,1.9983442550316245E-2,2.6274409214591482E-2,5.578044359687521E-3,1.5875933005502004E-3,0.24978809098195517,1.3490724767985058,0.14477505717190506,0.18075727907697636,9.6398896430474654E-2,1.5536215824841791E-2,4.3209056141067723E-3]
[null,1651,0.97573615798920277,1.0209146519569792,1.0480479007239933,0.98987899836369264,0.97725869737112414,1.0073191030466482,0.99780884731688713,null,2.2277397993290995,0,1.4381790951426339E-3,0.15118072247718045,2.0182148924761344E-2,2.6932364163745313E-2,5.9031214457384911E-3,1.4181122139914377E-3,0.24541905921812288,1.3303626254710019,0.14643666251544438,0.18367655317672268,9.6570886565176234E-2,1.7236088286436919E-2,3.8596339659189879E-3]
[null,1652,0.99972731812594184,0.99797021348075443,0.96710151277150225,1.0349449250553331,1.027016576832958,1.0099152452865594,1.0317490893752759,null,2.2716483009175743,0,1.673232165903452E-3,0.13775414141450135,1.9745919355086367E-2,2.623586622377239E-2,5.32596521480225E-3,1.6499456103947377E-3,0.25006359927881866,1.3907829311022435,0.14273590486337723,0.18776861458229946,9.23056674399855E-2,1.4462369951125714E-2,4.4906080470701864E-3]
[null,1653,0.99983179073023076,1.0130013892530889,1.0129112558964384,1.0150055876706825,0.96492206370252975,0.99583975373243916,0.99525762156673059,null,2.231502315661686,0,1.495491639480878E-3,0.14138288821151027,1.9707521057160973E-2,2.6535245944805996E-2,5.5675329286556845E-3,1.474384542426418E-3,0.23863491282999225,1.364051816857377,0.14282630563244167,0.18078285555646478,9.2172534448805771E-2,1.5849020597774235E-2,4.0127886937509237E-3]
[null,1654,0.97697794178116648,0.97242579381219507,0.98443852279279209,1.0056506563688958,0.98786130469256628,1.0113125026553591,1.0169751968542744,null,2.2496913590571048,0,1.6636898448684182E-3,0.14435030142219171,2.0332415313018527E-2,2.6135704884814911E-2,5.581884680955513E-3,1.6405680807556834E-3,0.25576858126624613,1.351435109336472,0.14610027113815352,0.18473828216477506,9.5714926327353095E-2,1.5091918784543037E-2,4.4650855026944951E-3]
[null,1655,1.0022095004594089,1.0279864126203111,1.0085455914243371,0.96217849016849277,1.0108403829071957,0.985747052055156,1.0095821242438363,null,2.1593498276089105,0,1.4854730756979756E-3,0.13857673262010956,1.9594643736678779E-2,2.5543100896822404E-2,5.5115484400942152E-3,1.4642927187683051E-3,0.2388979450351143,1.2930505573168545,0.14247740921814045,0.18582843145121367,9.0575840560703197E-2,1.5329476613586841E-2,3.985322076522314E-3]
[null,1656,1.0097765760092101,0.96170861160382592,1.0098472103096543,0.98883279126260315,0.99426214736984153,1.0143957239537789,1.0036815016316993,null,2.2088012728698585,0,1.5354417388409156E-3,0.14386095856776432,1.9735864007049787E-2,2.6111634923099345E-2,5.5585015793310384E-3,1.5141672120340044E-3,0.24603360465138796,1.3288729928140015,0.14141268228869591,0.18351204131993101,9.3957501328702078E-2,1.564570191063417E-2,4.1210640060692612E-3]
[null,1657,0.99122913264495016,1.0227167466962701,1.0452554796392377,1.0119631863613998,1.0340040010183273,0.97347994825729878,0.98890353253571783,null,2.2384181699096102,0,1.3756121508512055E-3,0.14332249411288775,1.9857230771921853E-2,2.7215865948494001E-2,5.7922174186790928E-3,1.35575106586106E-3,0.23650091138497814,1.360035691063588,0.14414131756712992,0.18913645367955412,9.1697817492812889E-2,1.704812407650106E-2,3.6899074780550579E-3]
[null,1658,1.0037981363976463,1.0119215552464293,0.98761681635868936,0.98092432846998157,1.0183604544392826,1.0263496703878403,1.0261356288851433,null,2.1998657004320279,0,1.6183032053644435E-3,0.14179777159022175,1.9618555954341473E-2,2.5609524430249841E-2,5.4032763667029955E-3,1.5961417374206527E-3,0.24749224487914065,1.3182108557124177,0.142203933386082,0.18656660870328021,9.3843000095581663E-2,1.4797919140671573E-2,4.3441716412766854E-3]
[null,1659,0.99639281229780519,1.0027775745490923,1.0221720989217826,0.97829288476925447,0.99790195628828016,0.96414832068604817,0.99737398290796297,null,2.1816454332205053,0,1.428363536354927E-3,0.138797836115573,1.9825539541315173E-2,2.6095115553690248E-2,5.6527478456499351E-3,1.4075412275676108E-3,0.23871166781620989,1.3147319787350791,0.14334071645547902,0.18472394278271875,8.9997360185193262E-2,1.5958487272783772E-2,3.8308632255980696E-3]
[null,1660,1.000075677305563,1.0158054499979872,1.0035998154990045,0.99316213012656873,1.012909881072072,1.0174786913802889,0.98824702736609149,null,2.2095601718354327,0,1.5564988617239425E-3,0.143114540513435,1.9684933218864085E-2,2.6018517953896425E-2,5.5095787197853912E-3,1.5349979210158488E-3,0.23820889801361284,1.3346803248526324,0.14277001118038374,0.18618428829427461,9.3815872766528724E-2,1.5416948933650072E-2,4.177758329076472E-3]
[null,1661,1.0064385180672741,0.99371875281388644,0.99068728885085389,0.98564322438361363,1.028997190951134,1.0022270553082817,0.99296476111886089,null,2.1938098054305146,0,1.5723990349818097E-3,0.13901417688084863,1.9647288685242729E-2,2.5650797086194648E-2,5.4280176356897797E-3,1.5503479164830055E-3,0.23913756872423997,1.3245564256400109,0.14183787462020825,0.18761656396336615,9.1831608771676385E-2,1.4891998584920846E-2,4.2195359566134256E-3]
[null,1662,0.98340197913889982,0.99633089863495927,1.0055635796929721,0.98125325555246046,0.98093338411043496,1.007451950663361,1.0071831420368984,null,2.2072993029105707,0,1.5675767373677441E-3,0.14497028669345902,2.0105378185209716E-2,2.5975354482874101E-2,5.6383469051477491E-3,1.5457072579709008E-3,0.24846472061312094,1.3186796103787428,0.14519529459252611,0.1835774330437159,9.4921917159864477E-2,1.5585924721369881E-2,4.2069056139361445E-3]
[null,1663,0.96034101636202063,0.97869369319701183,0.99292474928170982,1.0399540549927315,1.0227554179528209,0.95981984333156822,0.99893757179625897,null,2.2923851417932926,0,1.5761253480231314E-3,0.14020115936950783,2.0660972999660025E-2,2.6960346421188542E-2,5.7209820861235305E-3,1.5530453904455638E-3,0.25052004121154842,1.3975453123686623,0.14865161704639804,0.18974199201905614,9.2491839843646284E-2,1.5687080793557188E-2,4.226877591517457E-3]
[null,1664,0.97068487789934965,0.96581095370431103,0.97023964091524995,1.0005596932351659,0.97923897589552455,0.98858534459828395,0.96236089144553782,null,2.2229715301168658,0,1.688127904295891E-3,0.14026475723721335,2.0485811769765643E-2,2.5590699939101898E-2,5.5432968729386724E-3,1.6641271352589812E-3,0.24251060305404196,1.3445780978847985,0.14701390191776639,0.18414474074309023,9.3808437302285066E-2,1.4525978682089106E-2,4.5292054828122421E-3]
[null,1665,0.9925763523505996,0.98290785198894826,1.0304810004377463,0.99627802732831539,1.0088981029531141,0.98915487909131627,0.97746387760303632,null,2.2191851855215203,0,1.452187990774351E-3,0.14474721559002424,1.9994859430584003E-2,2.6627354723160149E-2,5.7481471410170664E-3,1.4315535586956407E-3,0.23926727509979068,1.3389201494587288,0.14391121169876356,0.18620356396791574,9.3402088661768481E-2,1.6487737306577838E-2,3.8962168752657393E-3]
[null,1666,0.97622782337707814,0.9883655732450245,1.0169241988710787,0.98796793796957394,0.99989492216487119,0.99931049016894224,0.9736075166674335,null,2.2170937011040608,0,1.5324971764887018E-3,0.14665394299915371,2.0296226998290652E-2,2.6285559661754252E-2,5.7568320196780725E-3,1.5109429117110089E-3,0.24235266168224473,1.3277238860355109,0.14628915275054855,0.18617457389437772,9.5383819452157889E-2,1.6086311351642055E-2,4.1122885234803827E-3]
[null,1667,1.0381868840128292,1.0087538431515577,0.9657845338325588,1.0069879855548489,1.000439306502765,0.96542747516066962,0.98290817215564108,null,2.1762541729609155,0,1.5408138616003083E-3,0.12626524357250005,1.8968740504077999E-2,2.5234398850124139E-2,5.1094448595014157E-3,1.5183820422163675E-3,0.22480349974294811,1.3532126167196152,0.13744535795794671,0.18256603362474633,8.4675275920114645E-2,1.3863457644314054E-2,4.1325353844072566E-3]
[null,1668,0.99291193431901537,1.0211257270770382,1.0162307431523818,1.0062538618469716,0.99267630653686734,1.0279001923498599,0.99127307481234961,null,2.2365385940099323,0,1.5409955239752292E-3,0.14721733321432937,1.9812106984404186E-2,2.6532983995526626E-2,5.6156359420652044E-3,1.5199245598919871E-3,0.24096743292344661,1.3522968634548698,0.14382941288432771,0.18433662006617893,9.5789208133639947E-2,1.6025333766197913E-2,4.1367336090294788E-3]
[null,1669,0.97825601108390436,1.0166266362647494,1.0015847286549564,1.045034039048333,1.0122225829480485,1.0110317551978947,1.00340688153628,null,2.2976033020137319,0,1.5874770399329754E-3,0.14506415995748789,2.0119139033816357E-2,2.7106962893380989E-2,5.619729680211836E-3,1.5654083459181302E-3,0.24661507286951243,1.4043859316485547,0.14594970311066754,0.18742796091659875,9.5207631859981545E-2,1.5868553256667847E-2,4.2605254808666063E-3]
[null,1670,0.9957582924737941,0.98156990189291804,1.0362095129467728,0.99889332921902529,0.95567515465329778,1.0247904962990595,0.99411013445455354,null,2.2318950294514925,0,1.4823373258002353E-3,0.15040076610289438,1.9940566091807575E-2,2.6783598226877189E-2,5.765038751896062E-3,1.4620069253935199E-3,0.24564040208800433,1.3424481094956162,0.1434646555332095,0.18000221708427616,9.6728857500396906E-2,1.6762048076452488E-2,3.9791009004677318E-3]
[null,1671,0.97505683122477216,1.0382452054880191,1.001614068579519,1.0133068417924673,1.0109314586350304,1.006734695359448,0.97545042014842898,null,2.2442209025235709,0,1.578495657686652E-3,0.14424754309496754,2.0091942740141314E-2,2.6410622409620808E-2,5.6122985098760103E-3,1.5564581573296499E-3,0.23770095305318972,1.3617488717357837,0.14642863613526688,0.18748101898251038,9.4670026029562801E-2,1.5614861315049706E-2,4.2361660179576375E-3]
[null,1672,1.037577361005676,0.97450195875802503,1.0130043737947363,1.0227622424110694,0.98751585166866707,0.97335715725529881,1.0182484893139661,null,2.2237977947102396,0,1.4203362425963904E-3,0.13427107361070972,1.9153217739704933E-2,2.660698376214618E-2,5.4114406662532782E-3,1.3998268442987787E-3,0.23808898202921275,1.3744760549873742,0.13763069733947678,0.18117783754782935,8.7531294273506852E-2,1.5660854934935131E-2,3.8098672173860716E-3]
[null,1673,0.99911935064908408,0.99991579754454762,1.00328811542662,1.0355247965075614,1.0085322178104899,0.99958257095875469,0.98891535491813354,null,2.2648889410426247,0,1.5368977192453202E-3,0.14114390103754382,1.9772041867218919E-2,2.679844739901165E-2,5.532229096074333E-3,1.5152874455154806E-3,0.23904960255360388,1.3916096834199889,0.14290594764230777,0.1857459653404227,9.2541155322883498E-2,1.5687464724974079E-2,4.1241129123209715E-3]
[null,1674,1.033800107135719,1.0011930789840306,1.0149998130433524,1.0108878236020271,0.98305922565316062,1.0044937718469751,0.99481508915766781,null,2.2094877943387297,0,1.4563538080668418E-3,0.13857053703049299,1.911047083666368E-2,2.6354954127555879E-2,5.4101203604840246E-3,1.4359761803251451E-3,0.23272557062145632,1.3585220088468961,0.13813801989950411,0.18088479029746785,9.0228217688285428E-2,1.5655228464240351E-2,3.9082537934244229E-3]
[null,1675,1.0102448425467283,0.98986042386436179,1.0321935971447722,1.0027683124745681,1.0001243919388996,1.0148667572817587,1.031970254514549,null,2.2352657562616711,0,1.4564018929984525E-3,0.14597185021743242,1.9615789509841643E-2,2.6860957036801181E-2,5.6487211620114084E-3,1.4362318797003946E-3,0.24944092618819019,1.3476464757166706,0.14139822455775464,0.18416765357458029,9.4098823637746201E-2,1.652755495110881E-2,3.9089497228325743E-3]
[null,1676,0.99881056140348878,0.9970392615996081,1.0051741487875407,1.0424118383852199,1.0093290797463752,0.97678474103960033,1.001580340825577,null,2.271306976860088,0,1.4973885056233595E-3,0.13825503389346133,1.979187506940152E-2,2.6987809847393084E-2,5.5482623362000409E-3,1.4758423592780437E-3,0.24071531719711448,1.4008682759488402,0.14295447829558197,0.18585606562452742,9.0545850352826876E-2,1.578879805043288E-2,4.0167563906518518E-3]
[null,1677,0.96200981899601967,1.0085824842103721,1.0281082430594328,0.99251063940096718,1.0269322076269118,0.97429643636237673,1.007640139903325,null,2.2363729320596524,0,1.4747467231180553E-3,0.14591593963687324,2.0511922921609506E-2,2.6778407867898698E-2,5.8829705885374206E-3,1.4534721770350398E-3,0.24996442958187112,1.3338518434884712,0.14847808802409113,0.19013962307763696,9.428608501797929E-2,1.6629024271849806E-2,3.9558721289149898E-3]
[null,1678,1.0135394711105312,1.0239567935208636,0.98470226654315329,0.99349102728169636,0.9641860347279837,0.99497530065964446,1.0135323614110281,null,2.1880637090000636,0,1.5590958803288688E-3,0.1353518167444204,1.937774085723282E-2,2.5546371621203719E-2,5.3212192894681086E-3,1.5370719664087014E-3,0.23817105490347618,1.3350948237186835,0.1408305763942862,0.17987235927124284,8.9734025400677903E-2,1.4602341516360647E-2,4.1834031969269362E-3]
[null,1679,0.9654637632796832,1.0220099990814018,0.99445642346831442,0.99167686630774099,1.0193479841736814,0.99175646968437792,1.0227616570791791,null,2.2309414562534058,0,1.5994816657538219E-3,0.14300740969387096,2.0357453546094299E-2,2.6114456189184392E-2,5.6456539431480116E-3,1.5768139268857739E-3,0.25235197916115543,1.3326700801554963,0.14786652105744216,0.18903046188159786,9.425687157162177E-2,1.5371669080246449E-2,4.2915677124117767E-3]
[null,1680,0.9774791072244764,1.0045414603823501,1.0421206365422517,0.95459131859086377,1.0339408717196485,0.98104081174957358,0.96688889471927997,null,2.169581989469465,0,1.4206220900758212E-3,0.14663778287106458,2.0214138293768003E-2,2.6119363999332849E-2,5.8782141954910952E-3,1.400269229114184E-3,0.2371740504877892,1.2829227757667245,0.14616149648530261,0.18996878803607559,9.3987994510920728E-2,1.6726666440933936E-2,3.8110712430214889E-3]
[null,1681,0.96833729565552396,0.98189235591078938,1.01653507458512,1.0235153760276472,0.98312509510996671,1.0229598857486248,0.99479760740686296,null,2.2843866615995401,0,1.585118118366596E-3,0.15156152074771331,2.0490959692366629E-2,2.7074023620548678E-2,5.809814110434016E-3,1.5633391650823052E-3,0.25242053690643707,1.3754950862419755,0.14748026708069831,0.18477399632920455,9.8598213149287045E-2,1.6449128821421608E-2,4.2548938527367701E-3]
[null,1682,1.0190246323851122,0.9952085612378041,1.0052843964730858,0.97823772524130481,1.0168770910198328,0.96503769018291807,0.99392825034857635,null,2.1649228108397001,0,1.4502889701849678E-3,0.13392708504992626,1.9407182706367748E-2,2.566573668097058E-2,5.4410226018581052E-3,1.4291665223793162E-3,0.23343509706817023,1.3146266541576672,0.14011898458140268,0.18553105685513521,8.770567091493757E-2,1.519572252176829E-2,3.8897201492990138E-3]
[null,1683,1.0133477134148701,1.0004630530198477,0.9906493094667399,0.9547613718061706,0.99075386599178339,0.99960068315906314,0.97628405278122909,null,2.1361885032215722,0,1.5553919510462606E-3,0.13748967143691337,1.9484290585017768E-2,2.4921118023673212E-2,5.3827790800672062E-3,1.5335220267436516E-3,0.23252762720168127,1.283055804635497,0.14087071114644009,0.18289172000433465,9.0826598525611771E-2,1.4586311075241028E-2,4.1737414313959657E-3]
[null,1684,0.98585297177201492,1.0167003359776596,0.98202499792386744,0.98464011554868169,1.0176902231806888,0.9956052509704435,0.98940308113074915,null,2.1968460261906944,0,1.6153300613171015E-3,0.1391039120102224,1.9951450425542614E-2,2.5514558594320096E-2,5.463902057971478E-3,1.592526216663981E-3,0.23990619538473584,1.3231973596233895,0.14477939864457923,0.18756158159919503,9.237035557696989E-2,1.4685784732787666E-2,4.3343313856331256E-3]
[null,1685,1.0231500566979901,1.0090820452823903,1.0143210522569082,0.95330756964842811,1.0124547122509293,1.0209574138358761,0.97987608642578217,null,2.1414147883033179,0,1.4951592793432111E-3,0.14200420134638803,1.9275665769895041E-2,2.5338246178967315E-2,5.4531947525882016E-3,1.4745760359164395E-3,0.23197060641683193,1.2811392480245665,0.13957437874493819,0.18480429109483262,9.2500879358869539E-2,1.5361349982962099E-2,4.0133098759049489E-3]
[null,1686,0.96531792417238238,0.95308740355448851,1.0131692196702142,1.0127346256796133,0.97067692888939838,1.0287437044322383,1.0449716951011101,null,2.2906986588088745,0,1.6208784370269204E-3,0.1534264607009701,2.068793426804981E-2,2.70453804794165E-2,5.8460123267884785E-3,1.598733358167248E-3,0.27045552979872878,1.3610003923066103,0.14793351750305278,0.18355544907459703,0.10000899015758571,1.6409912093310802E-2,4.3512251786213697E-3]
[null,1687,1.0290949008757053,0.99716104964726304,1.005163886985776,0.97672992502687928,0.99814482414731809,0.97821839985391501,0.98443544792729509,null,2.1554118908644968,0,1.4554481462536453E-3,0.13438135878751631,1.9208914765274646E-2,2.5529306421353804E-2,5.3847855119647913E-3,1.4345361791651403E-3,0.22972810306057298,1.3126001623841503,0.13874757221624867,0.1828438285984984,8.8009441463097346E-2,1.5094995037945725E-2,3.9043345849631432E-3]
[null,1688,0.95313553225133074,0.98738466430527982,0.98669660174247187,1.002220439665237,0.99114275776408778,1.0000529807956999,0.99972905590587924,null,2.2533490339323134,0,1.6728303626277919E-3,0.14611482272151952,2.0772628182273333E-2,2.618041454995489E-2,5.7157997726159926E-3,1.6493198082029111E-3,0.25482957926396865,1.3468283314990033,0.1497603690129207,0.18662982287907576,9.6753504278082533E-2,1.5298367507520717E-2,4.488904819799671E-3]
[null,1689,0.98352525365528809,1.030419354925163,1.0111952498518961,1.0242834765816964,0.9825061675822585,1.0207394308992295,1.0215629856599369,null,2.2693284881052365,0,1.5580117390534666E-3,0.14658368903788846,1.9958180622373117E-2,2.6888528060937153E-2,5.6286935505461301E-3,1.536558651226938E-3,0.24895152928426545,1.3765169858832775,0.14519029608735373,0.18375279803080349,9.565971319486645E-2,1.6037521318532935E-2,4.1820061222164794E-3]
[null,1690,0.97992504951539161,1.0138873214811222,0.97224660159475496,0.98650988200550893,1.0139387515558553,0.97836079016021915,0.97595202458949171,null,2.1926862848183188,0,1.630551001981412E-3,0.13628593590069629,2.0078190899711815E-2,2.5329900216043609E-2,5.444146155838484E-3,1.6071265561422004E-3,0.23695993131200524,1.3256994986393145,0.14563233236092388,0.18749306158544909,9.1036260359117965E-2,1.4376383138365248E-2,4.3740686966922213E-3]
[null,1691,0.99838268289193466,0.98731753082810669,1.0191081083789968,1.0009791216550583,0.99403914996141696,1.000947206566849,1.0064028452911973,null,2.227254397759542,0,1.4944902418661081E-3,0.14396568560959799,1.9851845283072145E-2,2.6536979297110092E-2,5.6430391558320294E-3,1.4735049077245089E-3,0.24523670288016164,1.3452138631567294,0.14304793696920567,0.18416581012048286,9.351562672673347E-2,1.6087499276695099E-2,4.0103946180638271E-3]
[null,1692,1.0178712766306361,1.0064049772275663,1.0109386168962837,0.96578329648765782,1.0234834029966857,0.99935393384931159,1.0052376998681309,null,2.1623696497358784,0,1.4823558521372742E-3,0.13931605413495748,1.9384881324463605E-2,2.5616834375008814E-2,5.4656076678280254E-3,1.4615077213533715E-3,0.23779042872607209,1.2978991439138563,0.14029055952910632,0.18634868896194845,9.0930642396725048E-2,1.5369914605062556E-2,3.9777422316330151E-3]
[null,1693,0.98994520420321641,0.99553725229844492,0.98531546616421872,1.0247324001044202,1.0238618707031404,1.0294842267222344,0.97670968357271781,null,2.2617476985895051,0,1.6597700652036852E-3,0.14442859907695224,1.9963209554866884E-2,2.6318624740620678E-2,5.4853999966706941E-3,1.6371099450918189E-3,0.2410393301217261,1.3770790827513293,0.14418854266760447,0.18801336246792419,9.5716341987935868E-2,1.5082191746598072E-2,4.4556735973915722E-3]
[null,1694,0.96403555571395216,1.0026089779133252,1.0122506360676717,0.96907140942999592,0.98318507437621461,0.98480367141950598,0.99239077706748968,null,2.19473564756988,0,1.539428833857454E-3,0.14522346689224133,2.048528737628166E-2,2.5921322179707253E-2,5.7834430585854526E-3,1.5174581318038935E-3,0.24713827934504864,1.3023203237660299,0.14812810188498551,0.185050178764327,9.4713157904820225E-2,1.5864036295075136E-2,4.1300208048314878E-3]
[null,1695,1.0025131260333884,0.99755855247347003,1.0245133983809018,0.9677830895790146,0.97662579685529649,0.9956178147222905,1.0057200660822396,null,2.174247966769888,0,1.4605281795263324E-3,0.14299592447908133,1.972860369260632E-2,2.5944615263623936E-2,5.6381931344609898E-3,1.439909955282751E-3,0.24241826549289511,1.3006125653431491,0.14247102149777977,0.1819576366989186,9.2592840287364697E-2,1.5989958872160769E-2,3.9189602320904579E-3]
[null,1696,1.0169224967097164,1.0064721629744369,1.0307978976965362,0.99233878265071129,0.96399876784305472,1.0144725377113564,0.99113034631351427,null,2.1985542783843619,0,1.4451885912244108E-3,0.14423908732827981,1.9414902808324561E-2,2.6374995373103345E-2,5.5831688881191593E-3,1.4251660956477803E-3,0.23599233654447746,1.3336268184276256,0.14046655374179678,0.17969735471854933,9.3057094096686818E-2,1.6243156646498405E-2,3.8788323064760906E-3]
[null,1697,1.002137956189231,1.0047615902837856,0.9956874976092962,0.97019974558974564,0.99563773042440606,1.0069683721225031,1.0027069506192234,null,2.1749680231991548,0,1.5664502729943605E-3,0.14060671602397978,1.9686797925928142E-2,2.5459276689614927E-2,5.4664423420079794E-3,1.5445860141783938E-3,0.24160529184989377,1.3038097140316536,0.14245803097462426,0.18410290332742987,9.2606514950111338E-2,1.4984345384774181E-2,4.203853957950858E-3]
[null,1698,0.99686252443260737,1.0159885022766817,1.0017607846054264,0.96328972047330341,0.99124900333203902,1.0191780486580946,1.0016863270530283,null,2.1719028370187199,0,1.5700421873016115E-3,0.14356345644837684,1.9746451279675569E-2,2.5466154652510838E-2,5.516604849706769E-3,1.5483903259259529E-3,0.24232725482385065,1.2945327803524356,0.14322594773816036,0.18392542691433519,9.4212853459718679E-2,1.5193350320885757E-2,4.2142080404366823E-3]
[null,1699,1.0055836003059453,0.95287855429196155,1.0382329055072086,1.0117409522657268,0.99589765565619059,0.96848253728247635,1.029652034679299,null,2.2430728858767486,0,1.3904034454266781E-3,0.14182089573748133,1.9876300553157776E-2,2.7176984043466395E-2,5.7579207490094731E-3,1.3702252177577778E-3,0.25104790464601229,1.3597193740172349,0.14206755635841262,0.18396789373456623,9.1104330656243071E-2,1.6824602260716953E-2,3.7293013481150337E-3]
[null,1700,0.96940094931733289,0.99613984608702533,0.97455884289260319,0.98774771090954738,1.0436374769438093,1.040660776613398,0.9945196588975137,null,2.2344065725972753,0,1.7516484807273654E-3,0.14756461155127606,2.037665579255428E-2,2.5665222298343733E-2,5.538122061604118E-3,1.7279908228122127E-3,0.2513946224129272,1.3273652310461512,0.14721882742783593,0.1915092399024251,9.8431941288494182E-2,1.4662735085907815E-2,4.7030213876731956E-3]
[null,1701,0.97862628423015119,1.0243890893761101,1.0242164800797018,0.978281280617323,0.97266253889619769,0.96517152299673703,0.97913680759843713,null,2.1841418278953806,0,1.4428713503949807E-3,0.1410770034255619,2.0092297956622936E-2,2.6110228899554742E-2,5.7404418514123302E-3,1.4218598489557166E-3,0.23616638808577112,1.3147205658871095,0.14594783044687387,0.18295434378251949,9.1366114681502061E-2,1.6117790587005729E-2,3.8698337928842214E-3]
[null,1702,1.0044906543261174,0.95249599948735841,1.008330454622208,1.0151312492189879,1.0065174053335597,0.97963171776646751,0.98602844289997749,null,2.2357161513798252,0,1.4984978979574182E-3,0.13968840191279921,1.9880822859795755E-2,2.6537009194815657E-2,5.5908408946524933E-3,1.4769984515656119E-3,0.24138086774219991,1.3642122205470542,0.14215335557717335,0.18520515427660228,9.1314042085952271E-2,1.5755032842415539E-2,4.0199028927528921E-3]
[null,1703,1.0174691210366178,1.0094516303234917,0.98463900192161202,1.0270649662638378,1.0061701015554958,0.99446526210718678,1.0280751465917026,null,2.2419572335479696,0,1.5573619928177841E-3,0.1351744286492795,1.9363544195116503E-2,2.6263314752752794E-2,5.3169798022198039E-3,1.5353512889309476E-3,0.24232629548416026,1.3802128064252441,0.14028652041149811,0.18439220305009546,8.9619833462583648E-2,1.4844597938851015E-2,4.178720080053668E-3]
[null,1704,0.98900568452944482,0.98497001444392507,0.99483412930043169,1.0246506882484459,0.9743651912986383,1.020131900412294,1.000300570812501,null,2.2637726539542387,0,1.6179117771527615E-3,0.14487835851967293,2.0035163766529581E-2,2.6524341812089222E-2,5.5583907388409284E-3,1.5956206266190872E-3,0.24772470556658874,1.3769826921953352,0.14434764024137597,0.18248353822217189,9.5468498173551561E-2,1.5448862519158288E-2,4.3427533494589544E-3]
[null,1705,0.98113333208342368,0.95739997371095509,0.98761967138226137,0.9961335048171982,1.0024303161764332,0.97257195734443513,1.0446529493166443,null,2.2330974812975439,0,1.5881584659316089E-3,0.13905081755004756,2.0317823687332641E-2,2.6098393176293967E-2,5.5958824917850345E-3,1.5652072305113807E-3,0.26036133650821558,1.3386496443868048,0.14548894142497781,0.18613083859650845,9.2024884299513249E-2,1.5141892300458416E-2,4.2599781110271122E-3]
[null,1706,0.98892784239474096,1.0230980461783881,0.9971884393673498,0.95633726578498113,1.0190619293938545,0.99537036195703399,1.005065714001586,null,2.1621650148131786,0,1.5580058188313505E-3,0.14046133338421793,1.9871500675380176E-2,2.5316371198859457E-2,5.5260762671560269E-3,1.536006038360987E-3,0.24228768645707563,1.2851826976961793,0.14436447998468893,0.18754273575065636,9.2428040646088172E-2,1.5025590441178528E-2,4.1805020921641435E-3]
[null,1707,1.0182882427633191,1.0074907390316068,0.98320727793623752,0.99911092130313639,1.0005952448662585,1.0161737877340986,1.0233612806261483,null,2.2082459810781394,0,1.5954777841897566E-3,0.13792657012225909,1.9355371654636192E-2,2.5726997958006453E-2,5.3070241733451382E-3,1.573410100506495E-3,0.24298830196164997,1.3426452181565722,0.140170443706019,0.18371393339467657,9.152332985898616E-2,1.4628554156590959E-2,4.2823036190784442E-3]
[null,1708,1.0224694654782178,1.0157641068141408,0.99186272877226267,0.96283209944913795,1.0232187070231271,0.98878146829678926,0.96537392038494119,null,2.1363678094798089,0,1.5159327625416561E-3,0.134473137548213,1.9246829200892775E-2,2.5019348068273124E-2,5.3236982778238507E-3,1.4943844335437147E-3,0.22535601664110955,1.2939032872194234,0.1396166904270939,0.18604032335437734,8.8769369161140602E-2,1.4573436106047491E-2,4.0672218044098688E-3]
[null,1709,1.0195906002593498,1.0463292244463303,1.0441124530283283,1.002358733581642,0.99250124719458188,0.95873824728265822,0.96216854312143718,null,2.1852452198199628,0,1.3136300322547643E-3,0.13636368524449766,1.9207475138220003E-2,2.6633938869681816E-2,5.5964107962155193E-3,1.2943722180478406E-3,0.22007083408243419,1.3471247972434945,0.14012920887409153,0.18277852164763489,8.7302811412500472E-2,1.6533939837560897E-2,3.5228544878392189E-3]
[null,1710,0.98569611676323843,0.97708266766414242,0.98913441775810618,1.0296412234906815,1.0306644590925402,1.0119606455299681,1.0329699114265178,null,2.2853033875370743,0,1.6323536960781548E-3,0.14365838270608053,2.0134396103131186E-2,2.6722026542436578E-2,5.5538677547934115E-3,1.6096819681906942E-3,0.2569707604029679,1.3836809329335886,0.14481900500001502,0.18904388984594775,9.4987861460516035E-2,1.5373912829588925E-2,4.3810236858968666E-3]
[null,1711,1.0414778402511229,0.9776642757655829,1.0095847023402538,1.0281525400550484,1.0263548537952982,0.99897889794310235,0.98179398285301955,null,2.2310651680390685,0,1.4615785784723057E-3,0.13680230250930453,1.9065825740704687E-2,2.6581803984989095E-2,5.3683797108338609E-3,1.4410149460766372E-3,0.23025304967687391,1.3817135455654217,0.13710767845634725,0.18535081874365028,8.9361234044821228E-2,1.5559125585746743E-2,3.9219676527712998E-3]
[null,1712,1.0032927367960407,1.0333473053327904,0.98949835470130465,1.0228688564256228,0.99937484599670645,1.0004341999504707,1.0149543126683132,null,2.241052676665416,0,1.5648688345102342E-3,0.13784850553279734,1.9539330414836159E-2,2.6284274921770528E-2,5.3917087096426236E-3,1.5428839904987686E-3,0.24032920936555272,1.3745804093553868,0.14227987715158927,0.18445185964473043,9.1126452366993835E-2,1.504381243555891E-2,4.1992216105668726E-3]
[null,1713,0.99100489765141608,0.98071856849036687,0.96867086872917152,1.0004779562693211,0.95910681396447506,1.014629433586179,1.0054018065692083,null,2.2216082703680717,0,1.6968521918832894E-3,0.14037344780340974,1.999726864956166E-2,2.5549281810378046E-2,5.4024291401927249E-3,1.6733466355841802E-3,0.24836843328297836,1.3444668122514762,0.14399583486166312,0.1806150259173589,9.3970849055981007E-2,1.4338095227880574E-2,4.5542979234899691E-3]
[null,1714,0.99345859460532893,0.99230732829086055,1.0353665951991826,0.9803731388597019,1.0236473375258537,1.0133520675394059,0.9865585142651031,null,2.2081513957218863,0,1.4682515018134667E-3,0.1485703659149234,1.9938410139445365E-2,2.6483281696793169E-2,5.7596286607739964E-3,1.4478869867527899E-3,0.24209885492879016,1.3175562213824863,0.14379478937986503,0.18782211192098963,9.5598204988284669E-2,1.6609220142469835E-2,3.9406710821241874E-3]
[null,1715,1.0267295095187272,0.97523491977933352,0.98606703666503392,0.99392069952935214,1.0159968788408738,1.0040883971784791,1.0001521953830821,null,2.1941464534650659,0,1.5654830452374814E-3,0.13648620032093942,1.9335900424320991E-2,2.5628841581119177E-2,5.3170781587444649E-3,1.5435696134266923E-3,0.23844882377383422,1.3356739619377862,0.13902442794758904,0.18497846026015932,9.0411866352357456E-2,1.4661718489864431E-2,4.2010876501611437E-3]
[null,1716,0.98505952685018427,1.0194798834542613,1.0328013586253604,0.9838246839968543,0.9893003848149734,0.9629970724230108,1.003885794674924,null,2.1971068514050223,0,1.4063521928501961E-3,0.14110710348322897,1.9987630148192131E-2,2.6453741400154943E-2,5.7592543002637515E-3,1.3858262505024031E-3,0.24102062893419768,1.3221890079583456,0.14501482327033893,0.18444697057021092,9.093080656572762E-2,1.6445648500340002E-2,3.7717622163668404E-3]
[null,1717,1.0036084321695906,0.97791442914659499,1.0090148640504233,1.015613700931816,1.0296501795372424,1.0000195485193293,1.0118830424890746,null,2.2480499268742462,0,1.5200214405935468E-3,0.14203004614621265,1.9783770812842334E-2,2.6665504778248115E-2,5.5673585972335193E-3,1.4986578030513184E-3,0.24631255402583754,1.3648618137199546,0.14227988767946148,0.18787246737677391,9.2807268538870988E-2,1.5811766328858549E-2,4.0788525074936868E-3]
[null,1718,0.98320385066272376,0.97053763338131016,0.96896281189299771,0.96689386705836178,1.0031147264305775,0.99784972005288775,0.9745106571685076,null,2.1752652215071167,0,1.6848811413388608E-3,0.13947345574220821,2.0202445712225833E-2,2.4964271593007261E-2,5.4594893174941417E-3,1.6611489355055037E-3,0.24258000598614454,1.299335945534082,0.14513902302408721,0.18606489671780993,9.3351758788771805E-2,1.4196561492270851E-2,4.5210998048465624E-3]
[null,1719,0.99540587725115437,1.0336312227016464,1.0055034016824111,1.0293676232220743,0.99079681564100541,0.98548649937955302,0.99761264494096158,null,2.2492177085250029,0,1.5028949949258909E-3,0.13891940667432331,1.9702922650719976E-2,2.6684032318557305E-2,5.5251491788628352E-3,1.481460565072211E-3,0.23699072504514748,1.3833390967989236,0.14344420166588662,0.1839647420250996,9.0963233236362406E-2,1.5673586066189765E-2,4.0320472947825339E-3]
[null,1720,0.97819084083465735,1.0317363088822478,0.97612511526393086,1.0070152416759852,0.96765229805919584,0.97593328708243465,1.0064919020236405,null,2.2211686292258661,0,1.6101917434363927E-3,0.13616865806010173,2.0039161843842516E-2,2.5783783875709218E-2,5.455095275069077E-3,1.587002240423518E-3,0.24252182441987843,1.3532591797679863,0.14589961057581352,0.1823712812508945,9.0744170310376515E-2,1.4629756405922123E-2,4.3192969432848611E-3]
[null,1721,0.98842721306579684,1.0171457094367962,1.0355635630753164,1.0104169502168825,1.0011652761663195,0.97416104392065361,0.98367986359456949,null,2.232236338868371,0,1.4103776028985637E-3,0.14271811461069719,1.9931325672523103E-2,2.6953597197042413E-2,5.7587001540668004E-3,1.3900288114344149E-3,0.23654324811346078,1.3579335713443101,0.14452720784120779,0.18558535200637791,9.1822095950807314E-2,1.6700274567489355E-2,3.7832002018499378E-3]
[null,1722,1.0336082185637736,0.99933463944111922,1.0259236340549918,1.0151302452530075,0.99251341863884968,0.99720002814382369,0.98789476922233699,null,2.2153731692787852,0,1.4141269551840863E-3,0.13904613828805756,1.9128456622680114E-2,2.6636397874568733E-2,5.4743259938187213E-3,1.3941954500696779E-3,0.23088458891973462,1.3642458970337661,0.13818807338674693,0.18197373322646826,8.9961321094301896E-2,1.6059627925073001E-2,3.7945404186830668E-3]
[null,1723,1.0146593657485761,0.9948625199906499,0.99490373510637264,0.99326503116449183,1.0343332515587662,0.98605931880448761,0.97054714748726822,null,2.1892713993928701,0,1.5207667224155811E-3,0.13614225733530344,1.9485769377036593E-2,2.5740230226405241E-2,5.4063506121932057E-3,1.4990900040138381E-3,0.23050220806646582,1.3348049996346214,0.14069824976853282,0.18774580070120886,8.9708063436570701E-2,1.4979118136895224E-2,4.0800288160386571E-3]
[null,1724,0.98664053663065943,0.998523958942372,0.98212838208762188,1.0054290540381501,1.0368991271977746,1.0060376840800775,1.0344677850455077,null,2.2448423388369978,0,1.6370888601381613E-3,0.1410427066279048,2.0014865236268643E-2,2.6106371874348496E-2,5.4818441650962939E-3,1.6142175005833112E-3,0.25377254628850271,1.3511344616365133,0.14466407211670743,0.18968504956056073,9.3651953017594436E-2,1.4917971763124869E-2,4.3933679099317181E-3]
[null,1725,0.99879825288768509,0.9581673008246735,0.99700100926745772,1.0119904093142942,0.97924893090099163,0.99834361582556497,0.99981883099776558,null,2.238214666533727,0,1.5703075459050817E-3,0.14149626457342182,1.9960877197279712E-2,2.6304115866165975E-2,5.5498836471409175E-3,1.5482000960062468E-3,0.24683988241585614,1.359972400402983,0.14293739698744362,0.18244943967350435,9.3119454987059258E-2,1.5393367935466211E-2,4.2136902973045204E-3]
[null,1726,0.97959956485261956,1.0085855327626416,0.99436005002826389,1.0172035042068066,1.0437951372055958,0.97366366576208863,0.99455970930128601,null,2.2474279329069571,0,1.5524608465032289E-3,0.1387258509808828,2.012207922387153E-2,2.6434129808705686E-2,5.57983625551487E-3,1.5300506497691502E-3,0.24197891661807358,1.3669740402307067,0.14573255370755289,0.19090722660971804,9.1440136273405151E-2,1.5391279907649795E-2,4.1642934876104844E-3]
[null,1727,1.0022134045868429,0.99900474337668288,1.0396270807707422,0.95858092279795704,1.0073979806472253,0.99759401635757905,0.97419870725117563,null,2.1615771886960604,0,1.4180152275441952E-3,0.14530847766002283,1.973768285995673E-2,2.6003090812993391E-2,5.7256132388863639E-3,1.3980368122813302E-3,0.23498755726050605,1.2882787112464404,0.14254851572416816,0.18546755449714841,9.3269733195237986E-2,1.6465235275642184E-2,3.8049953403184724E-3]
[null,1728,0.9889001575874854,0.99328251958312441,0.99443824877358744,0.98668660875862768,1.0193436306051897,1.0118254686240118,1.0143735547541877,null,2.2162329539144188,0,1.603259562913204E-3,0.14337818237515007,2.0000039456986102E-2,2.5916805024174778E-2,5.5464320348055868E-3,1.5809889479690713E-3,0.24950009334920309,1.3259638703830203,0.14436212289036746,0.18757384446647912,9.4502274928644228E-2,1.5208628877026707E-2,4.3029307435051836E-3]
[null,1729,0.96954665166479292,0.99064069501411456,0.98880564687951844,0.98718241034724052,0.9884301240764003,1.0167088549670762,1.0351400512281113,null,2.2341514238102902,0,1.6634148798114197E-3,0.14625614589296271,2.0407592120375958E-2,2.5971581786259804E-2,5.6273546808674893E-3,1.6404196394781264E-3,0.26040760185665357,1.3266223182457848,0.1472304349757651,0.18527176783973731,9.6724583376962783E-2,1.5190356780781631E-2,4.4646814944706396E-3]
[null,1730,0.99530887321318118,0.98443460073776989,0.99971299943376812,0.99495821299497067,1.0118012119737252,1.0135573264539843,1.0365894463794805,null,2.2309739146843044,0,1.5814168920638683E-3,0.14370058312068881,1.9913736056461458E-2,2.6211759973221945E-2,5.5519044340223925E-3,1.559487225262538E-3,0.25464388296663476,1.3370877300142887,0.14344478229329735,0.18633964994045027,9.4417620436661256E-2,1.5439784973041203E-2,4.2444101423389832E-3]
[null,1731,0.98579327528378968,1.0214824144438777,1.0015730292055971,1.0137630107861151,1.0046923464671791,0.97646056060951669,1.0070720392626409,null,2.2370148832218968,0,1.5199150275031882E-3,0.1388160919236405,1.9944384348659371E-2,2.6439556949567972E-2,5.5708512952965007E-3,1.4980374828437073E-3,0.2422272733468249,1.3623618341775545,0.14483376081088595,0.18611308676166949,9.1107570373626434E-2,1.5545186578451334E-2,4.077164200377072E-3]
[null,1732,1.0218169195278903,1.0038228234260809,1.0365044567604715,1.0107153349306768,0.96298547029758419,1.0243495080976979,0.97348512227872319,null,2.2208727977329961,0,1.4359255060162133E-3,0.14582039764461127,1.9336617686267359E-2,2.6756645404731137E-2,5.5920553559510111E-3,1.4162231699098413E-3,0.23177902720593499,1.3583368280251813,0.13980665267839165,0.17930852464507455,9.3767060837526853E-2,1.6534197974778453E-2,3.8544926106520981E-3]
[null,1733,0.96624719960966288,0.99717661155747528,1.0236371198617709,1.000520147791641,0.99824167279023868,0.95737026415681492,1.0143250724921211,null,2.2377694174982388,0,1.4599162162742855E-3,0.14247721134250002,2.0470228317377586E-2,2.6789866626121029E-2,5.8450576520790486E-3,1.4384832650665474E-3,0.25048846669431291,1.3446063482267563,0.14781625689518307,0.18662193002385591,9.2304120850362048E-2,1.6456286569270024E-2,3.9150772516302551E-3]
[null,1734,0.98304215408316553,0.9980309227294224,1.0314567881020205,0.99602371443837667,0.98211419168085801,1.0168889017446803,0.99650905325271599,null,2.2342621860081828,0,1.4992766647044123E-3,0.14993992088484431,2.012170265924659E-2,2.6730396234688328E-2,5.7901926529210267E-3,1.4785541598082359E-3,0.24668205858857276,1.3385805655257415,0.14530925456686919,0.18375710370298695,9.6698077685228298E-2,1.6649498994226398E-2,4.0241370177502307E-3]
[null,1735,0.99624216592024617,1.0453880204333441,0.98328763466452518,0.96970069220998834,1.0270738433804252,1.00273517954048,0.99944046830898514,null,2.1700299359359496,0,1.5959328528004004E-3,0.13797351069093652,1.9623677860147255E-2,2.5216339259264437E-2,5.3810293841996815E-3,1.5735630405030088E-3,0.2371081630761564,1.303122671487756,0.14327249357841187,0.18799603612676258,9.155004719066849E-2,1.4525617222608629E-2,4.2827198713322979E-3]
[null,1736,0.9806559825078891,0.98188149660734414,0.98922722983884404,0.98160625103525212,0.99294809572437681,0.9807354230530182,0.97229072104331937,null,2.1925396320010444,0,1.5880979711060024E-3,0.13974010853383798,2.0216135328053633E-2,2.5577574271447575E-2,5.5769380789751711E-3,1.5653386446143141E-3,0.24003433664329585,1.3191293718958974,0.14556352760174435,0.1850898136912946,9.2391932499388277E-2,1.4982317006703801E-2,4.2603357768946472E-3]
[null,1737,1.0251272573056551,0.97768600110068593,0.96899254540920055,0.98213316377450999,1.0175979022755426,1.0064816373162382,0.98770645508445343,null,2.1727373453294327,0,1.6272263829037968E-3,0.13472946371492528,1.9345011891491917E-2,2.5054677447907733E-2,5.227936199012957E-3,1.6045028372028316E-3,0.23561175101049819,1.3198149167892403,0.13920351196560116,0.18523586074861872,9.0174897732026082E-2,1.3995113577160595E-2,4.3669277986479746E-3]
[null,1738,0.97518208854073851,1.0396273487562753,0.98560405022893427,1.0253302558319348,1.0011261223495027,1.0158398897193619,0.99731115737863674,null,2.2638262699564975,0,1.6458077844005577E-3,0.1433120437931002,2.0073325289730447E-2,2.6374853025938571E-2,5.5172702615760632E-3,1.6230364843214137E-3,0.24345416981748202,1.3778828838991128,0.1463720682139541,0.18635056292846561,9.495989653508069E-2,1.5134597215649134E-2,4.4173702764896258E-3]
[null,1739,1.0138658069440163,1.0004740966228474,1.0061748134748261,0.98326558468827374,0.98928123927436584,1.0116122526792248,1.0058702960621999,null,2.18921898190266,0,1.5234265483178948E-3,0.14115576800769342,1.9483848969091572E-2,2.5843624446459167E-2,5.467392669965228E-3,1.5022604204396933E-3,0.24052324431548028,1.3213849581318868,0.14083397193617717,0.18270879815881652,9.2390876976110189E-2,1.5359006774434742E-2,4.0886576444223409E-3]
[null,1740,0.96863187307708576,1.0109415901807297,0.97901874632025854,1.0306192471210025,1.001086453891447,0.99913282616833343,1.0129134992144806,null,2.2780679400780541,0,1.6622385877681132E-3,0.14185453958125918,2.0329626520514076E-2,2.6458136187971246E-2,5.5504885380039054E-3,1.6388553788960298E-3,0.25095158244374416,1.384982277481132,0.14734627744699849,0.18675156825786868,9.4367953138043054E-2,1.5038449598563706E-2,4.4604240928245338E-3]
[null,1741,1.0102733381734395,0.99694964388057528,0.96325151421069055,0.98610606273232571,0.98785600765886683,1.0109882453201078,0.98443588526877046,null,2.1808597083011687,0,1.6711173701115024E-3,0.13598699968469929,1.9541826363608558E-2,2.5017590305372112E-2,5.2501602849142192E-3,1.6478849301120068E-3,0.23628118749904203,1.3251490037074651,0.14123719255520298,0.18271942268473007,9.13361408441241E-2,1.3878417257362606E-2,4.484999554643666E-3]
[null,1742,1.0190454579629549,0.96700738248347906,0.97837389998644775,1.0021569675404687,1.0339798687505501,1.0022781026448144,0.98581026667474669,null,2.2084924637413783,0,1.6026833376677301E-3,0.13651161930780142,1.9513310088801559E-2,2.5663996071002223E-2,5.3241208391910473E-3,1.5802086607903125E-3,0.23761216600049792,1.346732940873776,0.14005540189596155,0.18744052955219911,9.0849008633079084E-2,1.451103809691775E-2,4.3008070590261991E-3]
[null,1743,1.0299925695169503,0.95135481302998948,0.97581498233646924,0.96908846249199598,0.98709573121253535,1.0118731785105772,1.0133935057639429,null,2.16245004246885,0,1.6151064075271067E-3,0.13652695279244764,1.9373789189128091E-2,2.5010379859187633E-2,5.2723004584770729E-3,1.5926722878326577E-3,0.2444041955590632,1.3022916448093032,0.13856114667003866,0.18152002674159165,9.1000035647405331E-2,1.4177275918698188E-2,4.3347289432019128E-3]
[null,1744,0.99475818277345218,0.95639668678184986,1.0234282648328252,1.0200085623329733,0.96997239662687096,1.0034552827386047,0.96525028893942222,null,2.2505986772497284,0,1.5007040706579483E-3,0.14646573988510603,2.0066887803722115E-2,2.6877426508770817E-2,5.7287007503901179E-3,1.4796841528367649E-3,0.24009881317889881,1.3707965241438378,0.14357917751722407,0.18166609520631602,9.4899659383104823E-2,1.6413460303906523E-2,4.0272124862717838E-3]
[null,1745,1.0355893570321602,1.0255072704532835,1.0251730406805437,0.99784453863789524,0.98586779497316301,1.0165315260577621,1.0121842819603808,null,2.1967459349149396,0,1.4328609484085815E-3,0.14060786901404557,1.8983131167329369E-2,2.6334830971321915E-2,5.4286956180326683E-3,1.4130494569640029E-3,0.23459368490258628,1.3410138217693532,0.1379220369467398,0.18111206648577644,9.1011527636066153E-2,1.5912227084906218E-2,3.8458548102277175E-3]
[null,1746,0.98931662456671587,1.0027268175423529,1.0187321421804185,1.0302534411850688,0.98076864793874174,1.01087524559679,1.0122701552445874,null,2.2742645177756518,0,1.5191519284888991E-3,0.146195914785374,1.9965388556627665E-2,2.7114546588393858E-2,5.6731926055667448E-3,1.4980298027052368E-3,0.2478207393867308,1.3845547887122194,0.14435794512021582,0.18321017418251173,9.4985222571220149E-2,1.6330584095001915E-2,4.0771432975719108E-3]
[null,1747,1.0103406717423546,1.0142272056498201,0.99294957439895948,0.964653179107124,0.99714880973188436,1.035712042839978,1.0254646098609392,null,2.1740949012910349,0,1.6038653150740787E-3,0.14283479161152815,1.9485039487466129E-2,2.5348955414980799E-2,5.3955036132265653E-3,1.5821001058480663E-3,0.24625264398554483,1.2963520435065374,0.14129521465613737,0.18379077854948883,9.4227870261511887E-2,1.482787046487727E-2,4.3059549489587109E-3]
[null,1748,1.0287322402505248,0.97749217316369363,0.97362113159947783,1.0245755233303773,1.0238619706854089,0.99215634933551489,1.0030412805922724,null,2.229394118910915,0,1.5833094908230491E-3,0.13291609856746345,1.928087365503374E-2,2.5930315430305335E-2,5.2352935438818617E-3,1.5608799865063415E-3,0.23736580218342473,1.376854575001466,0.13872601210570609,0.18574497743347498,8.8711204217525208E-2,1.4403195497630901E-2,4.2482007793209972E-3]
[null,1749,0.99570551154784792,0.99173069403695502,0.96812861504948988,0.99075970530207469,0.97349399359148359,1.0083748004391766,0.98498714782577046,null,2.1972715456026597,0,1.676187596119767E-3,0.13842438082452882,1.9853692705137302E-2,2.5266448095397642E-2,5.3606664060809094E-3,1.652824272999263E-3,0.24033029799079478,1.331406706145315,0.14331479933390259,0.18195851600632504,9.2696702976461154E-2,1.418425562410798E-2,4.4984428177288335E-3]
[null,1750,0.99923577189485357,0.9681041903766564,1.0425220677304159,1.0065596974591724,1.0056694210784289,0.99361824478593275,1.0282961321697541,null,2.2478506716869231,0,1.4178055776104231E-3,0.14655106680394894,1.9935647793628594E-2,2.7216103431560598E-2,5.7995157943007847E-3,1.397750188152675E-3,0.252415693727089,1.3527666745125948,0.14298000846048223,0.18545142668486472,9.3910738148061085E-2,1.703963647592157E-2,3.8042152439258926E-3]
[null,1751,0.99332876206076692,0.99225603142004615,0.96658184803636393,0.98057827919745955,1.0004680889339845,1.0147109690934633,1.0131640678627363,null,2.196757687776866,0,1.6959635270765003E-3,0.13941529443424042,1.9897909192288531E-2,2.5206615072117904E-2,5.3641057892991131E-3,1.6724721687230971E-3,0.24823746417502332,1.317723335136689,0.14365414439697141,0.18514902217433585,9.3448391188589053E-2,1.4132979662700371E-2,4.5519179129620236E-3]
[null,1752,0.97009482385653845,0.98454890875633638,0.95727079077751387,0.98476453857385526,1.0128836066975007,0.98209525909072437,1.0121141685996899,null,2.2096875615936575,0,1.7162825390317827E-3,0.1370972649062564,2.0403470773976674E-2,2.5233856423892934E-2,5.4480645245798334E-3,1.6917202325283389E-3,0.25210178050279303,1.3233420212241314,0.14707272642424934,0.18797433041520603,9.242026418732685E-2,1.401403972022883E-2,4.6043047975173638E-3]
[null,1753,1.0085834708368424,0.97597879938355137,1.0184448047222288,1.0064168539828096,0.99673499729987636,0.99426284605783755,1.0057456466691908,null,2.2272543428154661,0,1.4752689502746548E-3,0.14181638271653363,1.9700650480418483E-2,2.6576446156922701E-2,5.5963668167267671E-3,1.4544142492550443E-3,0.24346334147043047,1.3525202879547491,0.14159963523301108,0.18386876650428793,9.2155296471744211E-2,1.6019587572718964E-2,3.9584361389438175E-3]
[null,1754,0.99986299734068196,0.98569831474637126,1.0330142386970529,0.97411100922436478,1.0087824051768333,0.99044997112904209,0.97196789301956421,null,2.182671047771835,0,1.4349954989808099E-3,0.14413260088317237,1.9838363393903245E-2,2.6193063941195659E-2,5.7174457646205221E-3,1.414632020214739E-3,0.23597262165202965,1.3091350100700905,0.14286829907344187,0.18575706364381736,9.2869016331927637E-2,1.6357764470697901E-2,3.8501620257043873E-3]
[null,1755,1.0357560756017306,1.0436763273365597,0.99728253238274389,0.97415607222644185,0.95557301216740453,1.000850230363501,1.013748242300393,null,2.146831196384047,0,1.4889261695818462E-3,0.1342821898214947,1.8890192577686649E-2,2.5273308122591102E-2,5.2536814051858411E-3,1.4680169392554661E-3,0.23147021456731773,1.3091288062965754,0.13783773381636147,0.17765418481418999,8.8357014762058275E-2,1.4709321253909812E-2,3.9954581769994129E-3]
[null,1756,1.0215440948968684,0.9881009048430458,1.0237187909225143,1.0042183516476084,0.99412029777634237,0.97961811998738035,0.96542986792463392,null,2.199329956771364,0,1.4155840846828279E-3,0.13823151002334313,1.9401196540462833E-2,2.6387715325906665E-2,5.5402558121817082E-3,1.3952739483576084E-3,0.22824029303250876,1.3495765637941202,0.13981504440639153,0.18283147101230751,8.95492689335846E-2,1.5979472291383887E-2,3.7974757354959487E-3]
[null,1757,0.99892927545416799,0.98277639717860288,1.0139388232500199,0.97720892798350845,1.0254052490617822,0.99441285034624727,0.97496501851128869,null,2.1876284796242125,0,1.5014816302898401E-3,0.14238718422403773,1.9857862871228114E-2,2.5935547822992278E-2,5.6157603456218888E-3,1.4802595832775121E-3,0.23744235973503464,1.3132593042223117,0.14295771994065523,0.18767396973057063,9.2771192212288578E-2,1.5720021948241382E-2,4.0287786182409049E-3]
[null,1758,1.0299254892190559,1.005860953055657,1.0078140306565571,1.0141173683256794,0.96564531604474901,0.97090869961284187,0.99885445119518435,null,2.2024763443357696,0,1.4327457817004926E-3,0.13333352238425178,1.9158384985118695E-2,2.6238779443595317E-2,5.3848949546634562E-3,1.4120050189903313E-3,0.23134641892581409,1.3628487633592747,0.13864160873105691,0.17912607332408517,8.7186456031487419E-2,1.5389170764769162E-2,3.8430121943622696E-3]
[null,1759,0.99668733386377384,1.0017803232838016,0.99784685857951283,1.0022775997868105,0.96564068985872997,1.0303303804773092,0.99329083765932991,null,2.2256185498641456,0,1.6054081864398584E-3,0.14509360136794991,1.9808756712287597E-2,2.6073976721767592E-2,5.5122797601975613E-3,1.5835082454587522E-3,0.24288276675788151,1.3469210563476561,0.14324208220289728,0.18103774623367125,9.5438792309539E-2,1.5319603950493319E-2,4.3097874407858998E-3]
[null,1760,1.012089975823411,1.034923648206882,0.98936932968142799,1.0020854131064427,0.98362545306970206,1.0249171565527115,1.0229032174569908,null,2.2139504171031055,0,1.589121564705065E-3,0.13997794631716357,1.9362918262338335E-2,2.5877048582261069E-2,5.3423323271188606E-3,1.5673293015313545E-3,0.24189158663678126,1.3466504416643967,0.14104286594108853,0.18215757848356204,9.2541301224268596E-2,1.4862436238496221E-2,4.2657536888029545E-3]
[null,1761,0.9870761457725743,1.0284746312162898,0.98845629878274721,1.0350258717008851,1.0162703623650338,1.0266837445489472,0.96839704564666818,null,2.2689579257643389,0,1.6375397023496009E-3,0.14384864094074853,1.9880348642052775E-2,2.6491988906261459E-2,5.480031433714368E-3,1.61512210164887E-3,0.23566040858772938,1.3909161338214739,0.14461495499494975,0.18733207452847866,9.5152344608489731E-2,1.5207586965308304E-2,4.3958299358305081E-3]
[null,1762,1.0118530566689614,0.99230227856896913,1.0003448166776832,1.0004817050426267,0.98640711861471242,0.98410708909403799,1.0151903706761829,null,2.2074656680366194,0,1.505743845980408E-3,0.13702804428322463,1.955425553159976E-2,2.6067940187762508E-2,5.455145429855663E-3,1.4842386842280929E-3,0.241970168809755,1.3445115545093933,0.14110084299468298,0.18249521237111122,8.9999666124933597E-2,1.526473453673296E-2,4.0396084193181098E-3]
[null,1763,1.0063442723776796,1.0052764921856463,0.97767815493848476,0.96994583702480142,1.0056108797770296,1.0052174236544085,0.96236602684398176,null,2.1581505941250709,0,1.6161542356661642E-3,0.1373752201404678,1.9591159193833609E-2,2.4966007820527443E-2,5.3415788161439975E-3,1.5935569240813116E-3,0.23059179788785691,1.3034457681250555,0.14182147096980124,0.18496753529833704,9.1462214325527993E-2,1.4273302227651392E-2,4.3371366314504892E-3]
[null,1764,0.98660145979076841,0.99337719260593838,1.0221055951003757,1.0067569227858972,1.0024796076028966,0.97464150753223122,0.97616672150331429,null,2.2281579169650083,0,1.4614657729987892E-3,0.14200859659685433,2.0063783179221521E-2,2.6648256746505637E-2,5.7202991917418827E-3,1.4403902809565967E-3,0.23790681058967258,1.352984782285497,0.1447631204468883,0.18583238811040356,9.2082813481911566E-2,1.6247874308118623E-2,3.9202675202353503E-3]
[null,1765,0.99677359240847574,1.0208958151144418,0.98716747366724866,0.99811289520985069,0.96877089695804164,0.99117545811837793,1.0333779111115171,null,2.2114880533598296,0,1.572263521083272E-3,0.13750886052116371,1.9718193782054909E-2,2.5849593332998036E-2,5.4282487444573023E-3,1.549968454436137E-3,0.24699136176139574,1.3413090450701188,0.14320504872511877,0.18137703991592585,9.1029112249414276E-2,1.4875341137816167E-2,4.2185031860114807E-3]
[null,1766,1.00268349798127,1.0088071530136662,0.9979780088111746,1.015588534710284,1.0375320140884139,0.99582709721048401,0.96972350091765736,null,2.2296887222630692,0,1.5395791641057497E-3,0.13913255647343201,1.9660123715427032E-2,2.6269092858648604E-2,5.4716410382079465E-3,1.5178495475754513E-3,0.23221974947014137,1.3648092991015919,0.14238577890800755,0.1888082859445375,9.1510627056654623E-2,1.5312211203416989E-2,4.1310861095314949E-3]
[null,1767,0.96374564452892475,0.99050582784884589,0.97802554125463947,0.99339364979354994,0.99291282497266242,0.9960287755720838,0.99927020258607135,null,2.2290534088707812,0,1.6764138730755269E-3,0.14262858466805547,2.0524061634412658E-2,2.5770708416625203E-2,5.5979155545273877E-3,1.6527577627174575E-3,0.25110748283827949,1.3349561078670087,0.14809096441540831,0.18613713860806247,9.4939869395575902E-2,1.4825969784516783E-2,4.4982617986668652E-3]
[null,1768,1.0015107475579752,1.0258913888644594,0.98268806765602157,0.98403776272736976,0.96636175328851337,1.008821157047092,1.0006461196193266,null,2.1843354838783413,0,1.6057919769577299E-3,0.13858618945107115,1.9601090944699397E-2,2.5380731384960224E-2,5.3715668179112079E-3,1.5834197570846616E-3,0.23883108472682812,1.322388681783891,0.14251741484949362,0.18081939497318172,9.198979862480812E-2,1.4562355936766852E-2,4.3095466046018088E-3]
[null,1769,1.0266214258263291,1.0047834139683454,0.97564059791645918,0.98834845048792896,0.96242878413067556,0.99832591306681084,0.9934227362098349,null,2.1694002440303226,0,1.5801818756670011E-3,0.13347873875668489,1.9205046529195292E-2,2.5170055023647948E-2,5.2254510821546796E-3,1.5579350163177151E-3,0.23284034575450938,1.3281736415166425,0.13901575399659166,0.17892050905584372,8.8977693757255102E-2,1.4175069875870557E-2,4.2401855412767166E-3]
[null,1770,1.0322239307203671,1.017405809908088,0.99032973320117323,1.0127598243578657,1.0123824744716992,1.0416932849758396,0.98614642545793407,null,2.217561211654306,0,1.5864292442170076E-3,0.14017853694160357,1.9057252470063624E-2,2.594558488026567E-2,5.263104574120314E-3,1.5650242645636639E-3,0.23186974147980371,1.3609965608089372,0.13829390515258308,0.18426592214106879,9.2620604349682861E-2,1.4831923697795617E-2,4.2594801380321339E-3]
[null,1771,1.0012749816843276,1.0202385305997181,1.0149973634119727,0.99719002872149431,0.98496713149586235,1.0169302296348695,1.0057069254846511,null,2.2169774574565957,0,1.5159880246788597E-3,0.14426863657070954,1.9649617796259452E-2,2.631472913284056E-2,5.5627377589240823E-3,1.4950353924530404E-3,0.24164921232379591,1.3401136749901026,0.14262524953791131,0.18296495237785679,9.3938588636886172E-2,1.5842017463559756E-2,4.0689934999725078E-3]
[null,1772,1.0064455170824695,1.0150283845933759,1.0078952079066246,0.98228606909935567,1.008744446895258,1.0120767091479439,0.98798110934956385,null,2.1889721552772889,0,1.525034409856672E-3,0.14204165358962459,1.9566299480281775E-2,2.5851519072000083E-2,5.4999953211960538E-3,1.5038556664212579E-3,0.23633577147685234,1.3200715605916198,0.1418762480415606,0.18534177248657699,9.2876227740707404E-2,1.5439286842191669E-2,4.0929993781114631E-3]
[null,1773,1.0005734286563619,0.96586706662438793,0.99727239405121526,0.96643860800234804,1.0026630103781982,0.9812383234261568,0.99862748555480119,null,2.1700051464889296,0,1.5370885564031044E-3,0.13858211484179961,1.9890579426968515E-2,2.546496029488966E-2,5.531849414072385E-3,1.5150715451492771E-3,0.24374163197795012,1.2987576043437061,0.14268442757622096,0.18499096066582085,9.1186894737553592E-2,1.507261491850744E-2,4.1235253026957021E-3]
[null,1774,1.0194844998620429,0.97030334952810138,0.9832975635269221,0.99810693319549848,0.96323116374757811,0.97212060268150269,0.9945287020408754,null,2.1876306302204123,0,1.5368988266792334E-3,0.13281433308894733,1.9493338823942441E-2,2.5568025274374264E-2,5.3453428242336834E-3,1.5146780564584334E-3,0.23686617675058669,1.3412961292648389,0.1400061718809161,0.17942199630470804,8.8126233025536627E-2,1.4592649396354967E-2,4.1224543561927379E-3]
[null,1775,1.0417291516389393,1.0452991793733111,0.99325598372881896,0.9876974538717882,0.9886490182644575,1.0427518170708405,0.96463098000510039,null,2.1654150791198883,0,1.5547620461188682E-3,0.13860299566701981,1.8773071565595566E-2,2.5349274716134323E-2,5.1999636335291434E-3,1.5338056329644802E-3,0.22187527274289581,1.3273205970609809,0.1370385061677063,0.18106122990768689,9.1419420482191274E-2,1.4621190275263559E-2,4.1745133140382957E-3]
[null,1776,1.0164372417891698,0.98140116290448276,0.97910885317832586,1.0041006795516056,1.0312688712338918,1.006742507938408,1.0104544573472436,null,2.2176030403943208,0,1.60627280881378E-3,0.13713061774865995,1.9500345673452057E-2,2.5785013007216109E-2,5.3245623293155103E-3,1.5838476835206324E-3,0.24273588523531509,1.34934579922579,0.14041644835728956,0.18728400354857749,9.1220423093294409E-2,1.4571656021406814E-2,4.3107112792946109E-3]
[null,1777,1.0024561776327052,0.97480304104120319,0.98794155525579685,1.033286230677102,1.0037408996688182,0.99237146437276558,1.0178522857323695,null,2.2647905647903546,0,1.5786956491583158E-3,0.13839738537735644,1.9807199372015905E-2,2.6550697828989105E-2,5.4570249999790019E-3,1.5563363533649937E-3,0.24765626962510934,1.3885776130468959,0.14239504200202044,0.18499339622387836,9.1574747015875715E-2,1.5167714086307821E-2,4.2358345077185104E-3]
[null,1778,1.0120563677930019,1.0041804834751349,1.0305328263153517,1.0043218851954563,0.97261483229401002,0.97110789580963142,0.99336586475184785,null,2.2062330562190851,0,1.3915299962691593E-3,0.13868562527898864,1.9517874365951066E-2,2.6600959905810941E-2,5.6113103153765127E-3,1.371390014912681E-3,0.23451807763638866,1.3497305854735422,0.14114133360948822,0.18095160069299848,8.9487991094917979E-2,1.6275366284982464E-2,3.7324715419954006E-3]
[null,1779,1.0010109517685575,0.99919311017116874,0.98573098775905521,1.0157625766571485,0.98206048205494267,1.0016337595860136,0.98602130361767748,null,2.2294625908324659,0,1.5943578788901696E-3,0.13885761184540268,1.9726869330281949E-2,2.602913175604786E-2,5.4227422160181039E-3,1.5719855685340544E-3,0.23801528131734373,1.3650255901708357,0.14259555353993292,0.18262617125624492,9.2001328009216329E-2,1.4906257188850908E-2,4.2784265126462996E-3]
[null,1780,0.95345657042998866,0.9742309401968231,0.96013906202668353,0.96360155535638392,0.98530512715545937,1.0155635294730538,0.99750320967954564,null,2.2004042547797482,0,1.7992653240390204E-3,0.14505004576406039,2.0809568845686535E-2,2.4985134881721445E-2,5.5729161563642096E-3,1.7743640200079441E-3,0.25698291643157078,1.2949047546666186,0.14964609161329231,0.1859254799050816,9.7609319930423294E-2,1.4113693945437761E-2,4.8292339435196292E-3]
[null,1781,0.97207306965368223,1.0131254868027908,0.98906537731144772,0.98015404598460076,0.97596276964557971,1.0150165127166235,0.99404650501850789,null,2.2059478257488339,0,1.647285782252719E-3,0.14494839507080051,2.0254464727168416E-2,2.563444196030806E-2,5.5865973979263468E-3,1.6244755441132636E-3,0.24651740935397665,1.3171776143538736,0.14684839714277814,0.1837037021408493,9.5844792893895983E-2,1.503353402253677E-2,4.4212869228571093E-3]
[null,1782,0.98013841481144548,0.98292606668983684,1.0239356212298816,1.0319826704296555,1.0274238028126168,1.0009222130815467,1.0255972192231539,null,2.2939850313001164,0,1.5085320741482621E-3,0.14744989553734505,2.0244306615023751E-2,2.7452532138821598E-2,5.7822601752638789E-3,1.4873490384592538E-3,0.25517140097283036,1.3868897106619327,0.14572200400710456,0.18905017958725656,9.5509051860250369E-2,1.6686799001769514E-2,4.048073778207332E-3]
[null,1783,0.99788977460683237,1.0185308032187084,1.014826813456444,1.0190492267044062,1.0132439079059294,1.0169409702658005,0.9920108988741636,null,2.2495210292900536,0,1.5222472757870549E-3,0.14478977502620616,1.9723437796684895E-2,2.6738639719628809E-2,5.5826866532416629E-3,1.5012083559931063E-3,0.23936479101470637,1.3694896992097982,0.14310869215486927,0.18636202333799226,9.4287366281454399E-2,1.6009162743455312E-2,4.0857942718116802E-3]
[null,1784,1.0345608749347206,1.0261861944730344,1.0054380720012694,1.0067948388495809,1.0195200024526154,1.0269880570267746,0.9527519129584745,null,2.1981411316124091,0,1.5095137896984994E-3,0.13958525122413074,1.8987359984795105E-2,2.5995416096188197E-2,5.3241404954630627E-3,1.4888549622390482E-3,0.22159565320611282,1.3530040345154117,0.13801512730430621,0.1849556035867288,9.1402756189458062E-2,1.5244275430966776E-2,4.0521724063082923E-3]
[null,1785,1.0096523121220038,0.9734067960593995,1.0012850731491976,0.96317297484263809,0.97243638306957003,1.0401975237577479,1.0208549549947139,null,2.1796338178808612,0,1.598674047603182E-3,0.14601285691135435,1.9680526865304013E-2,2.5506541594536154E-2,5.4955611615227972E-3,1.5770728372489265E-3,0.25079668011767664,1.2943751451897254,0.14141054560366451,0.18104463770657103,9.5847324360006453E-2,1.5193327199782562E-2,4.2922723810704996E-3]
[null,1786,0.97767623630323697,1.0288425438755997,1.0261761979998179,1.0176578539060068,1.0192642528262779,0.96358166438503501,1.034628719422652,null,2.2568771499194731,0,1.434652624481341E-3,0.14110141686478522,2.0093886773753771E-2,2.71402415810044E-2,5.7520593541305291E-3,1.4137263360665211E-3,0.24913523093518247,1.3676433341473553,0.14609428646595371,0.18828249731944094,9.1277639206178596E-2,1.6529786508089429E-2,3.8476970520116361E-3]
[null,1787,0.98442444186549416,1.0095806171449642,1.03830692802823,0.99036811163422633,1.0163670089455841,1.00341126543807,1.008973361850823,null,2.2275236124807325,0,1.4526934481413894E-3,0.14828348681323239,2.0047010185771017E-2,2.6810920814977077E-2,5.8077963472823084E-3,1.432345108307408E-3,0.24694356768358983,1.3309957302367594,0.14512132178963735,0.18755035638665701,9.5251768344521703E-2,1.6833631005760616E-2,3.8983712123747101E-3]
[null,1788,0.97807469153742754,0.98437825526002154,0.97899889480495605,0.98591491339438231,0.97529220206203249,1.0016569313483434,1.0241702997861852,null,2.2154376463123513,0,1.6601135060113224E-3,0.14166976990938102,2.0251628590535413E-2,2.5637348127082453E-2,5.5290815597053575E-3,1.6368190400161678E-3,0.25486474340857468,1.3249070043329845,0.14592367678993415,0.18324461969192588,9.4246166720890034E-2,1.4732019797656523E-2,4.4548818496724816E-3]
[null,1789,1.0110510031122013,1.0160948366897282,0.98648227233692531,0.99568730217447754,1.0006353689229817,1.0021431206969624,0.98301438905165961,null,2.1936817881003092,0,1.5710658329363214E-3,0.13714127100774201,1.9459495368829172E-2,2.5613465223657733E-2,5.353315883345193E-3,1.5490315657607028E-3,0.23302552475438626,1.338048533937874,0.14118124228191015,0.18413813948199162,9.0823139613086593E-2,1.4703741530775147E-2,4.2159532838822161E-3]
[null,1790,0.97236486480907303,0.95849521046260966,1.0190853238514206,0.99382575406035478,1.0314642552390447,1.0357178154501254,0.99888552878745229,null,2.2568254319268073,0,1.5982416503520286E-3,0.15402318193115891,2.0516301288362588E-2,2.6693693358869078E-2,5.8317837038579078E-3,1.5765528777940496E-3,0.25655425319260033,1.3356004212163537,0.1468754534967236,0.18998639878646692,0.10004999779895447,1.6424778703176775E-2,4.2908572228389126E-3]
[null,1791,1.0106245880962079,1.0286742791215948,0.99249203547388531,0.97561254784293372,1.008524199587608,1.0149913126666736,1.0083927786149769,null,2.176790044228686,0,1.5679402306982033E-3,0.13940327247742487,1.9418765183470816E-2,2.5454948871775789E-2,5.3746695129078476E-3,1.5462281644579644E-3,0.2387542768672774,1.3110791838534552,0.14125447924396581,0.18505974634686528,9.1989258932916762E-2,1.4814831655187807E-2,4.2083233496771552E-3]
[null,1792,0.98533430204356853,1.0156455919118537,0.96901764596596507,0.98678434675342597,0.99734119896460538,0.99638144795437633,1.0273120321152933,null,2.2046355237961297,0,1.661881364408151E-3,0.13758949567843412,1.9958325882002376E-2,2.5396788281782365E-2,5.3938210681342257E-3,1.6384386248803023E-3,0.24932026291938,1.3260653144556556,0.14482533656872168,0.1852818779078185,9.2087719102771706E-2,1.428073484517816E-2,4.4592898257766501E-3]
[null,1793,0.98333781135705645,1.0057824522180299,1.0089981558137961,0.9721588470283492,1.0290979540108891,1.0186706016990443,1.0037639300870238,null,2.2023466971906838,0,1.5706048283593448E-3,0.14678743131503949,2.0067150186941295E-2,2.5934498219145893E-2,5.6470101264863518E-3,1.5489344181532931E-3,0.24741961527274189,1.3064637238382324,0.14521281988015008,0.18902872326641215,9.591685175720939E-2,1.5674854858411504E-2,4.2156888801195488E-3]
[null,1794,1.0087576685984312,0.99514816933643901,0.97589356748051226,0.95580490431969711,0.96135830713215087,0.97048670103805057,0.97118198056598837,null,2.124652351834547,0,1.5658184697376692E-3,0.13231254031536169,1.9586775150756165E-2,2.4604447121679245E-2,5.3306882997551331E-3,1.5431414593001956E-3,0.23062810486265561,1.2844408601520236,0.1414781132859258,0.17982261789242898,8.8186782416279988E-2,1.408417699234726E-2,4.1999223557697887E-3]
[null,1795,1.0123432742658898,1.0249506493989891,1.0427006764476079,0.99298837397182915,0.98425787165314105,1.0312027897315437,0.98437088979722509,null,2.2083377316593618,0,1.4337309112213994E-3,0.14835446836525593,1.9432165503954518E-2,2.6642706638493115E-2,5.6540383209971743E-3,1.4141894269976652E-3,0.23471736453694853,1.3345279276016606,0.14112915703965523,0.18226231513688895,9.5056609026825015E-2,1.6731563540037894E-2,3.848957432868325E-3]
[null,1796,0.96665261214553322,1.042517529657627,0.96599344906688978,0.97625556206847364,0.96230715786708565,0.95980750091124611,1.0389469111101246,null,2.1855845210538489,0,1.6326270583400004E-3,0.13386217279363025,2.0225574422853668E-2,2.5166269458367477E-2,5.449153386605593E-3,1.6087194117538441E-3,0.25057176278412663,1.3119138813111204,0.14761709057885397,0.18248180341585635,8.9758434069521692E-2,1.4183882554913211E-2,4.378403924582404E-3]
[null,1797,1.0398667065794112,0.99677392019651889,0.95999349770617026,0.9825300656867445,1.0111205204384572,1.0069963469839456,1.0101995511176243,null,2.1627719047859175,0,1.6281106084347591E-3,0.13117864892495082,1.8984479350605189E-2,2.4836822250628648E-2,5.0833866638287546E-3,1.6053863359678381E-3,0.23525058012041664,1.3203411187364911,0.1372105823326632,0.18367675816482601,8.8282648138029107E-2,1.3580271984902107E-2,4.3693323910410338E-3]
[null,1798,0.99680378976979833,1.025110771578563,0.9855853099868257,0.97427123747524957,1.0443613970605554,0.99745521138160997,0.97543608574739937,null,2.1743557508424951,0,1.5859286713630963E-3,0.13805441231954027,1.96987477360057E-2,2.5314430529412964E-2,5.4142126331685513E-3,1.563581414349983E-3,0.23313684310107216,1.3092675563222851,0.14319706405919902,0.18991863167592524,9.1477171449258418E-2,1.4643475098255454E-2,4.2555531753859389E-3]
[null,1799,1.0027078421642317,1.0399489697654678,1.0273444413758939,1.0016738669234546,1.0216481413309202,0.99778181846757619,0.99365614342440622,null,2.2166161552390489,0,1.4415571292116507E-3,0.14235299443240448,1.954676132739722E-2,2.6596026218650939E-2,5.6019178665948043E-3,1.4212508548760716E-3,0.23475621771763239,1.3461647864527955,0.14244988090591645,0.18703759617289431,9.2024691541016293E-2,1.6237412566329261E-2,3.868176311754274E-3]
[null,1800,0.99919317882762793,0.97679091494324011,0.98800237169692207,0.99434111074881681,1.0085133914487412,0.98476327483032478,1.046564790452861,null,2.2186912177686913,0,1.5708061692143768E-3,0.1377157881745884,1.9863016393332635E-2,2.5954019662097989E-2,5.4727397725508643E-3,1.5483867307218514E-3,0.2545713762439592,1.336241448120822,0.14286019189748139,0.18572614688600733,9.1120422791453187E-2,1.4974289009411593E-2,4.2141982554762761E-3]
[null,1801,0.96594897529048751,0.97585514577032229,1.0002977238462338,1.0072132781154481,0.98513782130497107,0.99057564447711932,1.0036674068534996,null,2.2527732082529015,0,1.593672098874272E-3,0.14502291542445622,2.0558943842444766E-2,2.6471990764515646E-2,5.735156755120493E-3,1.5710597696190728E-3,0.25324564669506811,1.3535577987805474,0.14780616213369349,0.18513789435946104,9.5253342244214306E-2,1.5730062789447274E-2,4.275906793189249E-3]
[null,1802,0.99048087083978287,0.95788682967945815,1.0132770629424694,0.97113123287829939,1.0316387766681678,1.0072090049758531,1.0283956297276389,null,2.2085415448205081,0,1.5445780501480533E-3,0.14620842755608118,2.0140162264240737E-2,2.6112580934592865E-2,5.6918349752341033E-3,1.5230242309359396E-3,0.25694177070232044,1.3050903509843363,0.14417555051380257,0.18888462876315648,9.5297966541154272E-2,1.5874655512995085E-2,4.145169891804832E-3]
[null,1803,0.99470280506334352,1.0079893005106761,1.0203906718119493,0.98987745432832386,1.0196106655435317,1.0020101970413982,0.96604551295785401,null,2.2045677381822197,0,1.4907988425822134E-3,0.14416901286404787,1.9835467475855049E-2,2.6249215096829637E-2,5.6455784534975633E-3,1.4698875498036783E-3,0.23393554485252746,1.3302969157807543,0.14358011673670923,0.18727724783469163,9.3577444088456557E-2,1.6021556929362205E-2,4.0005493622650443E-3]
[null,1804,1.0018741995672098,0.95829212917090512,1.0286943768060011,1.0035821237147791,0.97734353939173824,1.0123945508606635,0.98887179547273607,null,2.2335485211543151,0,1.4862747412353122E-3,0.14739780215888612,1.9919009362185765E-2,2.6729692898774766E-2,5.7162331580371895E-3,1.4656407484136464E-3,0.24473897520873444,1.3487322937578325,0.1425715263471963,0.18208039327924513,9.5211175383248997E-2,1.6483062624157909E-2,3.9889909688390797E-3]
[null,1805,1.0272522241036011,0.9952307118772955,0.99060847979579725,1.0273223056738459,1.0335789443632433,0.99975914967359147,1.008370629942944,null,2.239539580376317,0,1.5364832239483134E-3,0.13580176736265429,1.9242719190318718E-2,2.6338467372202554E-2,5.3158226516640088E-3,1.5148825942289449E-3,0.2375519443381526,1.3805667372700472,0.13896384530953554,0.1869402878049769,8.971375101181045E-2,1.5002827654094244E-2,4.1230110405782111E-3]
[null,1806,0.98072536718864012,0.97342408496364707,0.97434895506561225,0.99893015323979284,1.0355002189875702,0.96932042598736312,1.0113028457190181,null,2.2253454558506358,0,1.6216364375957516E-3,0.1363876415907497,2.0243708614871396E-2,2.579460328764854E-2,5.5008114280725301E-3,1.5981227844995328E-3,0.24967153993587313,1.3423923187305555,0.14551840363282048,0.18988285152525444,9.0988003182218724E-2,1.4639524177294772E-2,4.3495633983734027E-3]
[null,1807,1.0022297936809046,0.99602701333541344,0.9738068150275766,1.0233455730639451,1.0108578802929884,1.0133607608178719,1.0029629261615045,null,2.2480152538030498,0,1.6524317131185325E-3,0.13883851622724261,1.9709226014393948E-2,2.6037673171042379E-2,5.3526167616524166E-3,1.6295128318596266E-3,0.24304292066522853,1.3752019247868288,0.1423948357912185,0.18579936953530926,9.2653518616363312E-2,1.4572574355464206E-2,4.4349967595612499E-3]
[null,1808,1.003578527218874,1.0088227292289644,1.0369139525684314,0.99928397713857742,0.99361047097217614,0.99279135987729727,0.99749739495517431,null,2.2164716788909322,0,1.4142226846367391E-3,0.14373016506979661,1.9666776120635165E-2,2.6745358926811187E-2,5.689830259740865E-3,1.3942013148389217E-3,0.23870895613855286,1.3429747864429404,0.14234835367226042,0.18382608088797645,9.2401124836223245E-2,1.6605711525140426E-2,3.794556380651628E-3]
[null,1809,1.0022002303343593,0.96691965326459184,1.0231613694133685,0.99178281658381995,0.98035069756630033,0.98521074107335793,0.99844288289986616,null,2.2079690609390679,0,1.4597718255480122E-3,0.14231874602397987,1.9869816533782208E-2,2.6390867136311984E-2,5.6709386311000025E-3,1.4389465950894102E-3,0.24368640830552948,1.3328631961817148,0.14251238498421728,0.18239589731274816,9.2227057167548782E-2,1.6138235609375145E-2,3.9163382832157877E-3]
[null,1810,1.0018007487915399,1.0161355271965238,1.0147263235925081,1.0002385216643008,1.039717755404963,1.0228210384974226,0.99765100193867406,null,2.2276774175413783,0,1.5261809347237702E-3,0.14513160271932229,1.9656555165979764E-2,2.6434461364456509E-2,5.5631982339847674E-3,1.5052089106103953E-3,0.24053255596916082,1.3442099954854549,0.14254977234331717,0.18912218690537619,9.4515544565623374E-2,1.5885834350119508E-2,4.0966824626974688E-3]
[null,1811,1.030152913186611,1.0247285945680786,1.0040475618874687,1.0298512447480057,0.95902435137319386,1.0407820789335236,1.0288071983456308,null,2.2480593550959211,0,1.5412576138871224E-3,0.14194944332102524,1.907373035480436E-2,2.6583727232377792E-2,5.3409084467157175E-3,1.5204439083354347E-3,0.24156487810148272,1.3839864804209887,0.13860257566724302,0.17836167613560666,9.3027431855265921E-2,1.5451170161674769E-2,4.138147104289374E-3]
[null,1812,1.0131553139306473,0.99146827716806774,1.0260506567428547,1.0024276487045189,0.98767312952918829,1.0283209460315099,1.0203361758621283,null,2.2310366845359373,0,1.4898924191151558E-3,0.1466154198951618,1.954864562153039E-2,2.6669673747245843E-2,5.595283049614686E-3,1.4695285543075132E-3,0.24676227441559442,1.3471749966860798,0.14097801195357534,0.18258589261610061,9.4851546916055796E-2,1.6275731204918192E-2,3.9995722948673179E-3]
[null,1813,0.99280344718542413,0.97261680306986253,0.97280386404924113,1.0011655510372555,0.98414277676187645,0.98334910483830928,0.97217373455565514,null,2.2082250606435685,0,1.6305847064698863E-3,0.13652896202359208,2.0000107586613653E-2,2.5540911935113167E-2,5.4260593470282651E-3,1.6072786059735823E-3,0.23828586112888511,1.3453947473299579,0.14374451275363961,0.1833403148726441,9.1167732407473376E-2,1.4444674832909208E-2,4.3744825262100277E-3]
[null,1814,1.0264264564881833,1.0408869644237839,0.98493673767828982,0.99597090278788369,0.98762564217873861,1.045075835517181,1.0096541796738427,null,2.1971203289987304,0,1.6104365158894824E-3,0.14000420588016843,1.9065682670025202E-2,2.5572606353427466E-2,5.2367711534403718E-3,1.5887779458283343E-3,0.23630115676386709,1.3384276785751648,0.13906294555293541,0.18178748602960865,9.2805323884966692E-2,1.4554000877150523E-2,4.3241298280356421E-3]
[null,1815,0.97200401552021343,1.0025116616961485,0.97486826321078446,1.0281518690311886,0.98999276713359541,1.0019013730207496,1.0287111603744286,null,2.2763375115514055,0,1.6784611170732378E-3,0.1414565984387969,2.0293797390605429E-2,2.6361039642793658E-2,5.5173421893175215E-3,1.654914946270834E-3,0.25524354489038548,1.3816618901312752,0.14682529933662675,0.18528149570556726,9.4339932160533019E-2,1.4875984895123194E-2,4.5041329411837881E-3]
[null,1816,0.96015315200862261,1.016506730539001,1.033791406124202,1.0097890387473134,1.0265428934198488,1.0173251037074666,0.99123671098582899,null,2.2718554756935689,0,1.522066038987256E-3,0.1532948358348282,2.0519934413467535E-2,2.7205878790725422E-2,5.9184129187717016E-3,1.5010375672341472E-3,0.24900457733681708,1.3570855220890843,0.14877889396442262,0.19022040268192975,9.872809267987627E-2,1.7034624014288818E-2,4.0853294411102945E-3]
[null,1817,1.0128614424396998,0.96474962070144699,0.996528113634364,0.98152130786026848,1.0261493562849657,1.0043351613160718,1.0185944207272395,null,2.1970155304718788,0,1.5569789964153934E-3,0.14010685136664605,1.9653809671902552E-2,2.5782030505009559E-2,5.4619056234184882E-3,1.5351899580548153E-3,0.24761261731132891,1.3190255184390689,0.14095169210716596,0.18692587391358981,9.2231060084124614E-2,1.5107679497389464E-2,4.1782809905915449E-3]
[null,1818,1.0053524552170159,1.0125370378612859,1.018047556814647,0.97917282602469558,1.0354736373741698,1.0115363594595597,1.031379936471581,null,2.2017987279207287,0,1.4948249617133958E-3,0.14355930280562487,1.9604469008472451E-2,2.6185269246016579E-2,5.566843505499847E-3,1.4740546592791296E-3,0.24732181602485251,1.3159063564523996,0.14205379783650107,0.18843617744793958,9.3309596541537657E-2,1.5863978493746725E-2,4.0118908605699544E-3]
[null,1819,1.0270883516469052,1.0306243788202631,0.9951382487517485,1.0315107514615345,1.0162824956611709,0.99232152546978969,1.0394497999644043,null,2.2432380787819821,0,1.4994746237810051E-3,0.13434357854202508,1.9101128516221696E-2,2.6513848358653992E-2,5.3008844041995424E-3,1.4782362781045381E-3,0.24013048025037889,1.3862020926306917,0.13899615952610259,0.18499812432816287,8.8510475802820246E-2,1.5139272919859306E-2,4.0232718485424422E-3]
[null,1820,0.95529178224487621,1.001370270817713,1.0261140385572916,1.003280913738722,1.0174014273217236,1.0119656345513839,0.99359478389869527,null,2.2654852253168345,0,1.551404906571684E-3,0.15266364461281198,2.0687501391003147E-2,2.6977856319221193E-2,5.9216222760289754E-3,1.5298575810346632E-3,0.25223218076367016,1.3483218470655922,0.14951742610429541,0.18949430880348911,9.8760747486463754E-2,1.6765869801633793E-2,4.1637680181603031E-3]
[null,1821,0.97088184574410497,0.98182176093452855,1.0262784687419007,1.005575468901764,1.0069410967058152,1.0176809679712608,1.0190487959682428,null,2.2674502132690333,0,1.541259045097123E-3,0.15175247714330686,2.0443893790572341E-2,2.7034105553929662E-2,5.852845077351539E-3,1.5199728537149835E-3,0.25753911951944458,1.3514058849389428,0.14711692175387722,0.18731453421775249,9.8161899722761556E-2,1.6712952693582504E-2,4.136865048895621E-3]
[null,1822,1.0098244592388446,0.99737812426235573,1.0021540590620275,0.97481771067431389,1.0063471656774026,1.0233247248334891,0.99458672650269464,null,2.1831099310301227,0,1.5612630795728947E-3,0.14293850038412528,1.9572676356771523E-2,2.5641819886547883E-2,5.4702166796761972E-3,1.5398195337984295E-3,0.24004014795974976,1.3100254867770529,0.14138842076923602,0.18486850859913856,9.3780839816439227E-2,1.5213876177535484E-2,4.190881169626428E-3]
[null,1823,0.9861966964317006,1.0237410914060683,1.0337300013432822,0.98826544604160127,0.97429984947375436,0.98218137188613397,0.99093255910219891,null,2.2032878002197611,0,1.4286321651927939E-3,0.14378590963452267,1.9946858975614868E-2,2.6495400983828549E-2,5.75277646357169E-3,1.4081883141583988E-3,0.23868732124579181,1.3281591852040326,0.14484978749158681,0.1826828987000764,9.2607249587633181E-2,1.6508231402149277E-2,3.8326243819861582E-3]
[null,1824,0.9840235384939956,0.98021871808111449,1.0322506440902626,1.0134720272079643,0.98697277901545499,0.99572767116633487,0.96564120678780974,null,2.2466531909229248,0,1.4700005897462934E-3,0.14732037427208616,2.0181941695933011E-2,2.6974922980206918E-2,5.8120823220898952E-3,1.4492509333418749E-3,0.23928904567094245,1.362031608951638,0.14516620130819266,0.18424679968081395,9.4964992563376205E-2,1.6741587838931281E-2,3.9443832951148059E-3]
[null,1825,0.99210557698090396,0.99064721592430127,0.97778398718496506,1.0059535422555148,0.99353828821785051,1.013445712147288,1.0110247039421021,null,2.2335329082381312,0,1.6577445154973374E-3,0.14097181283989554,1.993659111896166E-2,2.5873964534108722E-2,5.4363471817785803E-3,1.6347538741187011E-3,0.24820355373749736,1.3518342484362935,0.14385713688838644,0.18444865386608089,9.3850759529601535E-2,1.4693569598021464E-2,4.449261148881333E-3]
[null,1826,1.0003098003361444,0.98260404540484603,1.0038177118297942,0.96200760421015963,0.97360169582029177,0.98540767242577554,1.010916594317091,null,2.1635238731927351,0,1.517457010961032E-3,0.13955298921402265,1.9824868675948494E-2,2.548236976707732E-2,5.5499579449728581E-3,1.495813165019374E-3,0.24506886208265066,1.2928130573412122,0.14273709758586672,0.18172739312775188,9.1469357152927075E-2,1.524845380574196E-2,4.0711103405054088E-3]
[null,1827,1.0159654450083377,0.99500552920309804,0.96366527147558223,1.0384567549362616,1.0159280506802606,1.0074683482951206,1.0152063671069804,null,2.2585616981932208,0,1.655267314423392E-3,0.13485949720574222,1.9440940024931908E-2,2.6065910072562978E-2,5.2252732262196584E-3,1.6321748275454826E-3,0.2422585006766301,1.3954992467568519,0.14044682088980004,0.18556442282705421,9.0555923750954212E-2,1.4226013415060872E-2,4.4422418342915061E-3]
[null,1828,1.0100338587510986,1.004565696030449,0.9971646135028307,0.98228184310272781,0.9819780610887161,0.99687519038330619,1.0003811071693445,null,2.1808873490746996,0,1.5339875838423129E-3,0.13828901308837996,1.9534647140645494E-2,2.562234516582022E-2,5.4322701832686671E-3,1.5123596499400586E-3,0.23839466597122339,1.320048522547598,0.14134773566491163,0.18209739287923343,9.099987605214567E-2,1.5026363897463934E-2,4.1161444179122235E-3]
[null,1829,0.98541682950387965,0.99809043964802147,0.97112741422546733,1.0203458356886903,0.95520009654692672,0.96979263532543247,0.99909437452926853,null,2.233746687074385,0,1.6165576237113703E-3,0.13464194327162035,2.0034684330136932E-2,2.5884100682622209E-2,5.426144820517162E-3,1.5931290265401681E-3,0.2424238306395835,1.3711680888240469,0.14481811285487695,0.18051478783968058,8.9999308754791341E-2,1.4523141618277655E-2,4.3359720353998831E-3]
[null,1830,0.98818984811785704,1.0065965237054093,1.0180275371411263,0.96765028610556769,0.98791540896001995,1.0305213734522802,1.0067893908222256,null,2.1944718585644551,0,1.5514011000548156E-3,0.14902241042080572,1.9970777422886787E-2,2.5952545590722544E-2,5.6707466823472568E-3,1.5302418111543543E-3,0.24788505952183074,1.3004212238035686,0.14452090201181816,0.18408572440565737,9.6861602408612274E-2,1.5937211819221028E-2,4.1648137658846767E-3]
[null,1831,0.96995987123640182,1.0041786911160566,1.0201093514608923,1.0024874551739034,0.97005671633147428,1.0062448085617368,0.96639989168461748,null,2.236609557818626,0,1.5374685223931315E-3,0.14856501108319506,2.0358230394508358E-2,2.6567504747533877E-2,5.7927473601367512E-3,1.5159933550321306E-3,0.24077977462427536,1.3472429316254204,0.14724206579436874,0.18319772952025601,9.6446674833209775E-2,1.6312328837759724E-2,4.1260341653222834E-3]
[null,1832,1.0138219355847518,1.0122674497329822,1.0034105223632468,1.0119739839378914,1.0389284287784375,0.96892203158436518,1.0480348441382688,null,2.22795052260419,0,1.4638193203971549E-3,0.13442163036194724,1.9432822542690763E-2,2.6464664572399398E-2,5.4379831416992682E-3,1.4425852809056589E-3,0.24561246761581521,1.3599606824519355,0.14083378408727862,0.18832078360382076,8.8127296353827794E-2,1.5433400325748595E-2,3.9262415865151607E-3]
[null,1833,0.99882659420641051,0.9847441319133633,1.038045747189686,0.99975894986481073,0.96086036796583374,0.96996031160133656,1.0136048088472365,null,2.2178667629793067,0,1.3923800133512506E-3,0.14194563082727576,1.9866354059171337E-2,2.6823547925146733E-2,5.7539792844949981E-3,1.3722038868038313E-3,0.24482165665353092,1.3436158283977044,0.14302820158082646,0.18040691149286911,9.1194303110684674E-2,1.6695839141157867E-2,3.7346866329903156E-3]
[null,1834,1.0443021992749579,1.0307340149246413,1.0049667049419448,1.0122677618993761,1.0189978565343807,1.0005105585721963,1.0166669686091339,null,2.20505347242384,0,1.4568864556858557E-3,0.13447774130602741,1.8791673873044722E-2,2.6199516915892705E-2,5.2667803735756491E-3,1.4364202183310402E-3,0.23169016224586148,1.3603581325966378,0.13672667245386225,0.18436124691526223,8.8082845612213856E-2,1.5209704050313751E-2,3.9094623184993777E-3]
[null,1835,1.0385194367564048,0.99438412262111842,0.99285015185136494,1.017018835497719,0.99598983489214032,1.0254519455288686,1.0252028460306761,null,2.2261635179980588,0,1.5519391636096593E-3,0.13814987601425666,1.9038861268745006E-2,2.6155947386594436E-2,5.2714257463071139E-3,1.5306678967386984E-3,0.24105001373132387,1.366723641225446,0.13746114746805044,0.18206666981975572,9.114265524639753E-2,1.495857792766587E-2,4.1659734303861867E-3]
[null,1836,1.0416138287102401,1.0188738236902932,0.95541863482358169,0.98084688823785504,1.0122539555206376,1.0093473691927566,1.0149035181791712,null,2.1564516812787486,0,1.6366880125645697E-3,0.13005830734717078,1.8858707583847025E-2,2.4693721174566342E-2,5.0259907089441492E-3,1.6138972307710724E-3,0.23354070506244823,1.3180762804612391,0.13697039466327698,0.18370576426285515,8.7775119821980233E-2,1.3376984733133514E-2,4.3924962410797205E-3]
[null,1837,1.0095166159023228,0.97917360026901801,0.98852541042415376,0.96736623371466735,0.98595489010849491,1.0326456608481627,1.0252749751466117,null,2.1815697520881763,0,1.6277022711824705E-3,0.14302582207117032,1.9649684636508753E-2,2.5355824074440328E-2,5.4168274458570344E-3,1.6055479921223497E-3,0.25045782102956254,1.2999920401745211,0.14140047719337068,0.18256956473122887,9.4604148556737516E-2,1.4749924088032792E-2,4.3697723658036765E-3]
[null,1838,1.0234076729786479,0.98315671778829683,0.98146819771185612,0.98772039060075034,0.96326859068237403,1.0051224709192224,0.99801328475912376,null,2.1791966809081895,0,1.5843902796051324E-3,0.13622837020619716,1.936135609301266E-2,2.5347017265585605E-2,5.2993019162600455E-3,1.5622350036459656E-3,0.23779215658889427,1.3273360959791292,0.13946536262668369,0.1792016841599163,9.0491261850895788E-2,1.4444340808278359E-2,4.2518886892937745E-3]
[null,1839,1.0001608043818901,0.99684113473782443,1.0212835910365585,1.0272294113694842,1.0022691103664361,0.98069121528781589,1.0200973928203605,null,2.2582934019266605,0,1.4519723108515992E-3,0.1407494433309823,1.9776108705851964E-2,2.7077198545218562E-2,5.6336801799336681E-3,1.431162888429268E-3,0.24530373806952052,1.3804961055205927,0.14279864453903526,0.18499236476124248,9.1310182679052054E-2,1.6281591418066312E-2,3.8951535995850909E-3]
[null,1840,1.0025200135446388,0.98978132659431994,0.99618517801643758,0.97347870710199513,1.0002609387954693,0.96943442406518354,0.99552438964532486,null,2.1687054810469624,0,1.5109178513128152E-3,0.13575174467782972,1.9744748432614919E-2,2.5493844307808558E-2,5.4852830355220684E-3,1.4890121888214228E-3,0.23859577567759749,1.3082168979117481,0.14240488285470737,0.18460337290159864,8.9382401886896001E-2,1.4995834697890722E-2,4.052600325235787E-3]
[null,1841,1.0005780425919786,1.0317388102308684,1.01574905268718,1.0042115643800309,1.0260496904298066,1.005750452720265,1.0099828122219809,null,2.2273792410171227,0,1.4943334218569292E-3,0.14250863527466628,1.9615341676956648E-2,2.6511304569797091E-2,5.5571961696965731E-3,1.4734505006412343E-3,0.24061233083147029,1.3495512985298126,0.14272632693688977,0.18765055463794286,9.2751639475627506E-2,1.5905249295562127E-2,4.0102465399184445E-3]
[null,1842,1.0282792553102882,0.96289141656193633,0.97353743632101641,0.97513991169995551,1.0036769493457636,0.97618503789051936,1.0231838855588415,null,2.1622956570018257,0,1.5639473184776765E-3,0.13122655988998058,1.9353287743166043E-2,2.5083534117699473E-2,5.2545073739946341E-3,1.5414296225743931E-3,0.24279720589356982,1.3104214706058384,0.13878693809033718,0.18348850901386582,8.7588016906065005E-2,1.4122881762701963E-2,4.19526330050898E-3]
[null,1843,0.99648471458470445,1.0107449242373936,0.98719438539235838,0.97332791894147053,0.98651795084954919,0.9624003925380723,0.98112085946197669,null,2.1596869760181003,0,1.5303368808750966E-3,0.13379531721709936,1.9767336245298056E-2,2.5245240265726068E-2,5.4419254989592665E-3,1.5079875137161349E-3,0.23347431537681937,1.3080019124804063,0.1432466254749169,0.18340043607342629,8.8569362840214536E-2,1.4662609008007348E-2,4.1042449043850234E-3]
[null,1844,1.0119740008425948,0.99031228245920133,0.9807066563762431,0.997277483907133,0.97624307374517127,0.99871204143217862,1.0032936946194797,null,2.1995038923652062,0,1.5920397965579825E-3,0.13655863595107118,1.9548425391741238E-2,2.5589303064174784E-2,5.3463663974826336E-3,1.5696346592185247E-3,0.24036044813212326,1.3401783852446536,0.1410393687193745,0.18132243644018331,9.0752330373792642E-2,1.4558569675480278E-2,4.2720281124664751E-3]
[null,1845,1.0170329705742793,1.0019240087678447,1.0134811563848314,0.98025160065563399,0.98144146187302872,0.97821590426710081,1.0256382160302746,null,2.1774216179346864,0,1.4459633074203376E-3,0.13690053512549963,1.9421479251699722E-2,2.5923240589334755E-2,5.4898449594320831E-3,1.4251875660683314E-3,0.24166798210390056,1.3173474682936137,0.14041196285122728,0.18164686353570106,8.9220416267778213E-2,1.5533709955965459E-2,3.8788907418831086E-3]
[null,1846,1.0225113016234078,1.0047367468658555,1.0033265575879506,1.0319134604206226,1.0003053570963281,0.99083084527994592,1.0176456984037932,null,2.2458264093388371,0,1.4868969321815068E-3,0.13655063779361587,1.9299308778538447E-2,2.6657423515425372E-2,5.4001663799472105E-3,1.4658050506041211E-3,0.23909435948108937,1.3867565867681484,0.13963678048085479,0.18345765260298982,8.9527536972010088E-2,1.5477610302555633E-2,3.9894381452393497E-3]
[null,1847,0.99774919079462687,0.97177795978208992,1.0020671362177695,0.99234671882057968,1.0008912511233388,0.98107633254094662,0.97331393444615577,null,2.2009265147049493,0,1.5238866632747371E-3,0.13939629852223512,1.9923146880233063E-2,2.5952356892210673E-2,5.5676810703546723E-3,1.5020551497061945E-3,0.23752673803734156,1.3335820035053902,0.14309937474595752,0.18496272856271581,9.1461545804968944E-2,1.538837323195656E-2,4.0880989651532352E-3]
[null,1848,1.0080468642105018,1.0119438253629067,1.0077416755656401,0.99327839114443817,1.0142582419904551,0.95532907525623301,1.0002574042541208,null,2.1887869057628531,0,1.4386595235662541E-3,0.13382255253308337,1.9548206795276225E-2,2.6033681503881613E-2,5.4940652588950775E-3,1.417493513113933E-3,0.23475025366857644,1.3348436196996842,0.14165051743396992,0.18587123492496066,8.7509971790624932E-2,1.5426018098267658E-2,3.8579500660851124E-3]
[null,1849,0.96628277489317627,1.0165493327411073,0.99128572669460413,0.99657211044938721,1.0017259493735715,0.98567992248436287,1.0139852953104942,null,2.2310114859437813,0,1.600688865487337E-3,0.14173766235249366,2.0362146321991438E-2,2.6081515696129799E-2,5.6289155099570097E-3,1.5778641700900542E-3,0.2501068225089304,1.3392440390869615,0.14773364471871303,0.18698357806981869,9.3597186129848839E-2,1.5264374116128855E-2,4.2944261282012479E-3]
[null,1850,0.97605868007278274,1.0392053397931995,1.0243160103122466,0.99481744267833638,0.99917298809353494,0.99181794993824257,1.0213366728231887,null,2.2284228944065538,0,1.4816103851823404E-3,0.14496574041601545,2.0081674124671149E-2,2.6626785129514538E-2,5.737972982925099E-3,1.4606144111730939E-3,0.24745144693674992,1.3369438645751657,0.14633199408221501,0.18611043693031426,9.3879140371173092E-2,1.6339523896016884E-2,3.9753109358019222E-3]
[null,1851,0.95810114005172187,1.0108687634557261,1.0348415536183904,1.0152347543330369,1.0220962444848389,1.0293181243947485,1.0027079932229295,null,2.2888136744669478,0,1.5418174308928475E-3,0.1558017367894553,2.0589747054329408E-2,2.7400183062006405E-2,5.9447029139107314E-3,1.5207642700619272E-3,0.25413508177301675,1.3644066621192403,0.14910007746619888,0.18985123341773749,0.10028169645422076,1.7184587554358831E-2,4.1390190233016738E-3]
[null,1852,0.97809638677097532,1.015420293866016,0.99951877717354209,1.0110838249833634,0.98939363122644486,1.0038493528033325,0.9987317314488644,null,2.2448266587201315,0,1.5836412451047399E-3,0.14379873029928603,2.012636419482481E-2,2.6386791277535019E-2,5.610089089298137E-3,1.5614683584080327E-3,0.24504882663581212,1.3587580355690243,0.14596865853857721,0.18485550350200355,9.4493017948347025E-2,1.5553012418435756E-2,4.2498021336806547E-3]
[null,1853,0.9907206935625783,1.0316540400675709,0.98410467634285292,0.96009745207591879,1.0115292747490905,1.0004491610337629,0.95894451907940204,null,2.1509975001101336,0,1.6031216161298972E-3,0.13893343899077612,1.9791050414665383E-2,2.4954998957318897E-2,5.4314241306213555E-3,1.580599695552634E-3,0.23009670206936081,1.2902184217551866,0.14407287182933051,0.18657134541904616,9.2141655585262716E-2,1.4506241552394605E-2,4.301871326744664E-3]
[null,1854,0.99561279033927108,0.98771013269219454,1.0285281307594876,1.0066728847172544,1.0433254348349648,0.9999356003159896,1.016585466788785,null,2.2471057901147624,0,1.467930595284791E-3,0.14548009343115886,1.9911281885193307E-2,2.6956235461335486E-2,5.7130757427615118E-3,1.4472973534430972E-3,0.24834888615796918,1.3528856545373706,0.14346777263338337,0.18991065628239759,9.3981515923937498E-2,1.6532185006466797E-2,3.9390662946277724E-3]
[null,1855,0.99796355032914474,0.97988721093095976,0.98660049675566275,1.0260416406453987,1.0101702091215068,1.0146040226083637,1.018033150190063,null,2.264849392591501,0,1.6239778967653646E-3,0.14183553136099369,1.9872768521714729E-2,2.6445760034234111E-2,5.4676620994049381E-3,1.6014812644115472E-3,0.24998031662432896,1.3788401909273551,0.14303298771670367,0.18598537202419518,9.3925288558791731E-2,1.5127307282561986E-2,4.3587040735713033E-3]
[null,1856,1.0005938865723749,0.95484509484815239,1.0161408444643378,1.0182499553480837,1.0064253600137965,1.0168939796848793,1.0216270855204426,null,2.2653640856879345,0,1.5355797081440001E-3,0.14663814187724802,1.9952370387063451E-2,2.6932305108895337E-2,5.6548863793821225E-3,1.5143555406046513E-3,0.25389985444483787,1.3684181439964831,0.1427249706259755,0.18543179387396849,9.5417381908673951E-2,1.6193884678588361E-2,4.1215765743560662E-3]
[null,1857,1.0087368934360919,0.99038136624447914,0.98027856338152397,1.0070855193294332,1.0290880198782497,1.0055899961436401,1.0089029249498231,null,2.2247338278781728,0,1.6095476281811599E-3,0.13789514496825908,1.9610591863554676E-2,2.5882822576477036E-2,5.3610359970859538E-3,1.5870510292861596E-3,0.24302025837103525,1.353358283796676,0.14149099993297115,0.18748382894188237,9.1664212049169969E-2,1.4669716249469115E-2,4.319429730485728E-3]
[null,1858,1.0081356529204375,1.025032265509042,0.99030979863998125,1.0143885024411998,0.97574221834835384,0.99652600258609514,0.98600296819719391,null,2.2167180939368945,0,1.5514180049325818E-3,0.13699167039724094,1.9480559789349854E-2,2.5997215645230158E-2,5.3799023770032591E-3,1.5295366521107217E-3,0.23298466935937037,1.3631852307509946,0.14159823842410163,0.18149714882400386,9.0516016686756837E-2,1.4946428480239382E-2,4.1628945554235261E-3]
[null,1859,1.0002804794444979,0.95479750900828064,0.97797740800511568,0.99251227546995957,1.0282818701200278,0.96541111222321785,1.0177205225815384,null,2.2062173820587856,0,1.5783872595442853E-3,0.13420801381643135,1.9934775652966735E-2,2.5669375320965897E-2,5.4369221515452558E-3,1.5554080412810505E-3,0.24847199587077368,1.3337716340904171,0.14268189218636365,0.18788780528468896,8.9337367050982705E-2,1.4607271903666411E-2,4.2333079482440123E-3]
[null,1860,1.0297769144379119,1.0341964249328373,0.98669883054396901,1.0110403757765254,1.0041026307911711,1.020483418938984,0.96393339879029749,null,2.2004482353075772,0,1.5639349577045718E-3,0.1366431642858357,1.9031688579289659E-2,2.5727347951799522E-2,5.2367743653600378E-3,1.5423949074806378E-3,0.22376017376511975,1.3586809562374464,0.13861442429764434,0.18346350803502706,9.048149281334919E-2,1.463235453910911E-2,4.1978904878176935E-3]
[null,1861,1.0239867081925915,1.0000580037325981,1.0074959098343872,0.99614498040823507,1.0161335755788861,1.0297387582263136,0.99397934382205666,null,2.2060978832315472,0,1.5313308105426066E-3,0.14249064973218778,1.9293846404764423E-2,2.6069979711432916E-2,5.4212429372865597E-3,1.5104293835186352E-3,0.23679957834155912,1.3386955318802893,0.1394449676653178,0.18516679146473511,9.3191791024853823E-2,1.5433514627115971E-2,4.1108908690252648E-3]
[null,1862,1.0175970074053471,0.98852231503331256,0.98906060651431305,1.0269956122803752,0.99117686496581381,0.98139464741923188,0.9943295164474365,null,2.2325280583946192,0,1.5297335662078988E-3,0.13453801715848213,1.9453273080557634E-2,2.6238658182214835E-2,5.3655863981130134E-3,1.5078253969157585E-3,0.23581459102753652,1.3801255318760659,0.1402788728550583,0.18269376176786076,8.8961352522823833E-2,1.4976518019301053E-2,4.1038036758961885E-3]
[null,1863,1.0177463261315525,1.018288215102809,0.97830252623071323,0.95616352922719039,1.0343970564765874,1.0086499457151534,1.013216631372277,null,2.1459217866884481,0,1.5969121964008615E-3,0.13600289534586724,1.9317324646580484E-2,2.4853071945549952E-2,5.2702643787769995E-3,1.5746599149041229E-3,0.23880491691634184,1.2849253030577874,0.14023401878148675,0.18756191598460592,9.0514356844501972E-2,1.4174265866576722E-2,4.2857052018675816E-3]
[null,1864,0.98656751765613893,0.98498586637346897,1.0067360080187315,0.99095359803117788,1.0397678043207441,0.96603234757705425,0.99422804697556599,null,2.2104886363124314,0,1.4984332343248299E-3,0.13898300357462282,2.0092168867965991E-2,2.6177590582338203E-2,5.6412642603952011E-3,1.4766320691788008E-3,0.24253585885883791,1.3317176417548404,0.14473215404980483,0.1900352235526776,9.0938551654110869E-2,1.5638074601308203E-2,4.0189057206739135E-3]
[null,1865,0.98093341663652189,0.95805835840331899,1.0130101160578364,0.98741491168658491,1.0289394302814205,0.99144824889030103,0.98026332195517174,null,2.2200782077839696,0,1.535998290443554E-3,0.14524648904752133,2.0335214046688945E-2,2.6281274578343793E-2,5.7454280719735898E-3,1.5142234661546107E-3,0.24600083279726687,1.3269732759327655,0.14557818763634459,0.18916234753419181,9.4685846219868988E-2,1.5969869632051499E-2,4.1212171112413858E-3]
[null,1866,0.97094190833453697,0.99067131446053769,0.96380840016286973,0.97693184541045042,0.99635257999886051,0.99898685324793268,0.96311983571823134,null,2.1898602985171722,0,1.7185853083591406E-3,0.14006209599105435,2.0362073767002567E-2,2.5038854380340713E-2,5.4736560647281121E-3,1.6944059206657367E-3,0.24033714721172658,1.3128209365882144,0.14695981626488722,0.18605769420726129,9.4041149428556042E-2,1.4119439645805048E-2,4.6116143552905045E-3]
[null,1867,1.0022194005237195,0.9979257073984118,1.0078779425483135,1.0128601035409717,0.98586933100771801,0.99499653300761337,1.0083360960396108,null,2.2337422282867867,0,1.511312977748761E-3,0.14072227403772603,1.9722388905811242E-2,2.6481251642424018E-2,5.5437755358368757E-3,1.4899645045244926E-3,0.24289716325066263,1.3611592684886862,0.14247446611823888,0.18300467670645967,9.2014468479261174E-2,1.5688651380252248E-2,4.0551922146487554E-3]
[null,1868,0.99494201974811558,1.0413268190648894,1.0189019952613549,1.019333174059692,1.0075298517392761,1.0111981445796039,0.99849233643448843,null,2.2480788869567747,0,1.4980110513494722E-3,0.14423596240315806,1.9688320285734806E-2,2.6813023027877723E-2,5.5954086429704387E-3,1.477189516980218E-3,0.23859111851832629,1.3698794173728781,0.14354214048867062,0.18589603762533746,9.3702497591373141E-2,1.613535962499086E-2,4.0204229098267531E-3]
[null,1869,1.0070694753104346,1.0218577601045569,0.9934122646629584,1.0030590394407746,1.0050019046336574,1.0188505929697678,0.99987010426376599,null,2.2170250773139442,0,1.5787568843978099E-3,0.14076344186105086,1.9516408560155813E-2,2.5976306623228307E-2,5.4067133824109445E-3,1.5569778444390935E-3,0.2386662659980085,1.3479645431233414,0.14175523109484212,0.18486957937867796,9.2835733264390749E-2,1.5055052632840066E-2,4.237580434954734E-3]
[null,1870,1.0057281536605411,1.0353377798395158,1.0145995586966852,1.011553074743873,1.0006130631932588,1.0060716630831501,1.0357094934549391,null,2.2362151190861805,0,1.4895730073467694E-3,0.14156335983698257,1.9499241404510675E-2,2.6632505130076398E-2,5.5179778121757289E-3,1.4687632577758834E-3,0.24507338295248909,1.3594152592482958,0.1419928194739826,0.18447068330493618,9.2198627448537768E-2,1.5874582813773467E-2,3.9974894099881553E-3]
[null,1871,1.0105489122667024,1.0216893238944016,1.0125110657592269,0.99981421233008516,1.0196097416605243,1.0076817251010743,1.0054491207488372,null,2.2140283871940647,0,1.4956597166109141E-3,0.14125184062733304,1.9461672392883246E-2,2.6299298459340974E-2,5.4958829512962446E-3,1.4747983194552969E-3,0.23844901607851102,1.3436355930645529,0.1413106837488112,0.18633461152191116,9.2108787013045923E-2,1.5687947875112119E-2,4.0139148584219693E-3]
[null,1872,1.0257386341457564,1.0238729614796709,0.96287860356214328,0.97992920836547648,1.0075829357269728,1.0169079726543144,1.0056854156819901,null,2.1662012122403072,0,1.6471479853287499E-3,0.13389614494964114,1.9134459737634994E-2,2.4873895693569823E-2,5.1387494826861148E-3,1.6243820790290814E-3,0.23507764919324856,1.3168481390766467,0.1391068951628554,0.18406438103163322,8.9952337591320805E-2,1.3710293685658702E-2,4.4210325417087188E-3]
[null,1873,0.98711197012762164,0.99413194628304991,0.95918747009883609,0.9935571353056718,0.99651874480614933,0.96067033478623221,1.0153892848885935,null,2.1997642171756659,0,1.6398973797170447E-3,0.13171603156732969,2.0010250043757831E-2,2.5269749734024103E-2,5.3536145753528943E-3,1.6159048374362961E-3,0.24560118266149214,1.3351589269140558,0.14454173114087193,0.18507235906376027,8.8688163180630372E-2,1.3978240552057486E-2,4.3979602846150982E-3]
[null,1874,1.006120298797571,0.97148767749610421,0.99806953818976796,1.0334493910272147,1.0076524582254365,1.040149459095099,1.0231000989158476,null,2.2826039825467963,0,1.6156487461023725E-3,0.14613648340611093,1.9756183348631239E-2,2.6818185760260717E-2,5.4988819975898204E-3,1.5938171656239061E-3,0.25244930757620088,1.3888119446385645,0.14189961348867738,0.1852287846097127,9.6112031295097058E-2,1.557655308328941E-2,4.337844923140829E-3]
[null,1875,1.0046870233223084,0.99435061184030571,0.99653181921828071,0.97283966652363119,0.99635656571630693,1.0190360970241934,0.96427317435523263,null,2.17331037624482,0,1.5820568295300519E-3,0.14239425792766369,1.9682422877866961E-2,2.5412890823322945E-2,5.4698778095056853E-3,1.5602362395588389E-3,0.23389598936194272,1.3073586284725325,0.14209852361450309,0.18403470865346822,9.3736631911013724E-2,1.5001816670628738E-2,4.2464487123410185E-3]
[null,1876,0.99802924581982222,1.0333915711404669,1.0114146043120671,0.97494707053492391,0.99779231157887915,1.0408754371301783,1.012826368099653,null,2.1967065193557493,0,1.5639529739631395E-3,0.14727989710836514,1.9655813095709702E-2,2.5902295732814308E-2,5.5446333281815845E-3,1.5428346762948032E-3,0.24451852050624245,1.3102150292249752,0.14308080578885699,0.18460410210646813,9.6101636178322083E-2,1.5625817189920371E-2,4.1990873935601018E-3]
[null,1877,0.97637924945337928,0.97627605585862576,1.0094923868323182,0.99500796958487736,1.002436195810124,0.99120197592537418,1.0086847441225648,null,2.23364391719279,0,1.5476706837516628E-3,0.14480385503722801,2.0343309504159281E-2,2.640570698309011E-2,5.7275531196556975E-3,1.5257249364583128E-3,0.25186359925132051,1.3371710579104605,0.14624890488728365,0.18644552339816048,9.4593114410597451E-2,1.5910718116175518E-2,4.1525203219493967E-3]
[null,1878,1.0041501850330479,1.0371157097189307,1.0201823227326361,0.99892350957292053,1.0141381158552523,0.95980044995317426,0.99749491971574999,null,2.1984493358322532,0,1.4063360760113489E-3,0.13583047782688218,1.9525967301834802E-2,2.6359814889477792E-2,5.5563375775812768E-3,1.385742007872694E-3,0.23258722913680038,1.3424534926677969,0.14222878791137769,0.18609719549254,8.8175800108682714E-2,1.5883294051716335E-2,3.7715329356993476E-3]
[null,1879,1.0261725839864384,1.0122098279667104,1.0035787390123445,0.98718700273171744,1.0128360996841224,0.98583233500428447,0.98124865046331111,null,2.1720638816833002,0,1.4709462247658425E-3,0.13517885996377324,1.9199278621875929E-2,2.5704875129145908E-2,5.3735361561489305E-3,1.4499748107526488E-3,0.22849319919215924,1.3266504984651548,0.13913913634640357,0.18466727019212112,8.8614903111640234E-2,1.5116942468086043E-2,3.9463534508008052E-3]
[null,1880,1.0325897291744677,1.0008497678618131,1.0093447045756951,0.99992681964111085,1.0024586696092685,0.98569992076583457,0.9982629304291829,null,2.1912272479826949,0,1.4478044828080557E-3,0.13538887357727156,1.9130888465957029E-2,2.6070598644597879E-2,5.3854069184438485E-3,1.4271602298349412E-3,0.23234782147656044,1.3437811356861291,0.13828730951477874,0.18313991768717214,8.8450483902859506E-2,1.5381196679532628E-2,3.884259682367385E-3]
[null,1881,0.99688730893634092,0.99462180913781917,0.98094017938595135,1.0380146590858246,0.98605055809665276,0.95736997128913748,0.97310797691144801,null,2.24574047987588,0,1.5470063851899269E-3,0.13270778874189684,1.9825465332575551E-2,2.6285409575151249E-2,5.423421527399397E-3,1.5242948609632591E-3,0.23290982557549211,1.394922792880225,0.14317436780318929,0.18331818961160365,8.8180758480353866E-2,1.4866543744340696E-2,4.1486281278761208E-3]
[null,1882,0.9935568024612047,0.99595205176639456,1.0130914541680864,1.0065187401075431,0.96740270902901815,0.96800458185117944,0.99606995642219875,null,2.2189233429782234,0,1.4677945797045729E-3,0.13878276470935372,1.9906296698310979E-2,2.6423896787248574E-2,5.6247000710007121E-3,1.4464826957099304E-3,0.24014256226657582,1.3526468007814882,0.14372876948233088,0.18143822712240193,9.0467830643254685E-2,1.5845957235421659E-2,3.9368490648299418E-3]
[null,1883,1.0084764195971281,1.0013151681726986,0.98787931103963467,0.98818425961877931,0.98170474497417937,0.98802524544467374,0.99787830895088991,null,2.1850767558103623,0,1.5534022847290363E-3,0.13614579204151503,1.9573027476249193E-2,2.5546496658508215E-2,5.3921693199184672E-3,1.5313044421761766E-3,0.23777942367901006,1.3279674259756464,0.14154485292374741,0.18214917941325137,9.008827801974012E-2,1.4744502248096057E-2,4.1677058972298554E-3]
[null,1884,1.0046851218999038,0.98029500589850205,1.0019030100059756,0.99533424563831963,0.99772452276961454,1.0236616341353904,0.95991458078162195,null,2.2084562806615908,0,1.5765649438607508E-3,0.14423067500452569,1.9747555872370398E-2,2.5944035556779238E-2,5.5177014082020866E-3,1.5549183576341404E-3,0.2348933305097127,1.3375965750753502,0.1421110995435296,0.18419414552799437,9.4642723527203737E-2,1.5368110031367616E-2,4.2319751907812959E-3]
[null,1885,0.98742897841582744,1.0335258052272573,1.0306005493168031,0.99455129357713201,0.99562956085865928,0.97558745817339487,0.99612793434235947,null,2.2100901282781487,0,1.4235631447141173E-3,0.14191671726191979,1.98783432001545E-2,2.657288896384264E-2,5.7153262055719359E-3,1.4030541438119727E-3,0.23795635281597768,1.3365998208291328,0.14466168726908021,0.18501567209052047,9.1569280422757846E-2,1.6405897357310528E-2,3.8186508627819872E-3]
[null,1886,1.0293137866915854,0.99116967442962256,0.98569840105071438,0.96809198748267389,1.0183899622417245,1.0074527956231125,0.97360393989014415,null,2.1490104325851429,0,1.5623999193405094E-3,0.13607206775676403,1.9218481665718812E-2,2.5035003886439207E-2,5.282816515145906E-3,1.5406026807279485E-3,0.22991877991908605,1.3009637546211208,0.13867455945755744,0.18510363792088019,9.0157507318476174E-2,1.4412608125163139E-2,4.1930126374042642E-3]
[null,1887,1.0137191981158828,1.0424703256095742,1.0221996469278702,1.001159550483419,0.99409893333236032,0.99086275950369729,0.99855042197896815,null,2.2023197419507823,0,1.4304985634839096E-3,0.13907229885026756,1.9320987067488953E-2,2.6381465805485307E-2,5.509038244416363E-3,1.4102073557665813E-3,0.2324915787792447,1.3454626453567207,0.14089081423122579,0.18327611569305929,9.0173872636916563E-2,1.5923096946006726E-2,3.8381195476667441E-3]
[null,1888,1.0093886362940596,1.026518422583756,0.98910265637010253,0.98976876042383455,0.99268548807743062,1.025298211177943,0.99081281932799459,null,2.1938135701273178,0,1.5977110730285851E-3,0.14062185010682096,1.9449435935186735E-2,2.5587887536477196E-2,5.3647561668959511E-3,1.5758091613986302E-3,0.23590325752534305,1.3300983747681767,0.14141971955197974,0.18333832939264552,9.2981856645417998E-2,1.4781171338028837E-2,4.2888330719766258E-3]
[null,1889,1.0304424915258155,0.99932759865969645,1.0088964180142652,1.0020615609975383,0.97728032536044218,0.98446914637988114,1.0064000079680115,null,2.1944106888796804,0,1.4508455470578657E-3,0.13548729847971663,1.9176901612738571E-2,2.6101652809959963E-2,5.3959399977304458E-3,1.4301320680619697E-3,0.23480886026277561,1.346649166977705,0.13857446980201546,0.18041326425263515,8.8538203228546539E-2,1.5393296888496052E-2,3.8923480463551488E-3]
[null,1890,0.99535003721241833,1.0084562911025035,1.0141550103074231,1.0192132945842616,1.0263845857800473,0.99153937717825424,0.97857450388158829,null,2.2431783970527035,0,1.4933529731800475E-3,0.14170287809686735,1.9816632990047621E-2,2.6708102784858904E-2,5.6053091510233901E-3,1.472184648810353E-3,0.23589032451503963,1.3697088840268108,0.14347229122314537,0.18799846461762729,9.2313606747226593E-2,1.5976269915903254E-2,4.0068013085227299E-3]
[null,1891,0.97323298828232463,1.0279214825380698,1.025360934466699,0.97046489382282031,1.0052740166942369,0.99636475417369397,1.0379858648462761,null,2.2058948527209861,0,1.4930615967903135E-3,0.14655685024809612,2.0189080078318995E-2,2.6300927081023062E-2,5.7746419649667121E-3,1.4719999005100254E-3,0.25397752882566654,1.3042184170604485,0.14675933669614186,0.18697755950321671,9.4851751890669647E-2,1.630352258416453E-2,4.0062984845514989E-3]
[null,1892,1.0016749616987521,1.0125006077646492,0.98895070908506666,0.99165020412908311,1.0080276768799863,0.99068417544666332,0.99615894760843615,null,2.1963367638535791,0,1.5608646070776435E-3,0.1372490389845101,1.965849379553581E-2,2.5690246637753128E-2,5.4215876146673061E-3,1.5387202036930097E-3,0.23787991023053359,1.332626544542691,0.142508412510084,0.18552498017030616,9.0759956900394873E-2,1.485184771501156E-2,4.1878891554735492E-3]
[null,1893,1.0362424752710693,1.0162857564098839,0.97440635415877341,0.97761771160316568,1.02493879767472,1.0232006491317704,0.99546342963444889,null,2.1613239776248312,0,1.6045912912932682E-3,0.1350820876517303,1.8978411405222641E-2,2.5008778510991949E-2,5.1572947497865521E-3,1.5825499712465334E-3,0.2317447395301872,1.3137520778589193,0.13772232353342137,0.18544956082212666,9.0113894441120529E-2,1.4029671107093727E-2,4.3071793342752494E-3]
[null,1894,0.96607508334607139,0.99732521756419357,1.0339332403526571,1.0086303174823528,0.97097475943768174,0.99370264376015327,0.98041439714882339,null,2.2520577542055591,0,1.4833770025310467E-3,0.14941236886875447,2.0479894536266793E-2,2.7027441544745495E-2,5.9076911416248434E-3,1.46239586293628E-3,0.24517794529645609,1.3555286136388804,0.14786723585028838,0.18356086023988713,9.6219728202631916E-2,1.6916796565372649E-2,3.9801594602458974E-3]
[null,1895,1.0233466406574878,0.97160818155364437,0.98106726524082655,0.99097157072843189,0.98878179382485021,1.0123876071761706,1.0145755478612788,null,2.1949841563460346,0,1.6014190054367712E-3,0.1375396071326189,1.941266361011576E-2,2.5517384325750184E-2,5.3111817875318009E-3,1.5791863091638666E-3,0.24376604649638084,1.3317046852940999,0.1394727810276114,0.18208885825200047,9.1384364631858631E-2,1.4510791929420671E-2,4.2980245549171384E-3]
[null,1896,0.96656441093391765,0.99599222778582386,0.97589559839975637,0.99663885325969881,1.006337509597482,1.0390679960739588,1.0033956735598262,null,2.2465981321002646,0,1.7493190018801276E-3,0.14796272184333689,2.0437981906943896E-2,2.58419115748037E-2,5.5623621342541707E-3,1.7256565893231041E-3,0.25427952666434434,1.3393148143667037,0.14765403604683694,0.18747339419661857,9.8617563174569906E-2,1.4780814230814404E-2,4.696668373595704E-3]
[null,1897,0.9806329285732307,1.0068024961438182,0.9813115351416416,0.97531160890442081,0.99338874246868214,1.0182866237445549,0.98291537238235482,null,2.1924618513537553,0,1.6669608634859931E-3,0.14328626856134297,2.0100417832469544E-2,2.5345833990639343E-2,5.5007116047252717E-3,1.6439523086429681E-3,0.24258356676954321,1.310660523768806,0.14554840905103475,0.18513411892024595,9.5188546182614159E-2,1.4662166971781127E-2,4.4742962553932604E-3]
[null,1898,1.0138374883030479,1.0386342504011847,1.0105443601635056,1.007121453175936,0.98667966777491067,0.98480013061212257,1.0241939666563735,null,2.2116937340057934,0,1.4576382113775286E-3,0.1368012225274913,1.9327267943628476E-2,2.6333813958476674E-2,5.4472170844421536E-3,1.4368347488949175E-3,0.23829417569140213,1.3534520394634262,0.14084784135909653,0.18242022757611506,8.9309977470445695E-2,1.5570163859705386E-2,3.9105905340442882E-3]
[null,1899,0.97857783140038324,1.0433414637043863,1.0255506316545191,1.0044672545507556,1.0142535341773251,1.0041859145829066,0.9988977542062496,null,2.239618618582965,0,1.4910793376769077E-3,0.14646234443217562,2.001326549292656E-2,2.6770664153609125E-2,5.7254304742273034E-3,1.4702094263586867E-3,0.24193103688619866,1.3499149702672857,0.14595820757108963,0.18765962202119796,9.478011307402362E-2,1.642240871740959E-2,4.0014254041412008E-3]
[null,1900,0.9961066580423632,1.0138993847243198,0.97151871009274393,1.0033244520894986,1.0023628084602079,1.0054977485147283,1.0194639425313452,null,2.2218497027427793,0,1.6510306890515937E-3,0.13774808260097057,1.975151888243129E-2,2.567220030471036E-2,5.3515912635218417E-3,1.6279521655552895E-3,0.24571341294183074,1.3482946750462299,0.14326488148779076,0.18520084581017532,9.2053656499145015E-2,1.4391167289115988E-2,4.4307491403543517E-3]
[null,1901,0.99079666180444792,1.0295645886944349,1.0147402026297099,1.0365057855231963,0.99469983545298302,0.99472338248074144,0.98484396072747937,null,2.2654944780605244,0,1.4963684844280609E-3,0.14224655470579223,1.9817551085625589E-2,2.7009396922688458E-2,5.6088409128393297E-3,1.4752253095036548E-3,0.23630610628984716,1.3929492161981893,0.14413300549463204,0.1846915680779779,9.2635929782407977E-2,1.6102374780870142E-2,4.0150769845763695E-3]
[null,1902,0.99813383331353689,0.97473086499846928,0.99801380922342087,1.0208353133397741,0.97797110021849376,0.99187904834435392,0.97871214069600554,null,2.2403573512850499,0,1.5520396323629121E-3,0.14026579563977062,1.989962920328265E-2,2.6381914204829028E-2,5.538497725547837E-3,1.5300469568128069E-3,0.23921032132583714,1.3718602941596285,0.14303488018461769,0.18234542730227904,9.2254017976973801E-2,1.5424282801229401E-2,4.1642834366007022E-3]
[null,1903,1.0431327605643816,1.0148327947666553,0.96787205184565628,0.98952568178661393,1.0063390609304352,0.96123265073348207,1.0305346908288646,null,2.1590231104557822,0,1.518274411009097E-3,0.12519922262083483,1.8855104782565375E-2,2.5075777835278798E-2,5.0897028234196005E-3,1.4960742698925608E-3,0.23355924926307631,1.3297481701052221,0.13679826132598985,0.18296382873486161,8.3853511548481502E-2,1.3830660575270371E-2,4.0718209818970267E-3]
[null,1904,0.97941671146518927,0.97416167975721601,0.97780120662150605,0.96793931636108077,0.98836157077308784,1.001140723681196,0.98768473973917492,null,2.1835871521140917,0,1.6649090603337757E-3,0.14156397706943008,2.0269585825819884E-2,2.5196073723832521E-2,5.5272456598757591E-3,1.6415352580561495E-3,0.24668416855347508,1.3007494698706754,0.14572092310399495,0.18463789181695353,9.4244006096885394E-2,1.4549466354949027E-2,4.4677178404764527E-3]
[null,1905,1.0190471806662942,1.0102574559260056,1.0424943398639261,1.0061079202581715,0.98491663257156037,0.99646139930463118,1.0132241960779715,null,2.2198706095992979,0,1.3812879757738672E-3,0.1427703571377531,1.9365622362778688E-2,2.6929135009733467E-2,5.6335352655221922E-3,1.361804890633032E-3,0.23895736441031762,1.3521594384731175,0.14020025528682048,0.18195080213169953,9.1489496561256392E-2,1.6727702051995915E-2,3.7063839934415657E-3]
[null,1906,0.98011784874856389,0.98571472672356009,1.0153783302942123,1.02936623514436,0.97306236890021081,0.99135864384282302,0.99407480136696513,null,2.2704014362756784,0,1.5200419836474469E-3,0.14476848209372997,2.0226629574992119E-2,2.7022349822786833E-2,5.7282626100040408E-3,1.4984914135917947E-3,0.24613604360531713,1.3833557088644073,0.1457049001347798,0.18289895223662439,9.4242968897501084E-2,1.6260289355356502E-2,4.0783996502351339E-3]
[null,1907,0.98151250496192721,1.0252588169011065,0.97759293474706099,0.9927111256046568,0.97918344153926518,0.99859350646716249,0.99545311978780349,null,2.206565389897551,0,1.6392991777181229E-3,0.13929353621136348,1.9999961134293164E-2,2.5551131474425753E-2,5.4525667622810454E-3,1.6162262099025182E-3,0.24164144422627856,1.3340384336982272,0.1454092829103584,0.18347090315646933,9.274417959959487E-2,1.458818873754375E-2,4.398834954527751E-3]
[null,1908,0.99634636977143098,1.0166507214387106,1.0054485052130058,1.0264346416252863,1.0255696638712006,1.0410446358152456,0.98490778868517337,null,2.2663275500975715,0,1.5920962145869186E-3,0.14725389828050511,1.9756153960383206E-2,2.6722346743655562E-2,5.5397716799774743E-3,1.5706013884842507E-3,0.24006877263885829,1.3793974463648051,0.14330867179435722,0.18783896647856074,9.642371913604561E-2,1.5764638615681642E-2,4.274659230845565E-3]
[null,1909,1.0012300338252025,1.0082000423824027,0.99775364368778696,1.0312640442606915,1.0338635585608713,0.97233973933816742,1.0046644576000467,null,2.2527706571638442,0,1.506349305159005E-3,0.135990254519609,1.9691131913405494E-2,2.6643971560098609E-2,5.4790337088505949E-3,1.4845751339860735E-3,0.23912175280224413,1.3858746392977517,0.14259196153596609,0.18847930799781626,8.9455812324975778E-2,1.5424041549648618E-2,4.0405241246486995E-3]
[null,1910,1.0217586174080397,0.98174340813496985,1.0399841732955919,0.99548609382333775,1.0421270496620263,0.98439436618798248,0.98848434569372601,null,2.2047068501224154,0,1.3767330919052193E-3,0.14120294590673399,1.9434720280895795E-2,2.6706182777450502E-2,5.6397083327330549E-3,1.3570762108897135E-3,0.23489406298619464,1.3378780485301653,0.13982251565068346,0.18826015210193556,9.06158578502088E-2,1.657879850043717E-2,3.693514085989111E-3]
[null,1911,1.038169295423464,0.96110303924048601,1.0142733916516347,1.0094553718973722,1.0050869411743164,0.96265190161144543,0.95971655354645291,null,2.1925890428451011,0,1.4044870042479013E-3,0.13326056787164131,1.9201463018005065E-2,2.6231506632169794E-2,5.4319441852150249E-3,1.38398093456472E-3,0.22505844322086174,1.3565955522272248,0.13755504442756897,0.18313243583207414,8.6807748387633235E-2,1.5568103237694909E-2,3.7667398746927031E-3]
[null,1912,1.0090976723066503,1.0029953815020944,1.034850830665357,1.0138289545220793,1.0027951391879983,0.99571859185968681,1.0181695598277083,null,2.2400544083202303,0,1.4185243139932862E-3,0.14327992410779167,1.9582871646695258E-2,2.7041587180183575E-2,5.6540480451592115E-3,1.3985010835875305E-3,0.24324514002166259,1.3625173844981342,0.14156506311804248,0.18453877518032091,9.2221544330303426E-2,1.6621834488573795E-2,3.8062589337669542E-3]
[null,1913,1.0089634350022711,0.9948092007229079,0.99116726683448308,0.99159668707111948,0.99119076114747584,1.0185887082898335,1.0167732711310962,null,2.2067928723485903,0,1.592101521475672E-3,0.14099265576822875,1.9593690582688564E-2,2.5789378490431489E-2,5.4158353992816207E-3,1.5701327446585869E-3,0.24545106679380771,1.3325576487835338,0.14148402098490659,0.18319589898984384,9.3111818250855571E-2,1.4949443344987599E-2,4.2733837368405039E-3]
[null,1914,1.0442395321865843,1.0071442349148805,1.0146963708820258,0.97741744475092784,0.96420109561136891,1.0112109717027682,0.98171798136713351,null,2.1524067170961159,0,1.4504594857183896E-3,0.13789636943428785,1.8894587335029162E-2,2.5596047746425085E-2,5.3473864011283666E-3,1.4302991478413942E-3,0.22719929834334116,1.3135409351057459,0.13675636207523692,0.17817913141689984,8.9805249554315292E-2,1.5318707239145878E-2,3.892802782436906E-3]
[null,1915,1.0056683184200597,0.97840293342647155,0.99751853753304343,0.98811840312792498,1.0212183602729952,1.0217845291798067,0.99926220923801867,null,2.2090981686842674,0,1.5871726482012101E-3,0.14328669249876227,1.9733900114448689E-2,2.5889107801407955E-2,5.4896347250628589E-3,1.5653403816605655E-3,0.24433436090431249,1.3278925741895453,0.14196212684552589,0.18678825145340749,9.4268681821797901E-2,1.5214330091973897E-2,4.2603405045619266E-3]
[null,1916,0.97463793452651237,0.98613962183769177,1.0159199865098782,1.014288209918033,1.0130711340978673,0.99595220487626557,0.96984027940074358,null,2.2539433619551055,0,1.5337972854918265E-3,0.14632721203456495,2.0338774723367311E-2,2.6772062171241978E-2,5.7631325279752458E-3,1.5121519937215128E-3,0.24180524689700134,1.3630935512049893,0.14652541038514119,0.18776212665772155,9.5227402339901457E-2,1.6234509058832371E-2,4.115579246139197E-3]
[null,1917,1.014254334983725,1.0006435045368938,1.0224200202027485,0.98948940644380923,1.0438760420989268,1.0221396179054869,0.9566971727297704,null,2.1988724104446242,0,1.4875387502756036E-3,0.14477759117961572,1.9485685740767873E-2,2.620426392190172E-2,5.5572149729928126E-3,1.4670841007307879E-3,0.22957199530471348,1.3297795402149626,0.14081697991381795,0.18887174732510739,9.3861078986765767E-2,1.5973848235477723E-2,3.9929192980453767E-3]
[null,1918,1.001677775779755,0.96128427293528107,0.99285534501119277,1.0205909951618592,1.0221825802855471,1.0100574812511096,1.0027605726061963,null,2.2558026565516527,0,1.5966947697651443E-3,0.14210603842275227,1.9886673668074294E-2,2.6444259943134468E-2,5.5061944881790587E-3,1.5744765227971023E-3,0.24736606265047847,1.3715241057161058,0.14251697386025022,0.18712821518017009,9.3752392975406607E-2,1.5308751825058977E-2,4.2852060690074635E-3]
[null,1919,0.99049824033020628,0.97805674817132227,0.95905657773473407,1.0049778183390623,0.96487620463459445,1.0164164148139236,0.99130959542117281,null,2.2240932857926183,0,1.735806917540144E-3,0.13947765495708936,2.001340722702652E-2,2.5411129244294211E-2,5.3537386110746833E-3,1.711804017223365E-3,0.24541523318759981,1.3505061436420227,0.144047276269059,0.18128977629939963,9.3921832734009253E-2,1.4022130282518206E-2,4.6589662388393802E-3]
[null,1920,0.99736318499610721,0.98895918077586753,1.0454515134827984,0.9987249282995202,0.96428814941858565,1.0041500907434489,1.0488880834679364,null,2.2390584290563571,0,1.420095276884157E-3,0.14811071484186783,1.9881495725697265E-2,2.7116771028962351E-2,5.800410038896771E-3,1.4002181857894064E-3,0.25612296965511405,1.3422445335397382,0.14325526517970763,0.18088864474909672,9.4750670338117224E-2,1.7095898730337126E-2,3.8109323199178708E-3]
[null,1921,1.0213900769291919,0.99001466611293765,0.95845267138265366,1.0120155457550386,0.98650613897150519,1.0049488744870629,1.0027403713339549,null,2.2111801897526115,0,1.6619393871717424E-3,0.13327666470113242,1.935591878932276E-2,2.5381896681483197E-2,5.174640338159754E-3,1.6386956910359447E-3,0.23837333063840824,1.3599631436138506,0.13968922938810532,0.18192426496982697,8.9779482796564211E-2,1.382487205678593E-2,4.4599894751104737E-3]
[null,1922,0.9677688712073349,1.0199329326222075,1.0375225206841279,0.98180659947900084,1.0125513168771612,0.98660788934066546,1.0308029048010103,null,2.225757671710741,0,1.45206578805899E-3,0.14783377008470408,2.0345801095560244E-2,2.6775410222300285E-2,5.8898089636344325E-3,1.4313798277936184E-3,0.25389555542200737,1.3194877175340582,0.14761702332560059,0.18815609848056561,9.5005868767466445E-2,1.687555973808666E-2,3.8957440370208109E-3]
[null,1923,1.025215309499182,1.0333908912597791,0.97765111493308487,0.96547121780740619,0.98522725381473852,1.0006627014605201,0.9793676737879804,null,2.1346605931849485,0,1.569751391559709E-3,0.13341138826902466,1.911418816965188E-2,2.4754399742820034E-2,5.211388052099003E-3,1.5477029884056019E-3,0.22687163707269045,1.2974325958566968,0.1392109166315727,0.18157859685380554,8.8824611703084769E-2,1.4060581902370035E-2,4.2123373342870399E-3]
[null,1924,0.99181740361828075,1.0008971250823588,1.0236160856959136,1.0084865766599036,1.0254697214245958,1.0155151792476405,0.99500278597919878,null,2.246485965443112,0,1.5074889582663044E-3,0.1472361331973229,1.9926136531519655E-2,2.6810391044665087E-2,5.6895792461742704E-3,1.4866247601771695E-3,0.2436109423365066,1.3553124457277455,0.14400533319890998,0.18811602402884234,9.538836755168234E-2,1.6365374246349703E-2,4.0461025314817711E-3]
[null,1925,0.98665508369299493,1.0472821639151844,0.9673044233425141,1.0279675467587948,0.96774419073696227,0.99608057072275635,1.0116370351232007,null,2.2466980289668039,0,1.6538341487971457E-3,0.13621412822175943,1.9796489657379394E-2,2.594700645200889E-2,5.3407145089837292E-3,1.6304978776076188E-3,0.24145510660416372,1.3814067503770224,0.1446274897781708,0.18185406344557953,9.1262445905684872E-2,1.4379492557873503E-2,4.4376777293670408E-3]
[null,1926,0.98416112546485601,1.0292006737558743,1.0146487297945166,0.97076940188333249,1.0201107770914593,1.0373648864850638,0.98221651926455611,null,2.1966536473708023,0,1.5714568701768875E-3,0.14943129468535438,1.9952661458364992E-2,2.5908325440372498E-2,5.6465653706297284E-3,1.5501654368293874E-3,0.2406959215254301,1.3046066125422953,0.14510458290779932,0.18796753185693235,9.7320113528558252E-2,1.582229018126154E-2,4.219039307150679E-3]
[null,1927,0.9722972618518273,0.98425119165336017,0.98246326534380068,1.0047493535867467,0.99801078200990534,0.97625468827334083,1.0280181870741609,null,2.2416060142648595,0,1.6160535343621848E-3,0.13931129543696738,2.0374769781927118E-2,2.6101821923818404E-2,5.5823152617111883E-3,1.5927872737862725E-3,0.25522855043259074,1.3502214593210122,0.14679893913571981,0.18617609361216397,9.248363191125912E-2,1.5015361811199541E-2,4.3350418970625436E-3]
[null,1928,1.0070244596596372,0.99452407536512311,0.95380335113307879,0.9941497317969783,1.0189651832393205,1.0189696418045511,1.0003958337242262,null,2.2024239396474274,0,1.7238875219262948E-3,0.13633662337262686,1.9609554044478505E-2,2.5103933415372578E-2,5.2174017767880904E-3,1.7001091750752124E-3,0.24174259896304451,1.3359518887746371,0.14167140127386077,0.18641805273865122,9.2103914153237126E-2,1.3665212747863413E-2,4.6271367337157865E-3]
[null,1929,0.96781342821082816,0.97321946348419774,1.0301806130224456,0.99547693196930265,0.98605865772229029,1.0083108517913981,0.95369095643908153,null,2.2361957863012307,0,1.522451847419516E-3,0.15165495054420455,2.0550999056446369E-2,2.6683265812309058E-2,5.9062728005449313E-3,1.5012300042294095E-3,0.24213689276321554,1.3378428690054975,0.14759267298716455,0.18515176650426957,9.7876553622535792E-2,1.6734911857056726E-2,4.085853191174561E-3]
[null,1930,1.022916530082367,0.99990917761894882,1.0231369114174682,0.99445296772090508,1.0019300339374113,0.99118731098186152,0.99640611418101765,null,2.1948348314044241,0,1.4283760145027767E-3,0.13925972732235925,1.9324238325237685E-2,2.6293268799982169E-2,5.5150941893052771E-3,1.4081215487632575E-3,0.2347498758660779,1.3364515783372106,0.13962614186796848,0.18363573788118678,9.0246004264536342E-2,1.592097634770779E-2,3.8324426685897887E-3]
[null,1931,1.013281433915701,0.99471076867904484,0.9707178691436027,1.029832626475244,0.99530625956958318,0.98009375700006773,0.99864900706971937,null,2.2352984257189301,0,1.5913332765204605E-3,0.13239724073747272,1.9498035961011153E-2,2.595713077172998E-2,5.2785914188209684E-3,1.5685126534112051E-3,0.23686452559715676,1.3839162904629894,0.14083477936347316,0.18339349597439913,8.8520918388087982E-2,1.4391263284370881E-2,4.2689743825280674E-3]
[null,1932,1.0341948817523536,0.99786838411460055,1.0322615816785885,0.9794178095908791,1.020925412035292,0.98486495033041088,1.018779901334004,null,2.1744611109361638,0,1.3779763261867195E-3,0.13808063965807296,1.9127629076295994E-2,2.6221091303168072E-2,5.50851633661274E-3,1.3583110952272543E-3,0.23721497823554885,1.3162652781830522,0.13812385547959907,0.18515820168004637,8.9008352559234297E-2,1.6075358621416E-2,3.6968750340763846E-3]
[null,1933,1.0235429880837867,1.0431685744993187,0.96578347733248537,0.99022104658348153,0.97812040343211115,1.0208488833951108,0.99599807811625696,null,2.1746951338936489,0,1.6404278476891028E-3,0.13453570913854318,1.9098650743425115E-2,2.5027381642170225E-2,5.1444320840488599E-3,1.6178423506764904E-3,0.2315008329092702,1.3306808342461953,0.13941179524736,0.18086004337881603,9.0221626473577926E-2,1.3833179970297425E-2,4.4032335569538393E-3]
[null,1934,1.0025767894229585,1.0079190061544736,0.9967516099928232,1.0026260347045071,0.99788140509312651,1.0066017129994347,1.0277062855805017,null,2.2249663365278405,0,1.5606678599600326E-3,0.14053817396738461,1.9665264090741118E-2,2.6149925892321128E-2,5.4663190500002044E-3,1.538876376373288E-3,0.24711296433111474,1.3473876203545976,0.14239811850374762,0.18433153992852894,9.2502674840445956E-2,1.5247212846517567E-2,4.1883142060269553E-3]
[null,1935,1.017103802604709,1.0038509664538244,1.0349598901519246,0.96619270162906401,1.005922603687943,1.0252038865577358,0.99996795363061253,null,2.1745198588519878,0,1.4484319720014631E-3,0.14640913997606869,1.942514816480263E-2,2.6074375803077546E-2,5.6091126198192813E-3,1.4285745970822783E-3,0.23923989906022303,1.2984977365169714,0.14045098219950564,0.18442934510504805,9.4229708858654976E-2,1.6286158798966742E-2,3.8881091237685981E-3]
[null,1936,1.0180231358294318,1.0035805256870265,1.0151853404256148,1.0067082133863163,1.0081264434660864,0.96924678064990055,0.9826840767791758,null,2.2029551869123138,0,1.4257318529714454E-3,0.13566282003597449,1.9396586157099851E-2,2.6330566850267356E-2,5.4921344225014428E-3,1.4050572364817343E-3,0.2304493884623838,1.3529054307851478,0.14027925582340409,0.1846078942903171,8.8325274742337048E-2,1.5702407338658332E-2,3.8241026207097573E-3]
[null,1937,0.98615883474359634,1.0218987234185939,0.98426100459415244,0.9875862319579195,0.96839971077044062,1.0338442541013797,1.0026568063710974,null,2.2102053643663639,0,1.6672403710245528E-3,0.14462512125278504,1.9924302294456752E-2,2.5611377257107489E-2,5.4688604316392008E-3,1.6445742566247063E-3,0.24554600342243693,1.3271591665561122,0.14473970062490876,0.18197301223803988,9.5907396565001954E-2,1.4797100845501118E-2,4.4759889927744566E-3]
[null,1938,1.0174437738452304,0.99241911679982442,0.99595536440268284,0.97967399613376582,0.97229123829241504,0.99259619645529373,0.99807325351644238,null,2.1710060437579251,0,1.5241589741883158E-3,0.13689332500507181,1.9443605115923076E-2,2.5500527921319713E-2,5.4003721257494331E-3,1.5025769766956864E-3,0.2372047038000904,1.3165421458405349,0.14031558301489938,0.1805736410499246,9.0146397814886772E-2,1.4917804860816888E-2,4.0895192061984114E-3]
[null,1939,1.0012275512574991,0.98726186672848815,1.0059268663804262,1.0190690177706805,0.97471066695885777,0.99112076394562798,0.99480535219673405,null,2.2385901536389414,0,1.5166153234815961E-3,0.140378576439666,1.9787421187345694E-2,2.651449842652441E-2,5.5511994526848286E-3,1.4951081745806373E-3,0.24084305314171198,1.3694998220622672,0.14261111475914492,0.18180026516225697,9.1895657545179005E-2,1.5660861022128152E-2,4.0691915889312039E-3]
[null,1940,0.98057485469555228,0.98860084015119631,0.99656803909020109,0.99269217577906066,1.0020473464434205,0.99427965120537942,1.0286033986648009,null,2.2278841609490221,0,1.583479982131756E-3,0.14248831582220398,2.0192178730340848E-2,2.6130318006312266E-2,5.6117470887358384E-3,1.5610959663612577E-3,0.25428886311882481,1.3340376417056707,0.14559278709774995,0.18612989064865446,9.3796524527866895E-2,1.5389489613144671E-2,4.2487886052883384E-3]
[null,1941,0.9696614871280288,0.99085106429990921,1.0272680801062479,0.96500306297138405,0.96204786805660802,1.0299200356642744,1.0294611101931448,null,2.2130139026795157,0,1.555406551645269E-3,0.1536286669175588,2.0429080769572658E-2,2.6267018000938312E-2,5.8543396545964301E-3,1.5341802469522822E-3,0.26036355808166328,1.2968821732168512,0.14730443362118001,0.18231816876859921,9.9318308997969798E-2,1.6493848065458859E-2,4.1755328898216261E-3]
[null,1942,1.031398382133901,1.0158668951661882,1.0140242754895541,1.0021301774508062,0.98972684422144197,1.012552186546918,0.9873102425015623,null,2.1978678716745632,0,1.4697308175190672E-3,0.13944797537986423,1.9093164682850067E-2,2.6158988895384171E-2,5.3999656051960622E-3,1.4493296810170898E-3,0.23044823328358011,1.3467508333014366,0.1384575070467966,0.1817712479206563,9.0851611282954228E-2,1.5564147792018649E-2,3.9445976203275751E-3]
[null,1943,0.9644097584883804,0.99992593831126464,1.0166302730081123,0.95832268098687512,0.99567099863059405,1.0082051307294777,1.0298739601221034,null,2.2002065597883456,0,1.5620399738356483E-3,0.14936734930270415,2.0492257381628555E-2,2.5984704247992312E-2,5.8107329880444066E-3,1.5402640184894306E-3,0.25875629242300291,1.2878832616159377,0.14808110501259841,0.18644173327663988,9.7165370405739082E-2,1.6053438178970997E-2,4.1920909104309961E-3]
[null,1944,1.0033650864646741,1.0161801532368935,0.98765809325434506,0.9895036914559715,0.96877839110144803,0.97022602186529294,0.99020099752854762,null,2.1788006810378597,0,1.5289261308605172E-3,0.13387555267730933,1.960892358038055E-2,2.5509293420955509E-2,5.4008490720722432E-3,1.5067774654895045E-3,0.23401185825717508,1.3297402490347943,0.14226540278555874,0.18098740793023985,8.8597811710304175E-2,1.4724529682436279E-2,4.1009515520044268E-3]
[null,1945,0.99596212054032585,1.0129370598149501,0.99971103869982203,0.97182981286225367,1.040573921215951,1.0450332530971664,1.0192208274801737,null,2.2027282782377213,0,1.6192651052730537E-3,0.14720123213790312,1.9776104315524679E-2,2.575682943696897E-2,5.513522148612904E-3,1.5974869131891872E-3,0.24925815683218133,1.3060063211320152,0.14335069293716612,0.18955291169121496,9.6717813958720408E-2,1.526863907321465E-2,4.3478327662815654E-3]
[null,1946,0.98422240427029162,0.97180477216026817,0.99963515376160994,1.0056342015762527,1.0119984271320339,0.95607801163864348,1.0306117943625213,null,2.2357595309350766,0,1.5130729428758519E-3,0.13734174643098176,2.019528710749121E-2,2.6412707050985071E-2,5.6299595937028173E-3,1.4908295766732666E-3,0.25283227974423539,1.351434674133251,0.14506038959990425,0.18703325637207133,9.0243760605392576E-2,1.5540167007397002E-2,4.0575466558667624E-3]
[null,1947,0.99830591269623392,0.99974107457879868,1.000887537944199,0.99922699240657509,1.0063187154473614,1.0027879881806243,1.0165831110590353,null,2.222876583144918,0,1.5508475972088307E-3,0.1414023938178911,1.9787410576296707E-2,2.6181039074166294E-2,5.5232010577956027E-3,1.5291108790018142E-3,0.24620228648157733,1.3428262617479034,0.14301685195271896,0.18554202605560091,9.2842789634447767E-2,1.5412323723346959E-2,4.1617357413771469E-3]
[null,1948,1.0266105172817004,0.96016242958998055,0.9996024882123955,0.95823654288288884,1.0320405310412055,1.0208310821736002,1.0426108409990611,null,2.1688938945973697,0,1.5530624990323966E-3,0.14109109301745201,1.9412821934653837E-2,2.5447683505704838E-2,5.4116494206006118E-3,1.5316794798719126E-3,0.25203576304939862,1.2877386610252954,0.13907086262128654,0.18681000933203454,9.270916110966429E-2,1.5018845974233652E-2,4.1687266262065061E-3]
[null,1949,1.0082664897717666,1.0143103621982033,0.98223543166089033,0.96895574553500186,0.9824277217964329,1.0131354873350611,1.0027505876358649,null,2.1645587496992107,0,1.6073641014677281E-3,0.13854038671054214,1.9518167314024473E-2,2.5113196796254147E-2,5.3463852240889778E-3,1.5850653414405088E-3,0.2394094827109467,1.3021203432914312,0.14156146708290904,0.18223834503418762,9.1984484055619126E-2,1.4434764896478216E-2,4.3140253427516899E-3]
[null,1950,0.99260122962141095,1.0174611173448131,0.99539832316477694,1.031136053546639,1.0126389772506985,1.0064983735806305,1.0319275274707735,null,2.2719123415075297,0,1.577345504553015E-3,0.14146006873411227,1.9820917837714388E-2,2.6726072634793565E-2,5.5020799928820604E-3,1.5553188910267209E-3,0.24943273292100754,1.385698951872862,0.14382607077212736,0.18659314369239369,9.3184621522594283E-2,1.5456642829928273E-2,4.2330653106401007E-3]
[null,1951,0.96858092209267632,1.0051144518021307,1.0296397813652434,1.0156556812014346,1.0022105556907468,0.9883256595037202,0.99572794667674569,null,2.2629138821870596,0,1.4822222195434982E-3,0.14736492076346186,2.0389199566027836E-2,2.7140810405683561E-2,5.8566396525046764E-3,1.46114335440189E-3,0.24692414253693792,1.3649602972932693,0.14747443066818242,0.18692827618519137,9.5137677191476019E-2,1.6781816244560939E-2,3.9767505449046165E-3]
[null,1952,1.0077493570858824,0.99619370820486719,1.014543885902061,0.99668493825054949,1.0096357918772354,1.0001999424376673,1.0444522598857542,null,2.2227579172988308,0,1.4906664074158162E-3,0.14163169031867137,1.9625803519285466E-2,2.6445008044127232E-2,5.5534845982982348E-3,1.469719128458089E-3,0.25091934804942329,1.3394340252938386,0.14170790256015356,0.18537215852332672,9.2246147732696487E-2,1.5843204963083588E-2,4.0000909748824321E-3]
[null,1953,1.0011069205994827,1.006171050903885,0.99856602933204786,1.0037302905367946,1.0056221840717676,0.96087495286541325,1.0202744924411074,null,2.2125478116626889,0,1.486924008480909E-3,0.13454294623509613,1.9702789546936415E-2,2.6154489409227492E-2,5.4867606166097219E-3,1.4651741779231752E-3,0.24218313959591561,1.348874390864514,0.14261136484302833,0.18529499153754567,8.8460973061542325E-2,1.526999466506147E-2,3.9877211177689375E-3]
[null,1954,1.0127670515346872,0.9904556579229189,1.0100888945324353,0.96469254593662479,0.97543719477498814,1.0031877211140021,1.0136738297975971,null,2.1649123705835152,0,1.5034592895061458E-3,0.14094510018163753,1.9550643586189534E-2,2.5594388720123797E-2,5.5076657265129333E-3,1.4823951636048992E-3,0.24322479439014491,1.2964318120736331,0.14099567240171756,0.18121090514658372,9.2039997134922946E-2,1.5397864384053649E-2,4.0345909638981863E-3]
[null,1955,0.98309818129775439,0.9797811598870152,1.0155022031766583,1.0145192755243475,0.98354606072859962,0.95903266218978644,1.0277858140724268,null,2.2478616259726176,0,1.4675895410600755E-3,0.13975740140247284,2.0192193825433621E-2,2.6834834245826271E-2,5.7192163021484678E-3,1.4460812855761613E-3,0.25176052314289649,1.3634032598799899,0.14526347608003098,0.18390052102631982,9.097418378229627E-2,1.6141767981915498E-2,3.935756558770636E-3]
[null,1956,0.99585606452129627,0.98621514951706346,0.98575698517979404,0.98867346068821327,1.0257844060968428,0.98509332779540704,0.96228807268362559,null,2.1923087088939295,0,1.5806009268295397E-3,0.13763740175278841,1.988611232942224E-2,2.5561294082530963E-2,5.4666606976149675E-3,1.558049250402131E-3,0.23373446883205742,1.3286220999034002,0.14333373624003426,0.18787545492087881,9.1191442093833827E-2,1.4782093268997197E-2,4.2404964487972414E-3]
[null,1957,0.95733687411193824,0.97033716672968606,0.96551772399796576,1.0137390382536997,1.0283392268394154,0.99704307291540784,1.0012953006693357,null,2.267750470447246,0,1.7414218943592036E-3,0.14265601224170743,2.0747002347456561E-2,2.6023802565505186E-2,5.5869123421845432E-3,1.7168734454331605E-3,0.25591279698179009,1.3622846037396379,0.14905239830525116,0.19054294735383329,9.5682749885049823E-2,1.4613029582467558E-2,4.6727635512898826E-3]
[null,1958,1.0011893164137637,0.99698761917333301,0.9874222780828813,0.98743186508544789,0.97853180290109298,0.99825093020101296,1.018128569365516,null,2.197759337613713,0,1.583907869954029E-3,0.13864818147040869,1.9733999198555553E-2,2.564636430604263E-2,5.43400127544058E-3,1.5616068785639914E-3,0.24573022903972919,1.3269557267286041,0.14257403068757579,0.18221819050322019,9.1769289128476011E-2,1.4821447127167849E-2,4.2501791398820163E-3]
[null,1959,0.98122503155212193,0.98870108876051432,1.0125021268436711,0.98323109335614911,0.9903571280521537,0.97397975330612852,0.97487897801264745,null,2.1965971022149691,0,1.4996571316631671E-3,0.14155621994509973,2.0188525478177358E-2,2.6041268938506446E-2,5.7010919038206808E-3,1.4780161964431781E-3,0.23933587748888543,1.321349767370934,0.14553372829088571,0.18478284327755456,9.2307755050583043E-2,1.5798992546932063E-2,4.0226728588101182E-3]
[null,1960,1.0314899614275415,1.0020838349220658,1.0268005644075073,1.005582123047323,0.99658568092548439,0.96641680318881018,1.01462468214394,null,2.2004634347064091,0,1.3699536840541282E-3,0.13499789588876068,1.9156690191333085E-2,2.65424307026812E-2,5.4871709999359097E-3,1.3500297365383639E-3,0.23487244294209339,1.3514159627209741,0.13847382013803308,0.18255271874600079,8.729757669135163E-2,1.6012313727084854E-2,3.6743359056743839E-3]
[null,1961,1.042604132487964,1.0310071921911157,0.98425597499234196,0.97408973939685128,0.98924912858520231,0.98183497307774836,0.99656937344376295,null,2.1355293150456331,0,1.494740150565966E-3,0.12956491944896223,1.8808867054594145E-2,2.4983695832267092E-2,5.162667313511192E-3,1.4733427419830185E-3,0.22588112025117865,1.3090220163221729,0.13690366123735401,0.18107385916768964,8.5920562169058162E-2,1.4219390401052065E-2,4.0099532563734122E-3]
[null,1962,1.0166892822690394,0.97327961281619191,0.98595559428489676,1.0058073501117906,0.98485775343284465,0.95713478286541964,1.0003597929863453,null,2.1992830145351574,0,1.5080274529387359E-3,0.1313411111987712,1.9535405383573397E-2,2.5806512133793962E-2,5.3713325704075818E-3,1.4858827363962996E-3,0.23737268016989552,1.3516476169179068,0.14039709988479193,0.1820288655386047,8.7009457862970693E-2,1.4750994603621425E-2,4.0440829873583158E-3]
[null,1963,1.0195731770627392,0.98303916423935545,0.97293186457245373,1.0312713695193136,1.0291975146668215,1.0382181954411713,0.98580171087579793,null,2.2544587271458818,0,1.6719987203411668E-3,0.14015814332551654,1.9429452691193404E-2,2.6080892619052779E-2,5.2719283733717905E-3,1.6493636795381326E-3,0.2382883314695497,1.3858519341816502,0.13997067046042314,0.18686538967359909,9.35838576054452E-2,1.4491737563769468E-2,4.4890242231119632E-3]
[null,1964,1.028067216264192,0.98167568769190283,0.99172591698507928,0.99972641958459518,0.9982079347912084,1.0063270352787705,1.0367582250433076,null,2.2087844966597916,0,1.5464367098302482E-3,0.13715678683853541,1.9286242103082125E-2,2.5919721783614395E-2,5.3338630301531607E-3,1.5248380409184402E-3,0.24626717939258605,1.3434835785360375,0.13885618177447723,0.1828971558596271,9.0548329306088138E-2,1.4906950219844846E-2,4.1501064846548993E-3]
[null,1965,1.007471144579666,0.96365086724998816,0.97894706988250868,1.0058909799205658,1.0019298401108454,0.96338537645197964,0.99084397159606186,null,2.2076416223766011,0,1.5575359321904512E-3,0.13282009051946764,1.9752949532958863E-2,2.5741943910878248E-2,5.3926484223072862E-3,1.5348126008211352E-3,0.23890817272277884,1.3517514834385786,0.14166573109169003,0.18448656715925138,8.8361662819358408E-2,1.4605842142100615E-2,4.1772539485972456E-3]
[null,1966,1.0175028959370382,0.97769282104688604,1.0154473350493218,1.0048305302737821,0.9712154322995068,1.0445044871587748,0.99480628317925879,null,2.2282931768773757,0,1.5452408092856409E-3,0.147306776013191,1.9518563631116682E-2,2.6410038125367082E-2,5.528115673830371E-3,1.5244476808541024E-3,0.2424291521026076,1.3503825367589555,0.14035157353303732,0.18046580321101915,9.5891489867252822E-2,1.5880877036189522E-2,4.149044053241931E-3]
[null,1967,0.97238640439207058,1.0098696215940401,0.97366966474928407,0.98321328343908954,1.0122776317099806,0.97485019552127083,1.0051370790641589,null,2.2006952621275064,0,1.6339172990744619E-3,0.13714969350303202,2.0252442204559892E-2,2.5440076804196639E-2,5.4993736652646837E-3,1.6103599637093699E-3,0.24614710717005783,1.3212708348491444,0.14676473450424049,0.18777563511870204,9.1534104991902968E-2,1.4501947685571498E-2,4.3828689661975393E-3]
[null,1968,0.96707119915690587,1.0175997066438225,1.0343863761372538,0.9707647501728619,1.0100368645535187,1.0196255396728664,1.0184086837629127,null,2.2187253701129497,0,1.5123595954392379E-3,0.15259543102124865,2.0368711561561715E-2,2.6507438202169786E-2,5.8782459108258807E-3,1.4915123663991265E-3,0.2540635667659521,1.3046409612480323,0.1477160119423481,0.18791310690338689,9.8243820389020867E-2,1.675951841302236E-2,4.0594049844189795E-3]
[null,1969,1.0171122726633963,0.96576715702096894,1.0471087216952801,1.0277283428924338,1.0298760279620081,1.0225429665181682,0.95971430099979149,null,2.2606804321732237,0,1.4205248665564391E-3,0.1489346563692163,1.9598538285874365E-2,2.7435559074274495E-2,5.7271503826559897E-3,1.4009994075717554E-3,0.23396327300421652,1.3812283010327193,0.14047748008383995,0.18714748807317511,9.5187319453289274E-2,1.7187133324866509E-2,3.8130585480797351E-3]
[null,1970,0.97736156198590529,1.0123479683916994,0.98351735207918556,1.0165824918863791,0.98402602516169457,0.98723842723377764,0.97712528430139012,null,2.2382771133217503,0,1.6122120736433601E-3,0.13944666271866668,2.0144742175698838E-2,2.6080281139151503E-2,5.5251984373209783E-3,1.589259357033487E-3,0.2388410566168839,1.3661246007588781,0.1460407615242412,0.18428010247469334,9.2514733982557662E-2,1.4976486139628264E-2,4.325440070638906E-3]
[null,1971,1.007604198180762,1.0290619437103636,0.95470902202444829,0.99731276561538296,1.0149385936928217,1.0097643027667473,1.0143464981192123,null,2.2004952679877077,0,1.6913989550620401E-3,0.13411786210690346,1.9452183733839029E-2,2.5148949092455623E-2,5.1803665757167725E-3,1.6678560516207317E-3,0.24013400496987314,1.3402029413357166,0.14159194243457743,0.18592968913606026,9.0554443518083713E-2,1.3667073624012243E-2,4.5393543639119793E-3]
[null,1972,0.99418153444676893,1.0378314908005417,0.98208503401352332,0.97599756227544587,0.96956735011511996,1.003908540938153,1.0254604141847592,null,2.1812163661716744,0,1.6076641180400846E-3,0.13848530652122393,1.9695014303543357E-2,2.5328217186280141E-2,5.394003248313007E-3,1.5851562092525837E-3,0.24474598000079972,1.3115832335332387,0.1435666759884632,0.18161779954888235,9.1956249545227506E-2,1.4552121549507906E-2,4.3142726549815907E-3]
[null,1973,1.0285848600923606,1.008748111793708,0.98739884669268241,1.0000700642791003,1.0163290431136915,1.0163535885286283,0.99968378712089567,null,2.1993442740226552,0,1.5657113888791997E-3,0.1370804913013523,1.9158892943534657E-2,2.571396154387471E-2,5.2755135152877091E-3,1.5440592470803739E-3,0.23488980687211219,1.3439394811591598,0.13877663187777758,0.18491290860810411,9.0732933171658106E-2,1.4682884900030144E-2,4.2024202715587747E-3]
[null,1974,0.9698293874493128,1.0051676917866821,0.9931220223708388,1.0440432600986762,0.9905073923338007,1.0091701264491408,1.0330466008832875,null,2.3071552350524196,0,1.6306766427639596E-3,0.14524566472129413,2.0339179757097568E-2,2.7053880008521779E-2,5.6329993895002364E-3,1.6079655808393723E-3,0.25732315936000105,1.4030408992874672,0.1471977448094372,0.18549261541052772,9.5808444730103276E-2,1.5667006395061103E-2,4.3763522453335061E-3]
[null,1975,1.0000056414175544,0.9772828420294003,1.0162328451251128,0.96907921288728571,0.99330008234324008,0.96872247991563221,1.0057333568302844,null,2.1727890805226671,0,1.4559590425413111E-3,0.13897655158236349,1.9862409977396502E-2,2.5856403225897263E-2,5.6299058458824831E-3,1.4348346729654942E-3,0.24329699615262859,1.302338141194759,0.14280913976441967,0.18398318856475282,9.0427106066738941E-2,1.572521553071201E-2,3.9051469866892528E-3]
[null,1976,0.99357032070297624,1.0177996334061783,1.0165615432614679,1.0140440834171986,0.97324944334102892,0.96762417482786001,0.96927679317620863,null,2.2201379280624356,0,1.4497136563408895E-3,0.13851541607803303,1.9813402489781289E-2,2.651621810294261E-2,5.6178540154712677E-3,1.4286560260365396E-3,0.2311499306507917,1.3627667352973001,0.14373487322004661,0.18210146908762187,9.0109682100592919E-2,1.5945073903618955E-2,3.8883307465390508E-3]
[null,1977,1.0317650042698092,1.0242965853154227,0.98884729058469489,0.99028901329626084,1.0150471054995842,0.98904495911494961,0.99729009303615868,null,2.1722870904079139,0,1.5093097396354294E-3,0.13267108748769582,1.9036545933740451E-2,2.5484577357470138E-2,5.2495124066214791E-3,1.4878612696409711E-3,0.22975000182826505,1.3307971735282162,0.1383521154234916,0.18459146115118552,8.7738092348111418E-2,1.4588503510480418E-2,4.0494679026270028E-3]
[null,1978,1.0111852820016356,1.0418949030966227,0.95591978536318178,0.99963201593600948,1.0059302376349009,0.97892504518595114,0.99000430582761556,null,2.1829074248841298,0,1.6254276369956609E-3,0.12930309062601836,1.9331252527426776E-2,2.5053695502555488E-2,5.1545883726131086E-3,1.6020902527502402E-3,0.22973229021689937,1.343320314631592,0.14109323491603609,0.18470389226341102,8.723851283424236E-2,1.3639528838503048E-2,4.3603615390762716E-3]
[null,1979,1.0275958359371093,0.99837249551421825,0.97890585094525639,1.0186112259765974,0.9874076324818073,0.9767345914051887,0.9955032997891381,null,2.2086607345110791,0,1.5363135015328984E-3,0.1310204982287678,1.9215851502255375E-2,2.5805770812368223E-2,5.2457982179160518E-3,1.5142061225939987E-3,0.23220035762135255,1.3688453475502473,0.13889122229002215,0.18169210076581718,8.7166613384398947E-2,1.4478111609084581E-2,4.1211699077867026E-3]
[null,1980,1.0233688403408974,0.97189638512648568,1.0130568062527339,0.98939571150706462,0.98076254390824003,0.97959794608418926,1.0031297672051107,null,2.1858739208405273,0,1.4499852420765101E-3,0.1371084245328173,1.9430616040898342E-2,2.602445726400144E-2,5.4901024640768179E-3,1.4291811056514195E-3,0.23862589102091289,1.3296353320326888,0.13954168924061308,0.18120853483566207,8.937820608188761E-2,1.556171162323306E-2,3.8897598401583054E-3]
[null,1981,1.0054025313346167,0.96501577792049309,0.9851281861437895,1.003950012159581,0.98989143100554833,1.0119740367737504,1.0362675576946567,null,2.2330860064828078,0,1.6181254461729731E-3,0.14069136265258497,1.9791288166251714E-2,2.602273126052345E-2,5.4371281587251687E-3,1.5956516315596043E-3,0.25428673347696762,1.3491505852349117,0.14197132164042772,0.18325206449376993,9.325008557314178E-2,1.4912341905432072E-2,4.3428377346862671E-3]
[null,1982,0.97313887660889353,1.0146102086592363,0.96967227432360192,1.0030667545833536,0.99838357306422776,1.0049123337715715,1.0190324196818981,null,2.2372028861927373,0,1.6952038292555119E-3,0.14064386982936941,2.0213396490746577E-2,2.5762971106561505E-2,5.4664125494477776E-3,1.6714940382920283E-3,0.25125523841598046,1.3479466216004798,0.14664183601390673,0.18615441323481977,9.4094474153516544E-2,1.4498106824500772E-2,4.5492557643692652E-3]
[null,1983,0.99472214453675278,1.0139925505653935,1.0004363369957392,0.98442288388561594,1.0181649315281649,1.0357748010031851,1.0333323835739165,null,2.2187781195998766,0,1.604136484682453E-3,0.14612803205215963,1.979667412630667E-2,2.6009881942096399E-2,5.5232820974360159E-3,1.5823689145458137E-3,0.25213183120927229,1.3229308237302877,0.14353106622642717,0.1870947731699395,9.5971295766140524E-2,1.5375540292324798E-2,4.3066865576212154E-3]
[null,1984,1.0031557083300353,0.95191625295925963,0.993140362436158,0.97185630624732289,1.0256212445615502,1.0257189745277961,1.0155962424503173,null,2.1986652204493322,0,1.6215975977986676E-3,0.14447791004205954,1.9900382718061351E-2,2.5634473933438123E-2,5.5115751709867841E-3,1.5993773611603038E-3,0.25268611558142617,1.3060322544590977,0.14230765939507611,0.18742991496212649,9.5300965992823658E-2,1.5053210488400436E-2,4.3529779424729374E-3]
[null,1985,1.0017449542539638,0.9798247564387812,0.98712477152330791,0.9877743084385423,1.0198981325581151,0.98847464712676725,0.97654011821471165,null,2.1922902494430874,0,1.5744952238656916E-3,0.13768085088068963,1.9798357783136784E-2,2.558842981985076E-2,5.4500815890915107E-3,1.5521075078321763E-3,0.23684847090313846,1.3274155313864564,0.14249426677918281,0.18686111546518014,9.1145304520294665E-2,1.4805903047883229E-2,4.2243249842167374E-3]
[null,1986,1.0361762440043967,1.0007407969154498,0.97016209614949211,1.0214570028504324,0.97680735651931527,1.0329038112535553,1.0235074164206186,null,2.2272249770415655,0,1.639723934245997E-3,0.1362952274130716,1.9041548557693862E-2,2.5762444476817491E-2,5.1520824877278682E-3,1.6174116089544457E-3,0.24085058509516885,1.3726603709421761,0.13772173854717418,0.18000884213719201,9.1157935182778718E-2,1.4194453307075599E-2,4.4020612199804042E-3]
[null,1987,1.0082734367253701,0.97266492135772875,1.047377950765759,1.0211975028757805,0.99062336006580565,1.0020979384832269,0.97531575683202998,null,2.2494703983029898,0,1.4013408072623063E-3,0.1470006393385094,1.9739583632157824E-2,2.7327464222528911E-2,5.7698883515889662E-3,1.3816860548656656E-3,0.23740312118328355,1.3724518116965618,0.14170956804859583,0.18322291526378104,9.3936763165233569E-2,1.7167804184486917E-2,3.7604939686587671E-3]
[null,1988,0.99426212393344748,0.99465741314083278,1.0149871626957119,0.98109087394076466,1.0216187981371172,0.99522935800770318,1.0225986871303667,null,2.2060201992500641,0,1.50250413273296E-3,0.142937349762668,1.9899063587646638E-2,2.6191367580976632E-2,5.6332977007874296E-3,1.4812850564817342E-3,0.24878685552827975,1.3184781632282858,0.14363120865394249,0.18752575863479271,9.3072296721696715E-2,1.5854487308980016E-2,4.0315696182556459E-3]
[null,1989,0.99828323922789131,1.0099081142527884,0.98852683482780479,0.98896653494529585,1.011302971933991,0.96063467697925775,1.0075149258731013,null,2.1889341919775793,0,1.5208537022725647E-3,0.1334994082061137,1.9736149201441198E-2,2.5666603692811481E-2,5.4406709670992755E-3,1.498602004302377E-3,0.23929021937907724,1.3290195382564889,0.14299161689529744,0.18609603686965348,8.8302845415015471E-2,1.4834654150857803E-2,4.0787006416931216E-3]
[null,1990,1.0180290273125665,1.0295742387794979,0.98813937684738795,1.0291417917544328,1.0205948288335378,0.95996892540018064,1.0079000968186418,null,2.2277067670439297,0,1.4852026112070849E-3,0.13021598923432168,1.9271168417892233E-2,2.6257463890161818E-2,5.3104075126110218E-3,1.4634574562892764E-3,0.23243132048959642,1.383008396208028,0.14021726323215883,0.18599363867983287,8.6151056915458851E-2,1.4888758851383745E-2,3.9830487673986007E-3]
[null,1991,1.0064533137879081,0.98212637773142419,0.97166775117062443,1.0071867923430295,1.0141916675924483,1.0168887177121537,1.0187307441988636,null,2.2303631628650744,0,1.6636733710257597E-3,0.138887579108045,1.9685968826537684E-2,2.5762705048008434E-2,5.3346426006141536E-3,1.6406786252076131E-3,0.24782791957493969,1.3534851382486839,0.14179241293676503,0.18592618412189363,9.2806745633011084E-2,1.4411475144141201E-2,4.4653863682516809E-3]
[null,1992,0.97374292410025198,1.0065307543496449,1.0283332088880335,1.012654189736786,0.9842653413048853,0.97967770972498625,0.98166472378445202,null,2.2457870699517088,0,1.4649937441107721E-3,0.14506096049609127,2.0273990005064191E-2,2.693626060314383E-2,5.816024410181149E-3,1.4439759796739692E-3,0.24126779440241,1.3609236023684324,0.14668953704394067,0.18457385856607159,9.3721368880883033E-2,1.6614664329805549E-2,3.9300266101187746E-3]
[null,1993,1.0153769345562069,0.98775609335274495,0.97471244510182142,0.99895434371921188,1.0250826809180678,0.97201130598200858,0.96414713197449653,null,2.1863058624386764,0,1.5644257102501063E-3,0.13172614656230067,1.9490307448149165E-2,2.5407853226446082E-2,5.29805313246446E-3,1.5418044078660625E-3,0.22842659247397745,1.3424252019067298,0.14055314671679492,0.1866420347756102,8.7858820170938615E-2,1.4304043985124859E-2,4.1962833425249653E-3]
[null,1994,1.0097701072303695,1.0138185762974095,0.97998350353244401,0.99232984050889095,0.97112755444184595,1.0080841043834945,1.0242475132541127,null,2.1973646180702695,0,1.6045945583741941E-3,0.1373529451530269,1.9489798166070393E-2,2.553033028791634E-2,5.326416573006516E-3,1.5822226761070032E-3,0.24381004659769134,1.3335287251009242,0.14134555335628884,0.1808714649302364,9.1320057767259849E-2,1.4505363475318514E-2,4.3062885447982631E-3]
[null,1995,0.95798239482488601,1.0137298338039336,1.0042095005994895,0.9875309693179164,1.0217981078883529,1.0010700696760313,1.0224732161796606,null,2.2383112283713293,0,1.597383352840039E-3,0.14711065253353378,2.0559525589707063E-2,2.6307779561262162E-2,5.7578867133837733E-3,1.5749559670303502E-3,0.25615441820650575,1.3271137889546649,0.14904472247531161,0.18979615411884745,9.6400613152184692E-2,1.5801603493577163E-2,4.2865109581616163E-3]
[null,1996,0.99094772394548036,0.98190266913716007,0.97682621025945371,0.9994266230144907,1.0046063408598593,0.98150384345305619,1.0269765543618219,null,2.2217777313141953,0,1.6137012261115747E-3,0.1367666481292881,1.9998253100342454E-2,2.5793124449334629E-2,5.4478473515946497E-3,1.5905930801918197E-3,0.25086489423186126,1.3430621064730666,0.14402300677525084,0.18576884593937837,9.110399305864382E-2,1.4643049925940692E-2,4.3290700254141681E-3]
[null,1997,1.0346051851796847,0.96790579983478808,1.015104587609188,1.0303075724194495,0.98630755368160905,1.0078064940384266,1.0236605204826117,null,2.2499754592193555,0,1.4706006742479759E-3,0.13997689166255051,1.9238242523737629E-2,2.6870584654303309E-2,5.4468610336070467E-3,1.4500913389542077E-3,0.24363506479416289,1.3846202214737173,0.13803076149197918,0.18120738298126071,9.1138336715854987E-2,1.5884950621321836E-2,3.9466706021519379E-3]
[null,1998,0.9952477043563398,1.0109659931002186,1.0041332390334461,1.0387702437572031,0.97992321760690915,1.0249141557398851,0.99752135573026568,null,2.2773786458800167,0,1.5753900830519233E-3,0.14509982715016753,1.9801552172279819E-2,2.6892650543481889E-2,5.545185083864649E-3,1.5537860619555038E-3,0.24278298799236683,1.3959726076997845,0.14346382700055405,0.18274389225248458,9.5087228546132815E-2,1.5781598004790034E-2,4.2288934552052165E-3]
[null,1999,1.0384772359356345,1.0191498765054132,1.0242790193565072,1.0231493215719507,0.978631428022945,1.0001693607395283,1.0017046526009703,null,2.2218703851793067,0,1.4104247462012926E-3,0.138001866172236,1.8955719856433451E-2,2.6720622315128551E-2,5.4160533330869986E-3,1.3906044404438038E-3,0.23096493405159491,1.3750192444580642,0.13753650303992149,0.18013397874418985,8.9371295348206536E-2,1.5985221291942631E-2,3.7847668742574422E-3]
[null,2000,0.99214946271144655,1.0058084060669514,0.97336775113228757,0.9632016642637079,0.9825915429559684,0.99921145034200831,1.0134497639525319,null,2.1659517565791959,0,1.6438690613888906E-3,0.13790815395017977,1.9866440276827525E-2,2.4968632059608462E-2,5.3928970878224739E-3,1.6207460817581698E-3,0.24571730801039041,1.2943783402934268,0.14384056608552526,0.18320480438774789,9.205717090325119E-2,1.4229429948305228E-2,4.4111365557434768E-3]

{"sheet":"Cash Flow Analysis","index":10,"n_rows":282,"n_cols":33,"rows_kept":282,"cut":false,"hidden":false,"merged":[[14,3,14,4],[52,22,52,23]]}
[]
["TABLE OF CONTENTS"]
["DCF Calculations"]
["Yearly Cash Flow Calculations"]
["Specific Item Cost Calculation"]
["Feedstock, Utility, and Byproduct Cost Information"]
[]
[]
[]
[]
[]
[]
[]
[]
["DCF CALCULATION INPUTS:",null,null,"DCF CALCULATION OUTPUTS:"]
["Process",null,null,{"$f":"\"Hydrogen Cost (Year \"&TEXT(ref_year,\"0\")&\" Real $/kg)\"","v":"Hydrogen Cost (Year 2016 Real $/kg)"},{"$f":"H2_price_nominal/INFLATION_FACTOR","v":2.2167386276561158}]
["Actual Hydrogen Produced (kg/yr)",{"$f":"output_kgyear","v":50838024.193548374},null,"Hydrogen Cost (Start-up Year Nominal $/kg)",{"$f":"+SUM(X57:AB57)/AC57*(1+inflation_rate)^construct","v":3.4825303124362166}]
["Actual Hydrogen Energy Produced (MMBtu(LHV)/yr)",{"$f":"B17*H2_LHV_MJ_p_kg/1000/mmBTU_to_GJ","v":5792722.4417018751},null,"After Tax Real IRR",{"$f":"((E20+1)/(1+B30))-1","v":8.0000000000000737E-2}]
["Actual Hydrogen Energy Produced (MJ(LHV)/yr)",{"$f":"B17*H2_LHV_MJ_p_kg","v":6111322175.9954777},null,"Pre Tax Real IRR",{"$f":"((E21+1)/(1+B30))-1","v":8.6163186058188401E-2}]
["Design Capacity (kg/day)",{"$f":"design_cap","v":154758.064516129},null,"After Tax Nominal IRR",{"$f":"IRR(AA65:AA113)","v":0.10052000000000061}]
["Design Capacity (kg/yr)",{"$f":"B20*365","v":56486693.548387088},null,"Pre Tax Nominal IRR",{"$f":"IRR(AC65:AC113)","v":0.10680028659329377}]
["Capacity Factor",{"$f":"cap_factor","v":0.9},null,"After Tax Real Capital Recovery Factor",{"$f":"(real_irr*(1+real_irr)^anal_period)/(((1+real_irr)^anal_period)-1)","v":8.3860161500585326E-2}]
[null,null,null,"After Tax Nominal Capital Recovery Factor",{"$f":"(nominal_irr*(1+nominal_irr)^anal_period)/(((1+nominal_irr)^anal_period)-1)","v":0.10274768859314053}]
["Financial",null,null,"Total Real Fixed Charge Rate",{"$f":"(E22*(1-total_tax_rate*INDEX(Depreciation!B12:H37,MATCH(\"NPV - Real IRR\",Depreciation!B12:B37,0),MATCH(depr_length,recovery_period,0))))/(1-total_tax_rate)","v":9.8212531813322054E-2}]
["Start-up Year",{"$f":"startup_year","v":2040},null,"Total Nominal Fixed Charge Rate",{"$f":"(E23*(1-total_tax_rate*INDEX(Depreciation!B12:H37,MATCH(\"NPV - Nominal IRR\",Depreciation!B12:B37,0),MATCH(depr_length,recovery_period,0))))/(1-total_tax_rate)","v":0.12265813940348715}]
["After-Tax Real IRR",{"$f":"real_irr","v":0.08},null,"NPV",{"$f":"NPV(nominal_irr,AA65:AA113)","v":1.0284136215620438E-6}]
["After-Tax Nominal IRR",{"$f":"((1+B26)*(1+B30))-1","v":0.10051999999999994}]
["Analysis Period (yrs)",{"$f":"anal_period","v":40}]
["Plant Life (yrs)",{"$f":"plant_life","v":40}]
["Inflation Rate",{"$f":"inflation_rate","v":1.9E-2}]
["Debt Financing",{"$f":"100%-equity","v":0.6}]
["Equity Financing",{"$f":"equity","v":0.4}]
["Total Tax Rate",{"$f":"total_tax_rate","v":0.25739999999999996}]
[]
["Cost of Debt Financing"]
["Debt Financing Period (yrs)",{"$f":"debt_period","v":0}]
["Interest Rate on Debt",{"$f":"debt_interest","v":3.6999999999999998E-2}]
[]
["Construction/Start Up Information"]
["Construction Period (yrs)",{"$f":"construct","v":3}]
["Start-up Period (yrs)",{"$f":"start_time","v":1}]
["% Revenue During Start-up",{"$f":"percnt_revs","v":0.5}]
["% Variable Costs During Start-up",{"$f":"percnt_var","v":0.75}]
["% Fixed Costs During Start-up",{"$f":"percnt_fixed","v":1}]
[]
["Depreciation Parameters"]
["Depreciation Type",{"$f":"depr_type","v":"MACRS"}]
["Depreciation Period (yrs)",{"$f":"depr_length","v":20}]
[]
["Plant Costs (Inflated to Start-up Year $)"]
["Total Depreciable Capital Costs",{"$f":"(total_cap-non_dep_cap)*INFLATION_FACTOR","v":303261725.55554992}]
["Total Non-Depreciable Capital Costs",{"$f":"non_dep_cap*INFLATION_FACTOR","v":4323136.3610154521}]
["Total Capital Investment",{"$f":"SUM(B51:B52)","v":307584861.91656536},null,null,null,null,null,null,null,null,null,null,null,null,null,null,null,null,null,null,null,null,"Closed form formulas for calculating price of hydrogen."]
["Decommissioning",{"$f":"decom_percent*depr_cap_infl","v":30326172.555554993},null,null,null,null,null,null,null,null,null,null,null,null,null,null,null,null,null,null,null,null,null,"Capital Costs","Depr","Principal","Op costs","Tax incentives","H2 sales (kg)"]
["Salvage Value",{"$f":"salvage_perct*B53","v":30758486.191656537},null,null,null,null,null,null,null,null,null,null,null,null,null,null,null,null,null,null,null,null,"Discounted values",{"$f":"-SUM(H116:K116)","v":142411283.37379569},{"$f":"-U116","v":112654247.5755074},{"$f":"-Z116","v":3078455.2256916822},{"$f":"-SUM(L116:S116)","v":1487351609.1987967},{"$f":"+AF116","v":0},{"$f":"+AE116","v":499560750.04104668}]
["Fixed Operating Costs ($/year)",{"$f":"fixed*INFLATION_FACTOR","v":18540222.962571878},null,null,null,null,null,null,null,null,null,null,null,null,null,null,null,null,null,null,null,null,"Tax coefficient",1,{"$f":"-total_tax_rate","v":-0.25739999999999996},1,{"$f":"1-total_tax_rate","v":0.74260000000000004},-1,{"$f":"1-total_tax_rate","v":0.74260000000000004}]
["Other Raw Material ($/year)",{"$f":"total_other_raw*INFLATION_FACTOR","v":11177123.013793403},null,null,null,null,null,null,null,null,null,null,null,null,null,null,null,null,null,null,null,null,"LCOE cost contribution factors",{"$f":"+X55*X56","v":142411283.37379569},-28997203.325935602,3078455.2256916822,{"$f":"+AA55*AA56","v":1104507304.9910266},{"$f":"+AB55*AB56","v":0},{"$f":"+AC55*AC56","v":370973812.98048127}]
["Other Variable O&M Costs (not including tax credits and incentives)",{"$f":"(var_misc+royalties+operator_profit+CO2_OandMcost+waste_treat+solidwaste_treat)*INFLATION_FACTOR","v":4644252.5571444631}]
[null,null,null,null,null,null,null,null,null,null,null,null,null,null,null,null,null,null,null,null,null,null,"Target after-tax nominal IRR",{"$f":"+(1+real_irr)*(1+inflation_rate)-1","v":0.10051999999999994}]
[null,null,null,null,null,null,null,null,null,null,null,null,null,null,null,null,null,null,null,null,null,null,{"$f":"+D16","v":"Hydrogen Cost (Year 2016 Real $/kg)"},{"$f":"+SUM(X57:AB57)/AC57*(1+inflation_rate)^construct/INFLATION_FACTOR","v":2.2167386276561158}]
[]
[]
["CASH FLOW ANALYSIS"]
["Actual Year\n(beginning of year)","Analysis Year","Operation Year","Plant Life","Inflation Price Increase Factor","Revenue from Hydrogen Sales","Portion of Initial Depreciable Capital Investment Financed with Debt (value ONLY used in debt financing calculations)","Initial Equity Depreciable Capital","Yearly Replacement Costs","Cash from Working Capital Reserve","Other Non-Depreciable Capital Costs","Salvage Value","Decommissioning Costs","Fixed Operating Cost","Feedstock Cost","Other Raw Material Cost","Revenue from Byproduct Sales","Other Variable Operating Costs","Debt Interest","Pre-Depreciation Income","Depreciation Charge","Taxable Income","Tax Rate","Total Taxes","After-Tax Income","Principal Payment","After-Tax Post-Depreciation Cash Flow","Cumulative Cash Flow","Pre-Tax Cash Flow",null,"H2 sales (kg/year)","Tax Credit"]
[{"$f":"startup_year-construct","v":2037},1,{"$f":"IF(construct=0,1,-construct)","v":-3},{"$f":"IF(C65=\"\",\"\",IF(C65<=plant_life,C65,IF(D64=plant_life,1,D64+1)))","v":-3},{"$f":"IF(C65=\"\",\"\",(1+inflation_rate)^(A65-$B$25))","v":0.94509931410277337},{"$f":"IF(C65=\"\",\"\",IF(C65<0,0,IF(AND(C65=1,start_time<1),E65*(H2_price_nominal*output_kgyear*start_time*percnt_revs+H2_price_nominal*output_kgyear*(1-start_time)),IF(C65<=start_time,H2_price_nominal*E65*output_kgyear*percnt_revs,H2_price_nominal*output_kgyear*E65))))","v":0},{"$f":"-$B$31*depr_cap_infl*E65","v":-171967469.28970423},{"$f":"IF(C65<0,-E65*equity*depr_cap_infl*percent_cap1,IF(C65=1,-E65*equity*depr_cap_infl,0))","v":-9171598.3621175606},{"$f":"IF(OR(C65<0,C65=\"\"),\"\",-E65*INDEX('Replacement Costs'!$A$16:$H$57,MATCH(C65,'Replacement Costs'!$C$16:$C$57,0),MATCH(\"Total Yearly Replacement Costs\",'Replacement Costs'!$A$16:$H$16,0)))","v":""},{"$f":"IF(AND(C65>=1,C65<anal_period),WorkingCap*SUM(N65:R65)-WorkingCap*SUM(N64:R64),0)","v":0},{"$f":"IF(C65=-construct,-E65*non_dep_infl,\"\")","v":-4085793.2095684633},{"$f":"IF(C65=anal_period,salvage*E65,\"\")","v":""},{"$f":"IF(D65=plant_life,-E65*decom,\"\")","v":""},{"$f":"IF(C65=\"\",\"\",IF(C65<0,0,IF(AND(C65=1,start_time<1),-(inflated_fixed*percnt_fixed*start_time+(inflated_fixed*(1-start_time))),IF(C65<=start_time,-inflated_fixed*percnt_fixed*E65,-inflated_fixed*E65))))","v":0},{"$f":"IF(C65=\"\",\"\",IF(C65<0,0,IF(AND(C65=1,start_time<1),-(SUM(B139:E139)*output_kgyear*E65*percnt_var*start_time+SUM(B139:E139)*output_kgyear*E65*(1-start_time)),IF(C65<=start_time,-SUM(B139:E139)*output_kgyear*E65*percnt_var,-SUM(B139:E139)*output_kgyear*E65))))","v":0},{"$f":"IF(C65=\"\",\"\",IF(C65<0,0,IF(AND(C65=1,start_time<1),-(inflated_otherraw*E65*percnt_var*start_time+inflated_otherraw*E65*(1-start_time)),IF(C65<=start_time,-inflated_otherraw*E65*percnt_var,-(inflated_otherraw*E65)))))","v":0},{"$f":"IF(C65=\"\",\"\",IF(C65<0,0,IF(AND(C65=1,start_time<1),SUM(K139:N139,T139:V139)*output_kgyear*E65*percnt_revs*start_time+SUM(K139:N139,T139:V139)*output_kgyear*E65*(1-start_time),IF(C65<=start_time,SUM(K139:N139,T139:V139)*output_kgyear*E65*percnt_revs,SUM(K139:N139,T139:V139)*output_kgyear*E65))))","v":0},{"$f":"IF(C65=\"\",\"\",IF(C65<0,0,IF(AND(C65=1,start_time<1),-((SUM(F139:J139,P139:R139)*output_kgyear+inflated_othervar)*E65*percnt_var*start_time+(SUM(F139:J139,P139:R139)*output_kgyear+inflated_othervar)*E65*(1-start_time)),IF(C65<=start_time,-(SUM(F139:J139,P139:R139)*output_kgyear+inflated_othervar)*E65*percnt_var,-E65*(SUM(F139:J139,P139:R139)*output_kgyear+inflated_othervar)))))","v":0},{"$f":"IF(B65=\"\",\"\",IF($B$31=0,\"\",-'Debt Financing Calculations'!E14))","v":-6362796.3637190564},{"$f":"IF(C65=\"\",\"\",F65+SUM(L65:S65))","v":-6362796.3637190564},{"$f":"IF(C65=\"\",\"\",IF(C65<-1,0,IF(C65=anal_period,-LOOKUP(C65,depr_yr,depr_cost)-Depreciation!$C$141-Depreciation!$B$166,-LOOKUP(C65,depr_yr,depr_cost))))","v":0},{"$f":"IF(C65=\"\",\"\",SUM(T65:U65))","v":-6362796.3637190564},{"$f":"IF(C65=\"\",\"\",$B$33)","v":0.25739999999999996},{"$f":"IF(C65=\"\",\"\",tax_credit-(V65*W65 +Upstream_CO2_taxpYear + Proc_CO2_taxpYear))","v":1637783.7840212849},{"$f":"IF(C65=\"\",\"\",SUM(T65,X65))","v":-4725012.579697771},{"$f":"IF(C65=\"\",\"\",IF($B$31=0,\"\",-'Debt Financing Calculations'!F14))","v":0},{"$f":"IF(C65=\"\",\"\",SUM(H65,I65,J65,K65,T65,X65,Z65))","v":-17982404.151383795},{"$f":"AA65","v":-17982404.151383795},{"$f":"IF(C65=\"\",\"\",SUM(H65,I65,J65,K65,T65,Z65))","v":-19620187.935405079},null,{"$f":"IF(C65=\"\",\"\",IF(C65<0,0,IF(AND(C65=1,start_time<1),(output_kgyear*start_time*percnt_revs+output_kgyear*(1-start_time)),IF(C65<=start_time,output_kgyear*percnt_revs,output_kgyear))))","v":0},{"$f":"IF(C65=\"\",\"\",tax_credit)","v":0}]
[{"$f":"IF(B66<>\"\",A65+1,\"\")","v":2038},{"$f":"IF(MAX($B$65:B65)<(construct+anal_period),B65+1,\"\")","v":2},{"$f":"IF(B66=\"\",\"\",IF(C65=-1,1,C65+1))","v":-2},-2,0.96305620107072598,0,null,{"$f":"IF(C66<0,-E66*equity*depr_cap_infl*percent_cap2,0)","v":-70093940.482483447},{"$f":"IF(OR(C66<0,C66=\"\"),\"\",-E66*INDEX('Replacement Costs'!$A$16:$H$57,MATCH(C66,'Replacement Costs'!$C$16:$C$57,0),MATCH(\"Total Yearly Replacement Costs\",'Replacement Costs'!$A$16:$H$16,0)))","v":""},{"$f":"IF(AND(C66>=1,C66<anal_period),WorkingCap*SUM(N66:R66)-WorkingCap*SUM(N65:R65),IF(C66<0,0,IF(B66=\"\",\"\",-SUM(J$65:J65))))","v":0},"","","",0,0,0,0,0,{"$f":"IF(B66=\"\",\"\",IF($B$31=0,\"\",-'Debt Financing Calculations'!E15))","v":-6362796.3637190564},-6362796.3637190564,{"$f":"IF(C66=\"\",\"\",IF(C66<-1,0,IF(C66=anal_period,-LOOKUP(C66,depr_yr,depr_cost)-Depreciation!$C$141-Depreciation!$B$166,-LOOKUP(C66,depr_yr,depr_cost))))","v":0},-6362796.3637190564,0.25739999999999996,1637783.7840212849,-4725012.579697771,{"$f":"IF(C66=\"\",\"\",IF($B$31=0,\"\",-'Debt Financing Calculations'!F15))","v":0},-74818953.062181219,{"$f":"IF(C66=\"\",\"\",AB65+AA66)","v":-92801357.213565022},-76456736.846202508,null,0,0]
[2039,{"$f":"IF(MAX($B$65:B66)<(construct+anal_period),B66+1,\"\")","v":3},-1,-1,0.9813542688910698,0,null,{"$f":"IF(C67<0,-E67*equity*depr_cap_infl*percent_cap3,0)","v":-38093720.187547006},{"$f":"IF(OR(C67<0,C67=\"\"),\"\",-E67*INDEX('Replacement Costs'!$A$16:$H$57,MATCH(C67,'Replacement Costs'!$C$16:$C$57,0),MATCH(\"Total Yearly Replacement Costs\",'Replacement Costs'!$A$16:$H$16,0)))","v":""},{"$f":"IF(AND(C67>=1,C67<anal_period),WorkingCap*SUM(N67:R67)-WorkingCap*SUM(N66:R66),IF(C67<0,0,IF(B67=\"\",\"\",-SUM(J$65:J66))))","v":0},"","","",0,0,0,0,0,{"$f":"IF(B67=\"\",\"\",IF($B$31=0,\"\",-'Debt Financing Calculations'!E16))","v":-6362796.3637190564},-6362796.3637190564,{"$f":"IF(C67=\"\",\"\",IF(C67<-1,0,IF(C67=anal_period,-LOOKUP(C67,depr_yr,depr_cost)-Depreciation!$C$141-Depreciation!$B$166,-LOOKUP(C67,depr_yr,depr_cost))))","v":0},-6362796.3637190564,0.25739999999999996,1637783.7840212849,-4725012.579697771,{"$f":"IF(C67=\"\",\"\",IF($B$31=0,\"\",-'Debt Financing Calculations'!F16))","v":0},-42818732.767244771,-135620089.98080981,-44456516.551266059,null,0,0]
[2040,{"$f":"IF(MAX($B$65:B67)<(construct+anal_period),B67+1,\"\")","v":4},1,1,1,88522480.139198974,null,{"$f":"IF(C68<0,-E68*equity*depr_cap_infl*percent_cap4,0)","v":0},{"$f":"IF(OR(C68<0,C68=\"\"),\"\",-E68*INDEX('Replacement Costs'!$A$16:$H$57,MATCH(C68,'Replacement Costs'!$C$16:$C$57,0),MATCH(\"Total Yearly Replacement Costs\",'Replacement Costs'!$A$16:$H$16,0)))","v":-1516308.6277777494},{"$f":"IF(AND(C68>=1,C68<anal_period),WorkingCap*SUM(N68:R68)-WorkingCap*SUM(N67:R67),IF(C68<0,0,IF(B68=\"\",\"\",-SUM(J$65:J67))))","v":-17297024.33393003},"","","",-18540222.962571878,-77767400.228181481,-8382842.2603450529,0,-10623030.108435143,{"$f":"IF(B68=\"\",\"\",IF($B$31=0,\"\",-'Debt Financing Calculations'!E17))","v":-6362796.3637190564},-33153811.784053639,{"$f":"IF(C68=\"\",\"\",IF(C68<-1,0,IF(C68=anal_period,-LOOKUP(C68,depr_yr,depr_cost)-Depreciation!$C$141-Depreciation!$B$166,-LOOKUP(C68,depr_yr,depr_cost))))","v":-10906613.885611122},-44060425.669664763,0.25739999999999996,11341153.567371707,{"$f":"IF(C68=\"\",\"\",SUM(T68,X68))","v":-21812658.216681931},{"$f":"IF(C68=\"\",\"\",IF($B$31=0,\"\",-'Debt Financing Calculations'!F17))","v":0},-40625991.178389713,-176246081.15919954,-51967144.745761417,null,25419012.096774187,0]
[2041,{"$f":"IF(MAX($B$65:B68)<(construct+anal_period),B68+1,\"\")","v":5},2,2,1.0189999999999999,180408814.52368748,null,{"$f":"IF(C69=\"\",\"\",0)","v":0},{"$f":"IF(OR(C69<0,C69=\"\"),\"\",-E69*INDEX('Replacement Costs'!$A$16:$H$57,MATCH(C69,'Replacement Costs'!$C$16:$C$57,0),MATCH(\"Total Yearly Replacement Costs\",'Replacement Costs'!$A$16:$H$16,0)))","v":-1545118.4917055266},{"$f":"IF(AND(C69>=1,C69<anal_period),WorkingCap*SUM(N69:R69)-WorkingCap*SUM(N68:R68),IF(C69<0,0,IF(B69=\"\",\"\",-SUM(J$65:J68))))","v":-5257722.3261296675},"","","",-18892487.198860742,-105659974.4433559,-11389488.351055477,0,-14423027.740459207,{"$f":"IF(B69=\"\",\"\",IF($B$31=0,\"\",-'Debt Financing Calculations'!E18))","v":-6362796.3637190564},23681040.426237106,{"$f":"IF(C69=\"\",\"\",IF(C69<-1,0,IF(C69=anal_period,-LOOKUP(C69,depr_yr,depr_cost)-Depreciation!$C$141-Depreciation!$B$166,-LOOKUP(C69,depr_yr,depr_cost))))","v":-21053900.780832745},2627139.6454043612,0.25739999999999996,-676225.74472708243,23004814.681510024,{"$f":"IF(C69=\"\",\"\",IF($B$31=0,\"\",-'Debt Financing Calculations'!F18))","v":0},16201973.863674831,-160044107.29552472,16878199.608401913,null,50838024.193548374,0]
[2042,{"$f":"IF(MAX($B$65:B69)<(construct+anal_period),B69+1,\"\")","v":6},3,3,1.0383609999999999,183836581.99963754,null,0,{"$f":"IF(OR(C70<0,C70=\"\"),\"\",-E70*INDEX('Replacement Costs'!$A$16:$H$57,MATCH(C70,'Replacement Costs'!$C$16:$C$57,0),MATCH(\"Total Yearly Replacement Costs\",'Replacement Costs'!$A$16:$H$16,0)))","v":-1574475.7430479315},{"$f":"IF(AND(C70>=1,C70<anal_period),WorkingCap*SUM(N70:R70)-WorkingCap*SUM(N69:R69),IF(C70<0,0,IF(B70=\"\",\"\",-SUM(J$65:J69))))","v":-432288.81901415437},"","","",-19251444.455639094,-107667513.95777966,-11605888.629725531,0,-14722056.150681399,{"$f":"IF(B70=\"\",\"\",IF($B$31=0,\"\",-'Debt Financing Calculations'!E19))","v":-6362796.3637190564},24226882.442092806,{"$f":"IF(C70=\"\",\"\",IF(C70<-1,0,IF(C70=anal_period,-LOOKUP(C70,depr_yr,depr_cost)-Depreciation!$C$141-Depreciation!$B$166,-LOOKUP(C70,depr_yr,depr_cost))))","v":-19590174.521407306},4636707.9206854999,0.25739999999999996,-1193488.6187844474,23033393.82330836,{"$f":"IF(C70=\"\",\"\",IF($B$31=0,\"\",-'Debt Financing Calculations'!F19))","v":0},21026629.261246275,-139017478.03427845,22220117.880030721,null,50838024.193548374,0]
[2043,{"$f":"IF(MAX($B$65:B70)<(construct+anal_period),B70+1,\"\")","v":7},4,4,1.0580898589999999,187329477.05763066,null,0,{"$f":"IF(OR(C71<0,C71=\"\"),\"\",-E71*INDEX('Replacement Costs'!$A$16:$H$57,MATCH(C71,'Replacement Costs'!$C$16:$C$57,0),MATCH(\"Total Yearly Replacement Costs\",'Replacement Costs'!$A$16:$H$16,0)))","v":-1604390.7821658421},{"$f":"IF(AND(C71>=1,C71<anal_period),WorkingCap*SUM(N71:R71)-WorkingCap*SUM(N70:R70),IF(C71<0,0,IF(B71=\"\",\"\",-SUM(J$65:J70))))","v":-443123.62852322683},"","","",-19617221.900296237,-109713196.72297746,-11826400.513690315,0,-15044241.580349836,{"$f":"IF(B71=\"\",\"\",IF($B$31=0,\"\",-'Debt Financing Calculations'!E20))","v":-6362796.3637190564},24765619.976597756,{"$f":"IF(C71=\"\",\"\",IF(C71<-1,0,IF(C71=anal_period,-LOOKUP(C71,depr_yr,depr_cost)-Depreciation!$C$141-Depreciation!$B$166,-LOOKUP(C71,depr_yr,depr_cost))))","v":-18242368.01229167},6523251.9643060863,0.25739999999999996,-1679085.0556123864,23086534.920985371,{"$f":"IF(C71=\"\",\"\",IF($B$31=0,\"\",-'Debt Financing Calculations'!F20))","v":0},21039020.5102963,-117978457.52398215,22718105.565908685,null,50838024.193548374,0]
[2044,{"$f":"IF(MAX($B$65:B71)<(construct+anal_period),B71+1,\"\")","v":8},5,5,1.0781935663209998,190888737.12172565,null,0,{"$f":"IF(OR(C72<0,C72=\"\"),\"\",-E72*INDEX('Replacement Costs'!$A$16:$H$57,MATCH(C72,'Replacement Costs'!$C$16:$C$57,0),MATCH(\"Total Yearly Replacement Costs\",'Replacement Costs'!$A$16:$H$16,0)))","v":-1634874.2070269932},{"$f":"IF(AND(C72>=1,C72<anal_period),WorkingCap*SUM(N72:R72)-WorkingCap*SUM(N71:R71),IF(C72<0,0,IF(B72=\"\",\"\",-SUM(J$65:J71))))","v":-452260.8446389921},"","","",-19989949.116401866,-111797747.46071404,-12051102.123450432,0,-15377334.314340813,{"$f":"IF(B72=\"\",\"\",IF($B$31=0,\"\",-'Debt Financing Calculations'!E21))","v":-6362796.3637190564},25309807.743099451,{"$f":"IF(C72=\"\",\"\",IF(C72<-1,0,IF(C72=anal_period,-LOOKUP(C72,depr_yr,depr_cost)-Depreciation!$C$141-Depreciation!$B$166,-LOOKUP(C72,depr_yr,depr_cost))))","v":-16993561.168856382},8316246.5742430687,0.25739999999999996,-2140601.8682101658,23169205.874889284,{"$f":"IF(C72=\"\",\"\",IF($B$31=0,\"\",-'Debt Financing Calculations'!F21))","v":0},21082070.8232233,-96896386.700758845,23222672.691433467,null,50838024.193548374,0]
[2045,{"$f":"IF(MAX($B$65:B72)<(construct+anal_period),B72+1,\"\")","v":9},6,6,1.0986792440810986,194515623.12703839,null,0,{"$f":"IF(OR(C73<0,C73=\"\"),\"\",-E73*INDEX('Replacement Costs'!$A$16:$H$57,MATCH(C73,'Replacement Costs'!$C$16:$C$57,0),MATCH(\"Total Yearly Replacement Costs\",'Replacement Costs'!$A$16:$H$16,0)))","v":-1665936.8169605057},{"$f":"IF(AND(C73>=1,C73<anal_period),WorkingCap*SUM(N73:R73)-WorkingCap*SUM(N72:R72),IF(C73<0,0,IF(B73=\"\",\"\",-SUM(J$65:J72))))","v":-461307.55582091212},"","","",-20369758.1496135,-113921904.66246758,-12280073.063795988,0,-15719780.844502822,{"$f":"IF(B73=\"\",\"\",IF($B$31=0,\"\",-'Debt Financing Calculations'!E22))","v":-6362796.3637190564},25861310.042939454,{"$f":"IF(C73=\"\",\"\",IF(C73<-1,0,IF(C73=anal_period,-LOOKUP(C73,depr_yr,depr_cost)-Depreciation!$C$141-Depreciation!$B$166,-LOOKUP(C73,depr_yr,depr_cost))))","v":-15844201.861033663},10017108.181905791,0.25739999999999996,-2578403.6460225503,23282906.396916904,{"$f":"IF(C73=\"\",\"\",IF($B$31=0,\"\",-'Debt Financing Calculations'!F22))","v":0},21155662.024135485,-75740724.676623359,23734065.670158036,null,50838024.193548374,0]
[2046,{"$f":"IF(MAX($B$65:B73)<(construct+anal_period),B73+1,\"\")","v":10},7,7,1.1195541497186396,198211419.96645215,null,0,{"$f":"IF(OR(C74<0,C74=\"\"),\"\",-E74*INDEX('Replacement Costs'!$A$16:$H$57,MATCH(C74,'Replacement Costs'!$C$16:$C$57,0),MATCH(\"Total Yearly Replacement Costs\",'Replacement Costs'!$A$16:$H$16,0)))","v":-1697589.6164827556},{"$f":"IF(AND(C74>=1,C74<anal_period),WorkingCap*SUM(N74:R74)-WorkingCap*SUM(N73:R73),IF(C74<0,0,IF(B74=\"\",\"\",-SUM(J$65:J73))))","v":-469588.9099431783},"","","",-20756783.554456156,-116086420.85105447,-12513394.452008113,0,-16065510.595815696,{"$f":"IF(B74=\"\",\"\",IF($B$31=0,\"\",-'Debt Financing Calculations'!E23))","v":-6362796.3637190564},26426514.149398685,{"$f":"IF(C74=\"\",\"\",IF(C74<-1,0,IF(C74=anal_period,-LOOKUP(C74,depr_yr,depr_cost)-Depreciation!$C$141-Depreciation!$B$166,-LOOKUP(C74,depr_yr,depr_cost))))","v":-14780204.316436937},11646309.832961747,0.25739999999999996,-2997760.1510043535,23428753.998394333,{"$f":"IF(C74=\"\",\"\",IF($B$31=0,\"\",-'Debt Financing Calculations'!F23))","v":0},21261575.471968397,-54479149.204654962,24259335.622972749,null,50838024.193548374,0]
[2047,{"$f":"IF(MAX($B$65:B74)<(construct+anal_period),B74+1,\"\")","v":11},8,8,1.1408256785632938,201977436.94581473,null,0,{"$f":"IF(OR(C75<0,C75=\"\"),\"\",-E75*INDEX('Replacement Costs'!$A$16:$H$57,MATCH(C75,'Replacement Costs'!$C$16:$C$57,0),MATCH(\"Total Yearly Replacement Costs\",'Replacement Costs'!$A$16:$H$16,0)))","v":-1729843.8191959278},{"$f":"IF(AND(C75>=1,C75<anal_period),WorkingCap*SUM(N75:R75)-WorkingCap*SUM(N74:R74),IF(C75<0,0,IF(B75=\"\",\"\",-SUM(J$65:J74))))","v":-477567.11307674646},"","","",-21151162.441990823,-118292062.84722452,-12751148.946596267,0,-16411515.971367819,{"$f":"IF(B75=\"\",\"\",IF($B$31=0,\"\",-'Debt Financing Calculations'!E24))","v":-6362796.3637190564},27008750.374916285,{"$f":"IF(C75=\"\",\"\",IF(C75<-1,0,IF(C75=anal_period,-LOOKUP(C75,depr_yr,depr_cost)-Depreciation!$C$141-Depreciation!$B$166,-LOOKUP(C75,depr_yr,depr_cost))))","v":-13801956.329812299},13206794.045103986,0.25739999999999996,-3399428.7872097655,23609321.587706521,{"$f":"IF(C75=\"\",\"\",IF($B$31=0,\"\",-'Debt Financing Calculations'!F24))","v":0},21401910.655433849,-33077238.549221113,24801339.442643613,null,50838024.193548374,0]
[2048,{"$f":"IF(MAX($B$65:B75)<(construct+anal_period),B75+1,\"\")","v":12},9,9,1.1625013664559962,205815008.24778518,null,0,{"$f":"IF(OR(C76<0,C76=\"\"),\"\",-E76*INDEX('Replacement Costs'!$A$16:$H$57,MATCH(C76,'Replacement Costs'!$C$16:$C$57,0),MATCH(\"Total Yearly Replacement Costs\",'Replacement Costs'!$A$16:$H$16,0)))","v":-1762710.8517606503},{"$f":"IF(AND(C76>=1,C76<anal_period),WorkingCap*SUM(N76:R76)-WorkingCap*SUM(N75:R75),IF(C76<0,0,IF(B76=\"\",\"\",-SUM(J$65:J75))))","v":-489042.36372667924},"","","",-21553034.528388645,-120539612.04132177,-12993420.776581595,0,-16780105.285731949,{"$f":"IF(B76=\"\",\"\",IF($B$31=0,\"\",-'Debt Financing Calculations'!E25))","v":-6362796.3637190564},27586039.252042204,{"$f":"IF(C76=\"\",\"\",IF(C76<-1,0,IF(C76=anal_period,-LOOKUP(C76,depr_yr,depr_cost)-Depreciation!$C$141-Depreciation!$B$166,-LOOKUP(C76,depr_yr,depr_cost))))","v":-13709671.415617496},13876367.836424708,0.25739999999999996,-3571777.0810957192,24014262.170946486,{"$f":"IF(C76=\"\",\"\",IF($B$31=0,\"\",-'Debt Financing Calculations'!F25))","v":0},21762508.955459155,-11314729.593761958,25334286.036554873,null,50838024.193548374,0]
[2049,{"$f":"IF(MAX($B$65:B76)<(construct+anal_period),B76+1,\"\")","v":13},10,10,1.1845888924186601,209725493.40449309,null,0,{"$f":"IF(OR(C77<0,C77=\"\"),\"\",-E77*INDEX('Replacement Costs'!$A$16:$H$57,MATCH(C77,'Replacement Costs'!$C$16:$C$57,0),MATCH(\"Total Yearly Replacement Costs\",'Replacement Costs'!$A$16:$H$16,0)))","v":-1796202.3579441025},{"$f":"IF(AND(C77>=1,C77<anal_period),WorkingCap*SUM(N77:R77)-WorkingCap*SUM(N76:R76),IF(C77<0,0,IF(B77=\"\",\"\",-SUM(J$65:J76))))","v":-495662.38473917916},"","","",-21962542.184428029,-122829864.67010687,-13240295.771336643,0,-17137885.904413577,{"$f":"IF(B77=\"\",\"\",IF($B$31=0,\"\",-'Debt Financing Calculations'!E26))","v":-6362796.3637190564},28192108.510488927,{"$f":"IF(C77=\"\",\"\",IF(C77<-1,0,IF(C77=anal_period,-LOOKUP(C77,depr_yr,depr_cost)-Depreciation!$C$141-Depreciation!$B$166,-LOOKUP(C77,depr_yr,depr_cost))))","v":-13789619.019379474},14402489.491109453,0.25739999999999996,-3707200.7950115725,24484907.715477355,{"$f":"IF(C77=\"\",\"\",IF($B$31=0,\"\",-'Debt Financing Calculations'!F26))","v":0},22193042.972794075,10878313.379032116,25900243.767805647,null,50838024.193548374,0]
[2050,{"$f":"IF(MAX($B$65:B77)<(construct+anal_period),B77+1,\"\")","v":14},11,11,1.2070960813746145,213710277.77917844,null,0,{"$f":"IF(OR(C78<0,C78=\"\"),\"\",-E78*INDEX('Replacement Costs'!$A$16:$H$57,MATCH(C78,'Replacement Costs'!$C$16:$C$57,0),MATCH(\"Total Yearly Replacement Costs\",'Replacement Costs'!$A$16:$H$16,0)))","v":-1830330.2027450404},{"$f":"IF(AND(C78>=1,C78<anal_period),WorkingCap*SUM(N78:R78)-WorkingCap*SUM(N77:R77),IF(C78<0,0,IF(B78=\"\",\"\",-SUM(J$65:J77))))","v":-507406.17020040005},"","","",-22379830.48593216,-125163632.0988389,-13491861.39099204,0,-17517972.355857983,{"$f":"IF(B78=\"\",\"\",IF($B$31=0,\"\",-'Debt Financing Calculations'!E27))","v":-6362796.3637190564},28794185.083838284,{"$f":"IF(C78=\"\",\"\",IF(C78<-1,0,IF(C78=anal_period,-LOOKUP(C78,depr_yr,depr_cost)-Depreciation!$C$141-Depreciation!$B$166,-LOOKUP(C78,depr_yr,depr_cost))))","v":-13876942.297344029},14917242.786494255,0.25739999999999996,-3839698.2932436205,24954486.790594663,{"$f":"IF(C78=\"\",\"\",IF($B$31=0,\"\",-'Debt Financing Calculations'!F27))","v":0},22616750.417649224,33495063.796681341,26456448.710892845,null,50838024.193548374,0]
[2051,{"$f":"IF(MAX($B$65:B78)<(construct+anal_period),B78+1,\"\")","v":15},12,12,1.2300309069207322,217770773.05698285,null,0,{"$f":"IF(OR(C79<0,C79=\"\"),\"\",-E79*INDEX('Replacement Costs'!$A$16:$H$57,MATCH(C79,'Replacement Costs'!$C$16:$C$57,0),MATCH(\"Total Yearly Replacement Costs\",'Replacement Costs'!$A$16:$H$16,0)))","v":-1865106.4765971962},{"$f":"IF(AND(C79>=1,C79<anal_period),WorkingCap*SUM(N79:R79)-WorkingCap*SUM(N78:R78),IF(C79<0,0,IF(B79=\"\",\"\",-SUM(J$65:J78))))","v":-592326.12745730206},"","","",-22805047.265164871,-128071594.52805614,-13748206.757420888,0,-17877288.630694535,{"$f":"IF(B79=\"\",\"\",IF($B$31=0,\"\",-'Debt Financing Calculations'!E28))","v":-6362796.3637190564},28905839.511927336,{"$f":"IF(C79=\"\",\"\",IF(C79<-1,0,IF(C79=anal_period,-LOOKUP(C79,depr_yr,depr_cost)-Depreciation!$C$141-Depreciation!$B$166,-LOOKUP(C79,depr_yr,depr_cost))))","v":-13960068.047858812},14945771.464068525,0.25739999999999996,-3847041.5748512377,25058797.937076099,{"$f":"IF(C79=\"\",\"\",IF($B$31=0,\"\",-'Debt Financing Calculations'!F28))","v":0},22601365.3330216,56096429.129702941,26448406.907872837,null,50838024.193548374,0]
[2052,{"$f":"IF(MAX($B$65:B79)<(construct+anal_period),B79+1,\"\")","v":16},13,13,1.253401494152226,221908417.74506548,null,0,{"$f":"IF(OR(C80<0,C80=\"\"),\"\",-E80*INDEX('Replacement Costs'!$A$16:$H$57,MATCH(C80,'Replacement Costs'!$C$16:$C$57,0),MATCH(\"Total Yearly Replacement Costs\",'Replacement Costs'!$A$16:$H$16,0)))","v":-1900543.4996525426},{"$f":"IF(AND(C80>=1,C80<anal_period),WorkingCap*SUM(N80:R80)-WorkingCap*SUM(N79:R79),IF(C80<0,0,IF(B80=\"\",\"\",-SUM(J$65:J79))))","v":-605520.04244796187},"","","",-23238343.163203001,-131047118.47932206,-14009422.685811883,0,-18244053.135985896,{"$f":"IF(B80=\"\",\"\",IF($B$31=0,\"\",-'Debt Financing Calculations'!E29))","v":-6362796.3637190564},29006683.917023569,{"$f":"IF(C80=\"\",\"\",IF(C80<-1,0,IF(C80=anal_period,-LOOKUP(C80,depr_yr,depr_cost)-Depreciation!$C$141-Depreciation!$B$166,-LOOKUP(C80,depr_yr,depr_cost))))","v":-14050629.857364472},14956054.059659097,0.25739999999999996,-3849688.3149562511,25156995.602067318,{"$f":"IF(C80=\"\",\"\",IF($B$31=0,\"\",-'Debt Financing Calculations'!F29))","v":0},22650932.059966814,78747361.189669758,26500620.374923065,null,50838024.193548374,0]
[2053,{"$f":"IF(MAX($B$65:B80)<(construct+anal_period),B80+1,\"\")","v":17},14,14,1.277216122541118,226124677.68222168,null,0,{"$f":"IF(OR(C81<0,C81=\"\"),\"\",-E81*INDEX('Replacement Costs'!$A$16:$H$57,MATCH(C81,'Replacement Costs'!$C$16:$C$57,0),MATCH(\"Total Yearly Replacement Costs\",'Replacement Costs'!$A$16:$H$16,0)))","v":-1936653.8261459407},{"$f":"IF(AND(C81>=1,C81<anal_period),WorkingCap*SUM(N81:R81)-WorkingCap*SUM(N80:R80),IF(C81<0,0,IF(B81=\"\",\"\",-SUM(J$65:J80))))","v":-619009.74629272521},"","","",-23679871.683303855,-134091773.62878363,-14275601.716842307,0,-18618422.077344581,{"$f":"IF(B81=\"\",\"\",IF($B$31=0,\"\",-'Debt Financing Calculations'!E30))","v":-6362796.3637190564},29096212.212228268,{"$f":"IF(C81=\"\",\"\",IF(C81<-1,0,IF(C81=anal_period,-LOOKUP(C81,depr_yr,depr_cost)-Depreciation!$C$141-Depreciation!$B$166,-LOOKUP(C81,depr_yr,depr_cost))))","v":-14137055.671519641},14959156.540708628,0.25739999999999996,-3850486.8935784004,25245725.318649869,{"$f":"IF(C81=\"\",\"\",IF($B$31=0,\"\",-'Debt Financing Calculations'!F30))","v":0},22690061.746211205,101437422.93588096,26540548.639789604,null,50838024.193548374,0]
[2054,{"$f":"IF(MAX($B$65:B81)<(construct+anal_period),B81+1,\"\")","v":18},15,15,1.3014832288693996,230421046.55818397,null,0,{"$f":"IF(OR(C82<0,C82=\"\"),\"\",-E82*INDEX('Replacement Costs'!$A$16:$H$57,MATCH(C82,'Replacement Costs'!$C$16:$C$57,0),MATCH(\"Total Yearly Replacement Costs\",'Replacement Costs'!$A$16:$H$16,0)))","v":-1973450.2488427139},{"$f":"IF(AND(C82>=1,C82<anal_period),WorkingCap*SUM(N82:R82)-WorkingCap*SUM(N81:R81),IF(C82<0,0,IF(B82=\"\",\"\",-SUM(J$65:J81))))","v":-632801.90816713125},"","","",-24129789.245286632,-137207166.12132242,-14546838.149462312,0,-19000554.977983866,{"$f":"IF(B82=\"\",\"\",IF($B$31=0,\"\",-'Debt Financing Calculations'!E31))","v":-6362796.3637190564},29173901.700409681,{"$f":"IF(C82=\"\",\"\",IF(C82<-1,0,IF(C82=anal_period,-LOOKUP(C82,depr_yr,depr_cost)-Depreciation!$C$141-Depreciation!$B$166,-LOOKUP(C82,depr_yr,depr_cost))))","v":-14230980.245874861},14942921.454534819,0.25739999999999996,-3846307.982397262,25327593.718012419,{"$f":"IF(C82=\"\",\"\",IF($B$31=0,\"\",-'Debt Financing Calculations'!F31))","v":0},22721341.561002575,124158764.49688354,26567649.543399837,null,50838024.193548374,0]
[2055,{"$f":"IF(MAX($B$65:B82)<(construct+anal_period),B82+1,\"\")","v":19},16,16,1.3262114102179181,234799046.44278944,null,0,{"$f":"IF(OR(C83<0,C83=\"\"),\"\",-E83*INDEX('Replacement Costs'!$A$16:$H$57,MATCH(C83,'Replacement Costs'!$C$16:$C$57,0),MATCH(\"Total Yearly Replacement Costs\",'Replacement Costs'!$A$16:$H$16,0)))","v":-2010945.8035707253},{"$f":"IF(AND(C83>=1,C83<anal_period),WorkingCap*SUM(N83:R83)-WorkingCap*SUM(N82:R82),IF(C83<0,0,IF(B83=\"\",\"\",-SUM(J$65:J82))))","v":-646903.34837440401},"","","",-24588255.240947079,-140394939.41784275,-14823228.074302096,0,-19390614.750126045,{"$f":"IF(B83=\"\",\"\",IF($B$31=0,\"\",-'Debt Financing Calculations'!E32))","v":-6362796.3637190564},29239212.595852435,{"$f":"IF(C83=\"\",\"\",IF(C83<-1,0,IF(C83=anal_period,-LOOKUP(C83,depr_yr,depr_cost)-Depreciation!$C$141-Depreciation!$B$166,-LOOKUP(C83,depr_yr,depr_cost))))","v":-14320832.71741173},14918379.878440704,0.25739999999999996,-3839990.9807106368,25399221.615141798,{"$f":"IF(C83=\"\",\"\",IF($B$31=0,\"\",-'Debt Financing Calculations'!F32))","v":0},22741372.463196669,146900136.96008021,26581363.443907306,null,50838024.193548374,0]
[2056,{"$f":"IF(MAX($B$65:B83)<(construct+anal_period),B83+1,\"\")","v":20},17,17,1.3514094270120585,239260228.32520244,null,0,{"$f":"IF(OR(C84<0,C84=\"\"),\"\",-E84*INDEX('Replacement Costs'!$A$16:$H$57,MATCH(C84,'Replacement Costs'!$C$16:$C$57,0),MATCH(\"Total Yearly Replacement Costs\",'Replacement Costs'!$A$16:$H$16,0)))","v":-2049153.7738385689},{"$f":"IF(AND(C84>=1,C84<anal_period),WorkingCap*SUM(N84:R84)-WorkingCap*SUM(N83:R83),IF(C84<0,0,IF(B84=\"\",\"\",-SUM(J$65:J83))))","v":-649639.99701388925},"","","",-25055432.090525072,-143578948.32364684,-15104869.407713836,0,-19788720.974758152,{"$f":"IF(B84=\"\",\"\",IF($B$31=0,\"\",-'Debt Financing Calculations'!E33))","v":-6362796.3637190564},29369461.164839506,{"$f":"IF(C84=\"\",\"\",IF(C84<-1,0,IF(C84=anal_period,-LOOKUP(C84,depr_yr,depr_cost)-Depreciation!$C$141-Depreciation!$B$166,-LOOKUP(C84,depr_yr,depr_cost))))","v":-14418249.055638898},14951212.109200608,0.25739999999999996,-3848441.9969082358,25521019.16793127,{"$f":"IF(C84=\"\",\"\",IF($B$31=0,\"\",-'Debt Financing Calculations'!F33))","v":0},22822225.397078812,169722362.35715902,26670667.393987048,null,50838024.193548374,0]
[2057,{"$f":"IF(MAX($B$65:B84)<(construct+anal_period),B84+1,\"\")","v":21},18,18,1.3770862061252875,243806172.66338125,null,0,{"$f":"IF(OR(C85<0,C85=\"\"),\"\",-E85*INDEX('Replacement Costs'!$A$16:$H$57,MATCH(C85,'Replacement Costs'!$C$16:$C$57,0),MATCH(\"Total Yearly Replacement Costs\",'Replacement Costs'!$A$16:$H$16,0)))","v":-2088087.6955415017},{"$f":"IF(AND(C85>=1,C85<anal_period),WorkingCap*SUM(N85:R85)-WorkingCap*SUM(N84:R84),IF(C85<0,0,IF(B85=\"\",\"\",-SUM(J$65:J84))))","v":-663843.7525552772},"","","",-25531485.300245047,-146835167.18768927,-15391861.926460398,0,-20195081.399284355,{"$f":"IF(B85=\"\",\"\",IF($B$31=0,\"\",-'Debt Financing Calculations'!E34))","v":-6362796.3637190564},29489780.485983133,{"$f":"IF(C85=\"\",\"\",IF(C85<-1,0,IF(C85=anal_period,-LOOKUP(C85,depr_yr,depr_cost)-Depreciation!$C$141-Depreciation!$B$166,-LOOKUP(C85,depr_yr,depr_cost))))","v":-14511659.63456128},14978120.851421854,0.25739999999999996,-3855368.3071559845,25634412.178827148,{"$f":"IF(C85=\"\",\"\",IF($B$31=0,\"\",-'Debt Financing Calculations'!F34))","v":0},22882480.73073037,192604843.08788937,26737849.037886355,null,50838024.193548374,0]
[2058,{"$f":"IF(MAX($B$65:B85)<(construct+anal_period),B85+1,\"\")","v":22},19,19,1.4032508440416678,248438489.94398546,null,0,{"$f":"IF(OR(C86<0,C86=\"\"),\"\",-E86*INDEX('Replacement Costs'!$A$16:$H$57,MATCH(C86,'Replacement Costs'!$C$16:$C$57,0),MATCH(\"Total Yearly Replacement Costs\",'Replacement Costs'!$A$16:$H$16,0)))","v":-2127761.36175679},{"$f":"IF(AND(C86>=1,C86<anal_period),WorkingCap*SUM(N86:R86)-WorkingCap*SUM(N85:R85),IF(C86<0,0,IF(B86=\"\",\"\",-SUM(J$65:J85))))","v":-678359.65253287181},"","","",-26016583.520949699,-150165233.65553674,-15684307.303063143,0,-20609869.017681971,{"$f":"IF(B86=\"\",\"\",IF($B$31=0,\"\",-'Debt Financing Calculations'!E35))","v":-6362796.3637190564},29599700.083034873,{"$f":"IF(C86=\"\",\"\",IF(C86<-1,0,IF(C86=anal_period,-LOOKUP(C86,depr_yr,depr_cost)-Depreciation!$C$141-Depreciation!$B$166,-LOOKUP(C86,depr_yr,depr_cost))))","v":-14612701.684214287},14986998.398820587,0.25739999999999996,-3857653.3878564183,25742046.695178457,{"$f":"IF(C86=\"\",\"\",IF($B$31=0,\"\",-'Debt Financing Calculations'!F35))","v":0},22935925.680888794,215540768.76877818,26793579.068745211,null,50838024.193548374,0]
[2059,{"$f":"IF(MAX($B$65:B86)<(construct+anal_period),B86+1,\"\")","v":23},20,20,1.4299126100784596,253158821.25292122,null,0,{"$f":"IF(OR(C87<0,C87=\"\"),\"\",-E87*INDEX('Replacement Costs'!$A$16:$H$57,MATCH(C87,'Replacement Costs'!$C$16:$C$57,0),MATCH(\"Total Yearly Replacement Costs\",'Replacement Costs'!$A$16:$H$16,0)))","v":-2168188.8276301692},{"$f":"IF(AND(C87>=1,C87<anal_period),WorkingCap*SUM(N87:R87)-WorkingCap*SUM(N86:R86),IF(C87<0,0,IF(B87=\"\",\"\",-SUM(J$65:J86))))","v":-693194.58856694773},"","","",-26510898.607847746,-153570822.51282722,-15982309.141821343,0,-21033260.491848197,{"$f":"IF(B87=\"\",\"\",IF($B$31=0,\"\",-'Debt Financing Calculations'!E36))","v":-6362796.3637190564},29698734.134857655,{"$f":"IF(C87=\"\",\"\",IF(C87<-1,0,IF(C87=anal_period,-LOOKUP(C87,depr_yr,depr_cost)-Depreciation!$C$141-Depreciation!$B$166,-LOOKUP(C87,depr_yr,depr_cost))))","v":-14709806.863079607},14988927.271778047,0.25739999999999996,-3858149.8797556688,25840584.255101986,{"$f":"IF(C87=\"\",\"\",IF($B$31=0,\"\",-'Debt Financing Calculations'!F36))","v":0},22979200.838904869,238519969.60768303,26837350.718660537,null,50838024.193548374,0]
[2060,{"$f":"IF(MAX($B$65:B87)<(construct+anal_period),B87+1,\"\")","v":24},21,21,1.4570809496699502,257968838.85672668,null,0,{"$f":"IF(OR(C88<0,C88=\"\"),\"\",-E88*INDEX('Replacement Costs'!$A$16:$H$57,MATCH(C88,'Replacement Costs'!$C$16:$C$57,0),MATCH(\"Total Yearly Replacement Costs\",'Replacement Costs'!$A$16:$H$16,0)))","v":-2209384.4153551422},{"$f":"IF(AND(C88>=1,C88<anal_period),WorkingCap*SUM(N88:R88)-WorkingCap*SUM(N87:R87),IF(C88<0,0,IF(B88=\"\",\"\",-SUM(J$65:J87))))","v":-708355.6050690189},"","","",-27014605.681396849,-157053646.52756771,-16285973.015515948,0,-21465436.230324157,{"$f":"IF(B88=\"\",\"\",IF($B$31=0,\"\",-'Debt Financing Calculations'!E37))","v":-6362796.3637190564},29786381.038202971,{"$f":"IF(C88=\"\",\"\",IF(C88<-1,0,IF(C88=anal_period,-LOOKUP(C88,depr_yr,depr_cost)-Depreciation!$C$141-Depreciation!$B$166,-LOOKUP(C88,depr_yr,depr_cost))))","v":-8325905.5557282185},21460475.482474752,0.25739999999999996,-5523926.3891890002,24262454.64901397,{"$f":"IF(C88=\"\",\"\",IF($B$31=0,\"\",-'Debt Financing Calculations'!F37))","v":0},21344714.628589809,259864684.23627284,26868641.01777881,null,50838024.193548374,0]
[2061,{"$f":"IF(MAX($B$65:B88)<(construct+anal_period),B88+1,\"\")","v":25},22,22,1.4847654877136791,262870246.79500449,null,0,{"$f":"IF(OR(C89<0,C89=\"\"),\"\",-E89*INDEX('Replacement Costs'!$A$16:$H$57,MATCH(C89,'Replacement Costs'!$C$16:$C$57,0),MATCH(\"Total Yearly Replacement Costs\",'Replacement Costs'!$A$16:$H$16,0)))","v":-2251362.7192468895},{"$f":"IF(AND(C89>=1,C89<anal_period),WorkingCap*SUM(N89:R89)-WorkingCap*SUM(N88:R88),IF(C89<0,0,IF(B89=\"\",\"\",-SUM(J$65:J88))))","v":-695904.66417577863},"","","",-27527883.189343385,-160436753.54482263,-16595406.50281075,0,-21898982.645666424,{"$f":"IF(B89=\"\",\"\",IF($B$31=0,\"\",-'Debt Financing Calculations'!E38))","v":-6362796.3637190564},30048424.548642248,{"$f":"IF(C89=\"\",\"\",IF(C89<-1,0,IF(C89=anal_period,-LOOKUP(C89,depr_yr,depr_cost)-Depreciation!$C$141-Depreciation!$B$166,-LOOKUP(C89,depr_yr,depr_cost))))","v":-1906575.7455581799},28141848.803084068,0.25739999999999996,-7243711.881913838,22804712.666728411,{"$f":"IF(C89=\"\",\"\",IF($B$31=0,\"\",-'Debt Financing Calculations'!F38))","v":0},19857445.283305742,279722129.51957858,27101157.165219579,null,50838024.193548374,0]
[2062,{"$f":"IF(MAX($B$65:B89)<(construct+anal_period),B89+1,\"\")","v":26},23,23,1.5129760319802392,267864781.48410961,null,0,{"$f":"IF(OR(C90<0,C90=\"\"),\"\",-E90*INDEX('Replacement Costs'!$A$16:$H$57,MATCH(C90,'Replacement Costs'!$C$16:$C$57,0),MATCH(\"Total Yearly Replacement Costs\",'Replacement Costs'!$A$16:$H$16,0)))","v":-2294138.610912581},{"$f":"IF(AND(C90>=1,C90<anal_period),WorkingCap*SUM(N90:R90)-WorkingCap*SUM(N89:R89),IF(C90<0,0,IF(B90=\"\",\"\",-SUM(J$65:J89))))","v":-710505.35394170135},"","","",-28050912.969940916,-163892736.38090292,-16910719.226364154,0,-22341359.665046502,{"$f":"IF(B90=\"\",\"\",IF($B$31=0,\"\",-'Debt Financing Calculations'!E39))","v":-6362796.3637190564},30306256.878136039,{"$f":"IF(C90=\"\",\"\",IF(C90<-1,0,IF(C90=anal_period,-LOOKUP(C90,depr_yr,depr_cost)-Depreciation!$C$141-Depreciation!$B$166,-LOOKUP(C90,depr_yr,depr_cost))))","v":-1942800.6847237854},28363456.193412252,0.25739999999999996,-7300753.6241843123,23005503.253951728,{"$f":"IF(C90=\"\",\"\",IF($B$31=0,\"\",-'Debt Financing Calculations'!F39))","v":0},20000859.289097443,299722988.808676,27301612.913281757,null,50838024.193548374,0]
[2063,{"$f":"IF(MAX($B$65:B90)<(construct+anal_period),B90+1,\"\")","v":27},24,24,1.5417225765878635,272954212.33230764,null,0,{"$f":"IF(OR(C91<0,C91=\"\"),\"\",-E91*INDEX('Replacement Costs'!$A$16:$H$57,MATCH(C91,'Replacement Costs'!$C$16:$C$57,0),MATCH(\"Total Yearly Replacement Costs\",'Replacement Costs'!$A$16:$H$16,0)))","v":-2337727.2445199196},{"$f":"IF(AND(C91>=1,C91<anal_period),WorkingCap*SUM(N91:R91)-WorkingCap*SUM(N90:R90),IF(C91<0,0,IF(B91=\"\",\"\",-SUM(J$65:J90))))","v":-725413.29820004106},"","","",-28583880.316369787,-167423164.86051178,-17232022.891665071,0,-22792748.828374822,{"$f":"IF(B91=\"\",\"\",IF($B$31=0,\"\",-'Debt Financing Calculations'!E40))","v":-6362796.3637190564},30559599.071667135,{"$f":"IF(C91=\"\",\"\",IF(C91<-1,0,IF(C91=anal_period,-LOOKUP(C91,depr_yr,depr_cost)-Depreciation!$C$141-Depreciation!$B$166,-LOOKUP(C91,depr_yr,depr_cost))))","v":-1979713.8977335372},28579885.173933599,0.25739999999999996,-7356462.4437705074,23203136.627896629,{"$f":"IF(C91=\"\",\"\",IF($B$31=0,\"\",-'Debt Financing Calculations'!F40))","v":0},20139996.085176669,319862984.89385265,27496458.528947175,null,50838024.193548374,0]
[2064,{"$f":"IF(MAX($B$65:B91)<(construct+anal_period),B91+1,\"\")","v":28},25,25,1.5710153055430329,278140342.36662149,null,0,{"$f":"IF(OR(C92<0,C92=\"\"),\"\",-E92*INDEX('Replacement Costs'!$A$16:$H$57,MATCH(C92,'Replacement Costs'!$C$16:$C$57,0),MATCH(\"Total Yearly Replacement Costs\",'Replacement Costs'!$A$16:$H$16,0)))","v":-2382144.0621657982},{"$f":"IF(AND(C92>=1,C92<anal_period),WorkingCap*SUM(N92:R92)-WorkingCap*SUM(N91:R91),IF(C92<0,0,IF(B92=\"\",\"\",-SUM(J$65:J91))))","v":-740634.98121286929},"","","",-29126974.042380814,-171029642.62409049,-17559431.32660671,0,-23253335.445262577,{"$f":"IF(B92=\"\",\"\",IF($B$31=0,\"\",-'Debt Financing Calculations'!E41))","v":-6362796.3637190564},30808162.564561844,{"$f":"IF(C92=\"\",\"\",IF(C92<-1,0,IF(C92=anal_period,-LOOKUP(C92,depr_yr,depr_cost)-Depreciation!$C$141-Depreciation!$B$166,-LOOKUP(C92,depr_yr,depr_cost))))","v":-2017328.4617904744},28790834.102771368,0.25739999999999996,-7410760.6980533488,23397401.866508495,{"$f":"IF(C92=\"\",\"\",IF($B$31=0,\"\",-'Debt Financing Calculations'!F41))","v":0},20274622.823129829,340137607.71698248,27685383.521183178,null,50838024.193548374,0]
[2065,{"$f":"IF(MAX($B$65:B92)<(construct+anal_period),B92+1,\"\")","v":29},26,26,1.6008645963483503,283425008.87158728,null,0,{"$f":"IF(OR(C93<0,C93=\"\"),\"\",-E93*INDEX('Replacement Costs'!$A$16:$H$57,MATCH(C93,'Replacement Costs'!$C$16:$C$57,0),MATCH(\"Total Yearly Replacement Costs\",'Replacement Costs'!$A$16:$H$16,0)))","v":-2427404.799346948},{"$f":"IF(AND(C93>=1,C93<anal_period),WorkingCap*SUM(N93:R93)-WorkingCap*SUM(N92:R92),IF(C93<0,0,IF(B93=\"\",\"\",-SUM(J$65:J92))))","v":-756177.02445604652},"","","",-29680386.549186043,-174713807.85624638,-17893060.521812234,0,-23723308.674136214,{"$f":"IF(B93=\"\",\"\",IF($B$31=0,\"\",-'Debt Financing Calculations'!E42))","v":-6362796.3637190564},31051648.906487346,{"$f":"IF(C93=\"\",\"\",IF(C93<-1,0,IF(C93=anal_period,-LOOKUP(C93,depr_yr,depr_cost)-Depreciation!$C$141-Depreciation!$B$166,-LOOKUP(C93,depr_yr,depr_cost))))","v":-2055657.7025644935},28995991.203922853,0.25739999999999996,-7463568.1358897416,23588080.770597603,{"$f":"IF(C93=\"\",\"\",IF($B$31=0,\"\",-'Debt Financing Calculations'!F42))","v":0},20404498.94679461,360542106.66377711,27868067.082684353,null,50838024.193548374,0]
[2066,{"$f":"IF(MAX($B$65:B93)<(construct+anal_period),B93+1,\"\")","v":30},27,27,1.631281023678969,288810084.04014742,null,0,{"$f":"IF(OR(C94<0,C94=\"\"),\"\",-E94*INDEX('Replacement Costs'!$A$16:$H$57,MATCH(C94,'Replacement Costs'!$C$16:$C$57,0),MATCH(\"Total Yearly Replacement Costs\",'Replacement Costs'!$A$16:$H$16,0)))","v":-2473525.4905345398},{"$f":"IF(AND(C94>=1,C94<anal_period),WorkingCap*SUM(N94:R94)-WorkingCap*SUM(N93:R93),IF(C94<0,0,IF(B94=\"\",\"\",-SUM(J$65:J93))))","v":-771749.50583186001},"","","",-30244313.89362058,-178479077.04134899,-18233028.671726666,0,-24199140.700230349,{"$f":"IF(B94=\"\",\"\",IF($B$31=0,\"\",-'Debt Financing Calculations'!E43))","v":-6362796.3637190564},31291727.36950177,{"$f":"IF(C94=\"\",\"\",IF(C94<-1,0,IF(C94=anal_period,-LOOKUP(C94,depr_yr,depr_cost)-Depreciation!$C$141-Depreciation!$B$166,-LOOKUP(C94,depr_yr,depr_cost))))","v":-2094715.1989132185},29197012.170588553,0.25739999999999996,-7515310.9327094927,23776416.436792277,{"$f":"IF(C94=\"\",\"\",IF($B$31=0,\"\",-'Debt Financing Calculations'!F43))","v":0},20531141.440425877,381073248.10420299,28046452.373135369,null,50838024.193548374,0]
[2067,{"$f":"IF(MAX($B$65:B94)<(construct+anal_period),B94+1,\"\")","v":31},28,28,1.6622753631288694,294297475.6369102,null,0,{"$f":"IF(OR(C95<0,C95=\"\"),\"\",-E95*INDEX('Replacement Costs'!$A$16:$H$57,MATCH(C95,'Replacement Costs'!$C$16:$C$57,0),MATCH(\"Total Yearly Replacement Costs\",'Replacement Costs'!$A$16:$H$16,0)))","v":-2520522.4748546961},{"$f":"IF(AND(C95>=1,C95<anal_period),WorkingCap*SUM(N95:R95)-WorkingCap*SUM(N94:R94),IF(C95<0,0,IF(B95=\"\",\"\",-SUM(J$65:J94))))","v":-787937.98638860881},"","","",-30818955.85759937,-182325491.79937595,-18579456.216489471,0,-24684576.342719235,{"$f":"IF(B95=\"\",\"\",IF($B$31=0,\"\",-'Debt Financing Calculations'!E44))","v":-6362796.3637190564},31526199.057007134,{"$f":"IF(C95=\"\",\"\",IF(C95<-1,0,IF(C95=anal_period,-LOOKUP(C95,depr_yr,depr_cost)-Depreciation!$C$141-Depreciation!$B$166,-LOOKUP(C95,depr_yr,depr_cost))))","v":-2134514.7876925697},29391684.269314565,0.25739999999999996,-7565419.5309215682,23960779.526085567,{"$f":"IF(C95=\"\",\"\",IF($B$31=0,\"\",-'Debt Financing Calculations'!F44))","v":0},20652319.064842261,401725567.16904527,28217738.595763829,null,50838024.193548374,0]
[2068,{"$f":"IF(MAX($B$65:B95)<(construct+anal_period),B95+1,\"\")","v":32},29,29,1.6938585950283176,299889127.67401147,null,0,{"$f":"IF(OR(C96<0,C96=\"\"),\"\",-E96*INDEX('Replacement Costs'!$A$16:$H$57,MATCH(C96,'Replacement Costs'!$C$16:$C$57,0),MATCH(\"Total Yearly Replacement Costs\",'Replacement Costs'!$A$16:$H$16,0)))","v":-2568412.4018769348},{"$f":"IF(AND(C96>=1,C96<anal_period),WorkingCap*SUM(N96:R96)-WorkingCap*SUM(N95:R95),IF(C96<0,0,IF(B96=\"\",\"\",-SUM(J$65:J95))))","v":-804467.00041335076},"","","",-31404516.018893752,-186254800.90410182,-18932465.88460277,0,-25179810.744674657,{"$f":"IF(B96=\"\",\"\",IF($B$31=0,\"\",-'Debt Financing Calculations'!E45))","v":-6362796.3637190564},31754737.758019418,{"$f":"IF(C96=\"\",\"\",IF(C96<-1,0,IF(C96=anal_period,-LOOKUP(C96,depr_yr,depr_cost)-Depreciation!$C$141-Depreciation!$B$166,-LOOKUP(C96,depr_yr,depr_cost))))","v":-2175070.5686587286},29579667.189360689,0.25739999999999996,-7613806.33454144,24140931.423477978,{"$f":"IF(C96=\"\",\"\",IF($B$31=0,\"\",-'Debt Financing Calculations'!F45))","v":0},20768052.021187693,422493619.19023299,28381858.355729133,null,50838024.193548374,0]
[2069,{"$f":"IF(MAX($B$65:B96)<(construct+anal_period),B96+1,\"\")","v":33},30,{"$f":"IF(C97=\"\",\"\",IF(C97<=plant_life,C97,IF(D96=plant_life,1,D96+1)))","v":30},{"$f":"IF(C97=\"\",\"\",(1+inflation_rate)^(A97-$B$25))","v":1.7260419083338554},{"$f":"IF(C97=\"\",\"\",IF(C97<0,0,IF(AND(C97=1,start_time<1),E97*(H2_price_nominal*output_kgyear*start_time*percnt_revs+H2_price_nominal*output_kgyear*(1-start_time)),IF(C97<=start_time,H2_price_nominal*E97*output_kgyear*percnt_revs,H2_price_nominal*output_kgyear*E97))))","v":305587021.09981763},null,0,{"$f":"IF(OR(C97<0,C97=\"\"),\"\",-E97*INDEX('Replacement Costs'!$A$16:$H$57,MATCH(C97,'Replacement Costs'!$C$16:$C$57,0),MATCH(\"Total Yearly Replacement Costs\",'Replacement Costs'!$A$16:$H$16,0)))","v":-2617212.2375125964},{"$f":"IF(AND(C97>=1,C97<anal_period),WorkingCap*SUM(N97:R97)-WorkingCap*SUM(N96:R96),IF(C97<0,0,IF(B97=\"\",\"\",-SUM(J$65:J96))))","v":-821343.73019003123},{"$f":"IF(C97=-construct,-E97*non_dep_infl,\"\")","v":""},{"$f":"IF(C97=anal_period,salvage*E97,\"\")","v":""},{"$f":"IF(D97=plant_life,-E97*decom,\"\")","v":""},{"$f":"IF(C97=\"\",\"\",IF(C97<0,0,IF(AND(C97=1,start_time<1),-(inflated_fixed*percnt_fixed*start_time+(inflated_fixed*(1-start_time))),IF(C97<=start_time,-inflated_fixed*percnt_fixed*E97,-inflated_fixed*E97))))","v":-32001201.82325273},{"$f":"IF(C97=\"\",\"\",IF(C97<0,0,IF(AND(C97=1,start_time<1),-(SUM(B171:E171)*output_kgyear*E97*percnt_var*start_time+SUM(B171:E171)*output_kgyear*E97*(1-start_time)),IF(C97<=start_time,-SUM(B171:E171)*output_kgyear*E97*percnt_var,-SUM(B171:E171)*output_kgyear*E97))))","v":-190268790.81724399},{"$f":"IF(C97=\"\",\"\",IF(C97<0,0,IF(AND(C97=1,start_time<1),-(inflated_otherraw*E97*percnt_var*start_time+inflated_otherraw*E97*(1-start_time)),IF(C97<=start_time,-inflated_otherraw*E97*percnt_var,-(inflated_otherraw*E97)))))","v":-19292182.736410219},0,{"$f":"IF(C97=\"\",\"\",IF(C97<0,0,IF(AND(C97=1,start_time<1),-((SUM(F171:J171,P171:R171)*output_kgyear+inflated_othervar)*E97*percnt_var*start_time+(SUM(F171:J171,P171:R171)*output_kgyear+inflated_othervar)*E97*(1-start_time)),IF(C97<=start_time,-(SUM(F171:J171,P171:R171)*output_kgyear+inflated_othervar)*E97*percnt_var,-E97*(SUM(F171:J171,P171:R171)*output_kgyear+inflated_othervar)))))","v":-25685043.043299604},{"$f":"IF(B97=\"\",\"\",IF($B$31=0,\"\",-'Debt Financing Calculations'!E46))","v":-6362796.3637190564},{"$f":"IF(C97=\"\",\"\",F97+SUM(L97:S97))","v":31977006.315891981},{"$f":"IF(C97=\"\",\"\",IF(C97<-1,0,IF(C97=anal_period,-LOOKUP(C97,depr_yr,depr_cost)-Depreciation!$C$141-Depreciation!$B$166,-LOOKUP(C97,depr_yr,depr_cost))))","v":-2216396.909463244},{"$f":"IF(C97=\"\",\"\",SUM(T97:U97))","v":29760609.406428736},{"$f":"IF(C97=\"\",\"\",$B$33)","v":0.25739999999999996},{"$f":"IF(C97=\"\",\"\",tax_credit-(V97*W97 +Upstream_CO2_taxpYear + Proc_CO2_taxpYear))","v":-7660380.8612147551},{"$f":"IF(C97=\"\",\"\",SUM(T97,X97))","v":24316625.454677224},{"$f":"IF(C97=\"\",\"\",IF($B$31=0,\"\",-'Debt Financing Calculations'!F46))","v":0},{"$f":"IF(C97=\"\",\"\",SUM(H97,I97,J97,K97,T97,X97,Z97))","v":20878069.486974597},443371688.67720759,{"$f":"IF(C97=\"\",\"\",SUM(H97,I97,J97,K97,T97,Z97))","v":28538450.348189354},null,{"$f":"IF(C97=\"\",\"\",IF(C97<0,0,IF(AND(C97=1,start_time<1),(output_kgyear*start_time*percnt_revs+output_kgyear*(1-start_time)),IF(C97<=start_time,output_kgyear*percnt_revs,output_kgyear))))","v":50838024.193548374},{"$f":"IF(C97=\"\",\"\",tax_credit)","v":0}]
[2070,{"$f":"IF(MAX($B$65:B97)<(construct+anal_period),B97+1,\"\")","v":34},31,31,1.7588367045921991,311393174.50071424,null,0,{"$f":"IF(OR(C98<0,C98=\"\"),\"\",-E98*INDEX('Replacement Costs'!$A$16:$H$57,MATCH(C98,'Replacement Costs'!$C$16:$C$57,0),MATCH(\"Total Yearly Replacement Costs\",'Replacement Costs'!$A$16:$H$16,0)))","v":-2666939.2700253362},{"$f":"IF(AND(C98>=1,C98<anal_period),WorkingCap*SUM(N98:R98)-WorkingCap*SUM(N97:R97),IF(C98<0,0,IF(B98=\"\",\"\",-SUM(J$65:J97))))","v":-838575.50986157358},"","","",-32609224.657894541,-194369286.50067836,-19658734.208402019,0,-26200476.452308819,{"$f":"IF(B98=\"\",\"\",IF($B$31=0,\"\",-'Debt Financing Calculations'!E47))","v":-6362796.3637190564},32192656.317711473,{"$f":"IF(C98=\"\",\"\",IF(C98<-1,0,IF(C98=anal_period,-LOOKUP(C98,depr_yr,depr_cost)-Depreciation!$C$141-Depreciation!$B$166,-LOOKUP(C98,depr_yr,depr_cost))))","v":-2258508.4507430457},29934147.866968427,0.25739999999999996,-7705049.6609576717,24487606.656753801,{"$f":"IF(C98=\"\",\"\",IF($B$31=0,\"\",-'Debt Financing Calculations'!F47))","v":0},20982091.876866892,464353780.55407447,28687141.537824564,null,50838024.193548374,0]
[2071,{"$f":"IF(MAX($B$65:B98)<(construct+anal_period),B98+1,\"\")","v":35},32,32,1.7922546019794507,317309644.81622779,null,0,{"$f":"IF(OR(C99<0,C99=\"\"),\"\",-E99*INDEX('Replacement Costs'!$A$16:$H$57,MATCH(C99,'Replacement Costs'!$C$16:$C$57,0),MATCH(\"Total Yearly Replacement Costs\",'Replacement Costs'!$A$16:$H$16,0)))","v":-2717611.1161558176},{"$f":"IF(AND(C99>=1,C99<anal_period),WorkingCap*SUM(N99:R99)-WorkingCap*SUM(N98:R98),IF(C99<0,0,IF(B99=\"\",\"\",-SUM(J$65:J98))))","v":-852338.98971465975},"","","",-33228799.926394533,-198538366.80098549,-20032250.158361655,0,-26720564.864973146,{"$f":"IF(B99=\"\",\"\",IF($B$31=0,\"\",-'Debt Financing Calculations'!E48))","v":-6362796.3637190564},32426866.701793969,{"$f":"IF(C99=\"\",\"\",IF(C99<-1,0,IF(C99=anal_period,-LOOKUP(C99,depr_yr,depr_cost)-Depreciation!$C$141-Depreciation!$B$166,-LOOKUP(C99,depr_yr,depr_cost))))","v":-2301420.1113071637},30125446.590486806,0.25739999999999996,-7754289.9523913031,24672576.749402665,{"$f":"IF(C99=\"\",\"\",IF($B$31=0,\"\",-'Debt Financing Calculations'!F48))","v":0},21102626.643532187,485456407.19760668,28856916.595923491,null,50838024.193548374,0]
[2072,{"$f":"IF(MAX($B$65:B99)<(construct+anal_period),B99+1,\"\")","v":36},33,33,1.8263074394170602,323338528.06773609,null,0,{"$f":"IF(OR(C100<0,C100=\"\"),\"\",-E100*INDEX('Replacement Costs'!$A$16:$H$57,MATCH(C100,'Replacement Costs'!$C$16:$C$57,0),MATCH(\"Total Yearly Replacement Costs\",'Replacement Costs'!$A$16:$H$16,0)))","v":-2769245.727362778},{"$f":"IF(AND(C100>=1,C100<anal_period),WorkingCap*SUM(N100:R100)-WorkingCap*SUM(N99:R99),IF(C100<0,0,IF(B100=\"\",\"\",-SUM(J$65:J99))))","v":-870138.39465785772},"","","",-33860147.124996029,-202796870.85163578,-20412862.911370527,0,-27251023.493764814,{"$f":"IF(B100=\"\",\"\",IF($B$31=0,\"\",-'Debt Financing Calculations'!E49))","v":-6362796.3637190564},32654827.322249889,{"$f":"IF(C100=\"\",\"\",IF(C100<-1,0,IF(C100=anal_period,-LOOKUP(C100,depr_yr,depr_cost)-Depreciation!$C$141-Depreciation!$B$166,-LOOKUP(C100,depr_yr,depr_cost))))","v":-2345147.0934219998},30309680.22882789,0.25739999999999996,-7801711.6909002978,24853115.631349593,{"$f":"IF(C100=\"\",\"\",IF($B$31=0,\"\",-'Debt Financing Calculations'!F49))","v":0},21213731.509328954,506670138.70693564,29015443.200229254,null,50838024.193548374,0]
[2073,{"$f":"IF(MAX($B$65:B100)<(construct+anal_period),B100+1,\"\")","v":37},34,34,1.8610072807659841,329481960.10102302,null,0,{"$f":"IF(OR(C101<0,C101=\"\"),\"\",-E101*INDEX('Replacement Costs'!$A$16:$H$57,MATCH(C101,'Replacement Costs'!$C$16:$C$57,0),MATCH(\"Total Yearly Replacement Costs\",'Replacement Costs'!$A$16:$H$16,0)))","v":-2821861.3961826703},{"$f":"IF(AND(C101>=1,C101<anal_period),WorkingCap*SUM(N101:R101)-WorkingCap*SUM(N100:R100),IF(C101<0,0,IF(B101=\"\",\"\",-SUM(J$65:J100))))","v":-888310.45266446471},"","","",-34503489.920370951,-207146716.72725224,-20800707.306686562,0,-27792060.111887209,{"$f":"IF(B101=\"\",\"\",IF($B$31=0,\"\",-'Debt Financing Calculations'!E50))","v":-6362796.3637190564},32876189.671107054,{"$f":"IF(C101=\"\",\"\",IF(C101<-1,0,IF(C101=anal_period,-LOOKUP(C101,depr_yr,depr_cost)-Depreciation!$C$141-Depreciation!$B$166,-LOOKUP(C101,depr_yr,depr_cost))))","v":-2389704.8881970174},30486484.782910038,0.25739999999999996,-7847221.1831210423,25028968.487986013,{"$f":"IF(C101=\"\",\"\",IF($B$31=0,\"\",-'Debt Financing Calculations'!F50))","v":0},21318796.639138877,527988935.34607452,29166017.822259918,null,50838024.193548374,0]
[2074,{"$f":"IF(MAX($B$65:B101)<(construct+anal_period),B101+1,\"\")","v":38},35,35,1.8963664191005378,335742117.34294248,null,0,{"$f":"IF(OR(C102<0,C102=\"\"),\"\",-E102*INDEX('Replacement Costs'!$A$16:$H$57,MATCH(C102,'Replacement Costs'!$C$16:$C$57,0),MATCH(\"Total Yearly Replacement Costs\",'Replacement Costs'!$A$16:$H$16,0)))","v":-2875476.762710141},{"$f":"IF(AND(C102>=1,C102<anal_period),WorkingCap*SUM(N102:R102)-WorkingCap*SUM(N101:R101),IF(C102<0,0,IF(B102=\"\",\"\",-SUM(J$65:J101))))","v":-906862.98431557417},"","","",-35159056.228857994,-211589863.64376816,-21195920.745513607,0,-28343886.67682761,{"$f":"IF(B102=\"\",\"\",IF($B$31=0,\"\",-'Debt Financing Calculations'!E51))","v":-6362796.3637190564},33090593.684256017,{"$f":"IF(C102=\"\",\"\",IF(C102<-1,0,IF(C102=anal_period,-LOOKUP(C102,depr_yr,depr_cost)-Depreciation!$C$141-Depreciation!$B$166,-LOOKUP(C102,depr_yr,depr_cost))))","v":-2435109.2810727605},30655484.403183255,0.25739999999999996,-7890721.6853793692,25199871.998876646,{"$f":"IF(C102=\"\",\"\",IF($B$31=0,\"\",-'Debt Financing Calculations'!F51))","v":0},21417532.251850933,549406467.59792542,29308253.937230304,null,50838024.193548374,0]
[2075,{"$f":"IF(MAX($B$65:B102)<(construct+anal_period),B102+1,\"\")","v":39},36,36,1.932397381063448,342121217.57245839,null,0,{"$f":"IF(OR(C103<0,C103=\"\"),\"\",-E103*INDEX('Replacement Costs'!$A$16:$H$57,MATCH(C103,'Replacement Costs'!$C$16:$C$57,0),MATCH(\"Total Yearly Replacement Costs\",'Replacement Costs'!$A$16:$H$16,0)))","v":-2930110.8212016337},{"$f":"IF(AND(C103>=1,C103<anal_period),WorkingCap*SUM(N103:R103)-WorkingCap*SUM(N102:R102),IF(C103<0,0,IF(B103=\"\",\"\",-SUM(J$65:J102))))","v":-925803.97468154877},"","","",-35827078.297206298,-216128312.84087855,-21598643.239678364,0,-28906719.415081233,{"$f":"IF(B103=\"\",\"\",IF($B$31=0,\"\",-'Debt Financing Calculations'!E52))","v":-6362796.3637190564},33297667.415894926,{"$f":"IF(C103=\"\",\"\",IF(C103<-1,0,IF(C103=anal_period,-LOOKUP(C103,depr_yr,depr_cost)-Depreciation!$C$141-Depreciation!$B$166,-LOOKUP(C103,depr_yr,depr_cost))))","v":-2481376.3574131429},30816291.058481783,0.25739999999999996,-7932113.3184532095,25365554.097441718,{"$f":"IF(C103=\"\",\"\",IF($B$31=0,\"\",-'Debt Financing Calculations'!F52))","v":0},21509639.301558532,570916106.89948392,29441752.620011743,null,50838024.193548374,0]
[2076,{"$f":"IF(MAX($B$65:B103)<(construct+anal_period),B103+1,\"\")","v":40},37,37,1.9691129313036535,348621520.70633507,null,0,{"$f":"IF(OR(C104<0,C104=\"\"),\"\",-E104*INDEX('Replacement Costs'!$A$16:$H$57,MATCH(C104,'Replacement Costs'!$C$16:$C$57,0),MATCH(\"Total Yearly Replacement Costs\",'Replacement Costs'!$A$16:$H$16,0)))","v":-2985782.9268044648},{"$f":"IF(AND(C104>=1,C104<anal_period),WorkingCap*SUM(N104:R104)-WorkingCap*SUM(N103:R103),IF(C104<0,0,IF(B104=\"\",\"\",-SUM(J$65:J103))))","v":-933193.5844098404},"","","",-36507792.78485322,-220697021.27897215,-22009017.461232256,0,-29468212.830519073,{"$f":"IF(B104=\"\",\"\",IF($B$31=0,\"\",-'Debt Financing Calculations'!E53))","v":-6362796.3637190564},33576679.987039328,{"$f":"IF(C104=\"\",\"\",IF(C104<-1,0,IF(C104=anal_period,-LOOKUP(C104,depr_yr,depr_cost)-Depreciation!$C$141-Depreciation!$B$166,-LOOKUP(C104,depr_yr,depr_cost))))","v":-2528522.5082039922},31048157.478835337,0.25739999999999996,-7991795.7350522149,25584884.251987115,{"$f":"IF(C104=\"\",\"\",IF($B$31=0,\"\",-'Debt Financing Calculations'!F53))","v":0},21665907.740772806,592582014.64025676,29657703.475825023,null,50838024.193548374,0]
[2077,{"$f":"IF(MAX($B$65:B104)<(construct+anal_period),B104+1,\"\")","v":41},38,38,2.0065260769984223,355245329.59975535,null,0,{"$f":"IF(OR(C105<0,C105=\"\"),\"\",-E105*INDEX('Replacement Costs'!$A$16:$H$57,MATCH(C105,'Replacement Costs'!$C$16:$C$57,0),MATCH(\"Total Yearly Replacement Costs\",'Replacement Costs'!$A$16:$H$16,0)))","v":-3042512.8024137486},{"$f":"IF(AND(C105>=1,C105<anal_period),WorkingCap*SUM(N105:R105)-WorkingCap*SUM(N104:R104),IF(C105<0,0,IF(B105=\"\",\"\",-SUM(J$65:J104))))","v":-952429.46891474724},"","","",-37201440.847765416,-225362307.05354664,-22427188.792995661,0,-30040637.454033945,{"$f":"IF(B105=\"\",\"\",IF($B$31=0,\"\",-'Debt Financing Calculations'!E54))","v":-6362796.3637190564},33850959.087694645,{"$f":"IF(C105=\"\",\"\",IF(C105<-1,0,IF(C105=anal_period,-LOOKUP(C105,depr_yr,depr_cost)-Depreciation!$C$141-Depreciation!$B$166,-LOOKUP(C105,depr_yr,depr_cost))))","v":-2576564.4358598678},31274394.651834778,0.25739999999999996,-8050029.1833822709,25800929.904312372,{"$f":"IF(C105=\"\",\"\",IF($B$31=0,\"\",-'Debt Financing Calculations'!F54))","v":0},21805987.632983878,614388002.27324069,29856016.816366151,null,50838024.193548374,0]
[2078,{"$f":"IF(MAX($B$65:B105)<(construct+anal_period),B105+1,\"\")","v":42},39,39,2.0446500724613927,361994990.86215079,null,0,{"$f":"IF(OR(C106<0,C106=\"\"),\"\",-E106*INDEX('Replacement Costs'!$A$16:$H$57,MATCH(C106,'Replacement Costs'!$C$16:$C$57,0),MATCH(\"Total Yearly Replacement Costs\",'Replacement Costs'!$A$16:$H$16,0)))","v":-3100320.5456596105},{"$f":"IF(AND(C106>=1,C106<anal_period),WorkingCap*SUM(N106:R106)-WorkingCap*SUM(N105:R105),IF(C106<0,0,IF(B106=\"\",\"\",-SUM(J$65:J105))))","v":-972062.66380898654},"","","",-37908268.223872967,-230126211.70042109,-22853305.380062584,0,-30624206.602711625,{"$f":"IF(B106=\"\",\"\",IF($B$31=0,\"\",-'Debt Financing Calculations'!E55))","v":-6362796.3637190564},{"$f":"IF(C106=\"\",\"\",F106+SUM(L106:S106))","v":34120202.59136349},{"$f":"IF(C106=\"\",\"\",IF(C106<-1,0,IF(C106=anal_period,-LOOKUP(C106,depr_yr,depr_cost)-Depreciation!$C$141-Depreciation!$B$166,-LOOKUP(C106,depr_yr,depr_cost))))","v":-2625519.1601412063},31494683.431222282,0.25739999999999996,-8106731.515196614,26013471.076166876,{"$f":"IF(C106=\"\",\"\",IF($B$31=0,\"\",-'Debt Financing Calculations'!F55))","v":0},21941087.86669828,636329090.13993895,{"$f":"IF(C106=\"\",\"\",SUM(H106,I106,J106,K106,T106,Z106))","v":30047819.381894894},null,50838024.193548374,0]
[2079,{"$f":"IF(MAX($B$65:B106)<(construct+anal_period),B106+1,\"\")","v":43},40,40,2.0834984238381593,368872895.68853164,null,0,{"$f":"IF(OR(C107<0,C107=\"\"),\"\",-E107*INDEX('Replacement Costs'!$A$16:$H$57,MATCH(C107,'Replacement Costs'!$C$16:$C$57,0),MATCH(\"Total Yearly Replacement Costs\",'Replacement Costs'!$A$16:$H$16,0)))","v":-3159226.6360271433},{"$f":"IF(AND(C107>=1,C107<anal_period),WorkingCap*SUM(N107:R107)-WorkingCap*SUM(N106:R106),IF(C107<0,0,IF(B107=\"\",\"\",-SUM(J$65:J106))))","v":48226798.786060236},"",64085257.499964185,-63184532.72054287,-38628525.320126556,-234990819.91117546,-23287518.182283774,0,-31219137.76686053,{"$f":"IF(B107=\"\",\"\",IF($B$31=0,\"\",-'Debt Financing Calculations'!E56))","v":-6362796.3637190564},35284822.923787594,{"$f":"IF(C107=\"\",\"\",IF(C107<-1,0,IF(C107=anal_period,-LOOKUP(C107,depr_yr,depr_cost)-Depreciation!$C$141-Depreciation!$B$166,-LOOKUP(C107,depr_yr,depr_cost))))","v":-28623574.627777424},6661248.2960101701,0.25739999999999996,-1714605.3113930176,33570217.612394579,{"$f":"IF(C107=\"\",\"\",IF($B$31=0,\"\",-'Debt Financing Calculations'!F56))","v":-171967469.28970423},-93329679.527276576,542999410.61266232,-91615074.215883553,null,50838024.193548374,0]
["",{"$f":"IF(MAX($B$65:B107)<(construct+anal_period),B107+1,\"\")","v":""},"","","","",null,"",{"$f":"IF(OR(C108<0,C108=\"\"),\"\",-E108*INDEX('Replacement Costs'!$A$16:$H$57,MATCH(C108,'Replacement Costs'!$C$16:$C$57,0),MATCH(\"Total Yearly Replacement Costs\",'Replacement Costs'!$A$16:$H$16,0)))","v":""},{"$f":"IF(AND(C108>=1,C108<anal_period),WorkingCap*SUM(N108:R108)-WorkingCap*SUM(N107:R107),IF(C108<0,0,IF(B108=\"\",\"\",-SUM(J$65:J107))))","v":""},"","","","","","","","",{"$f":"IF(B108=\"\",\"\",IF($B$31=0,\"\",-'Debt Financing Calculations'!E57))","v":""},"",{"$f":"IF(C108=\"\",\"\",IF(C108<-1,0,IF(C108=anal_period,-LOOKUP(C108,depr_yr,depr_cost)-Depreciation!$C$141-Depreciation!$B$166,-LOOKUP(C108,depr_yr,depr_cost))))","v":""},"","","","",{"$f":"IF(C108=\"\",\"\",IF($B$31=0,\"\",-'Debt Financing Calculations'!F57))","v":""},"","","",null,"",""]
["",{"$f":"IF(MAX($B$65:B108)<(construct+anal_period),B108+1,\"\")","v":""},"","","","",null,"",{"$f":"IF(OR(C109<0,C109=\"\"),\"\",-E109*INDEX('Replacement Costs'!$A$16:$H$57,MATCH(C109,'Replacement Costs'!$C$16:$C$57,0),MATCH(\"Total Yearly Replacement Costs\",'Replacement Costs'!$A$16:$H$16,0)))","v":""},{"$f":"IF(AND(C109>=1,C109<anal_period),WorkingCap*SUM(N109:R109)-WorkingCap*SUM(N108:R108),IF(C109<0,0,IF(B109=\"\",\"\",-SUM(J$65:J108))))","v":""},"","","","","","","","",{"$f":"IF(B109=\"\",\"\",IF($B$31=0,\"\",-'Debt Financing Calculations'!E58))","v":""},"",{"$f":"IF(C109=\"\",\"\",IF(C109<-1,0,IF(C109=anal_period,-LOOKUP(C109,depr_yr,depr_cost)-Depreciation!$C$141-Depreciation!$B$166,-LOOKUP(C109,depr_yr,depr_cost))))","v":""},"","","","",{"$f":"IF(C109=\"\",\"\",IF($B$31=0,\"\",-'Debt Financing Calculations'!F58))","v":""},"","","",null,"",""]
["",{"$f":"IF(MAX($B$65:B109)<(construct+anal_period),B109+1,\"\")","v":""},"","","","",null,"",{"$f":"IF(OR(C110<0,C110=\"\"),\"\",-E110*INDEX('Replacement Costs'!$A$16:$H$57,MATCH(C110,'Replacement Costs'!$C$16:$C$57,0),MATCH(\"Total Yearly Replacement Costs\",'Replacement Costs'!$A$16:$H$16,0)))","v":""},{"$f":"IF(AND(C110>=1,C110<anal_period),WorkingCap*SUM(N110:R110)-WorkingCap*SUM(N109:R109),IF(C110<0,0,IF(B110=\"\",\"\",-SUM(J$65:J109))))","v":""},"","","","",{"$f":"IF(C110=\"\",\"\",IF(C110<0,0,IF(AND(C110=1,start_time<1),-(SUM(B185:E185)*output_kgyear*E110*percnt_var*start_time+SUM(B185:E185)*output_kgyear*E110*(1-start_time)),IF(C110<=start_time,-SUM(B185:E185)*output_kgyear*E110*percnt_var,-SUM(B185:E185)*output_kgyear*E110))))","v":""},"",{"$f":"IF(C110=\"\",\"\",IF(C110<0,0,IF(AND(C110=1,start_time<1),SUM(K185:N185,T185:V185)*output_kgyear*E110*percnt_revs*start_time+SUM(K185:N185,T185:V185)*output_kgyear*E110*(1-start_time),IF(C110<=start_time,SUM(K185:N185,T185:V185)*output_kgyear*E110*percnt_revs,SUM(K185:N185,T185:V185)*output_kgyear*E110))))","v":""},{"$f":"IF(C110=\"\",\"\",IF(C110<0,0,IF(AND(C110=1,start_time<1),-((SUM(F185:J185,P185:R185)*output_kgyear+inflated_othervar)*E110*percnt_var*start_time+(SUM(F185:J185,P185:R185)*output_kgyear+inflated_othervar)*E110*(1-start_time)),IF(C110<=start_time,-(SUM(F185:J185,P185:R185)*output_kgyear+inflated_othervar)*E110*percnt_var,-E110*(SUM(F185:J185,P185:R185)*output_kgyear+inflated_othervar)))))","v":""},{"$f":"IF(B110=\"\",\"\",IF($B$31=0,\"\",-'Debt Financing Calculations'!E59))","v":""},"",{"$f":"IF(C110=\"\",\"\",IF(C110<-1,0,IF(C110=anal_period,-LOOKUP(C110,depr_yr,depr_cost)-Depreciation!$C$141-Depreciation!$B$166,-LOOKUP(C110,depr_yr,depr_cost))))","v":""},"","","","",{"$f":"IF(C110=\"\",\"\",IF($B$31=0,\"\",-'Debt Financing Calculations'!F59))","v":""},"","","",null,"",""]
["",{"$f":"IF(MAX($B$65:B110)<(construct+anal_period),B110+1,\"\")","v":""},"","","","",null,"",{"$f":"IF(OR(C111<0,C111=\"\"),\"\",-E111*INDEX('Replacement Costs'!$A$16:$H$57,MATCH(C111,'Replacement Costs'!$C$16:$C$57,0),MATCH(\"Total Yearly Replacement Costs\",'Replacement Costs'!$A$16:$H$16,0)))","v":""},{"$f":"IF(AND(C111>=1,C111<anal_period),WorkingCap*SUM(N111:R111)-WorkingCap*SUM(N110:R110),IF(C111<0,0,IF(B111=\"\",\"\",-SUM(J$65:J110))))","v":""},"","","","",{"$f":"IF(C111=\"\",\"\",IF(C111<0,0,IF(AND(C111=1,start_time<1),-(SUM(B278:E278)*output_kgyear*E111*percnt_var*start_time+SUM(B278:E278)*output_kgyear*E111*(1-start_time)),IF(C111<=start_time,-SUM(B278:E278)*output_kgyear*E111*percnt_var,-SUM(B278:E278)*output_kgyear*E111))))","v":""},"",{"$f":"IF(C111=\"\",\"\",IF(C111<0,0,IF(AND(C111=1,start_time<1),SUM(K278:N278,T278:V278)*output_kgyear*E111*percnt_revs*start_time+SUM(K278:N278,T278:V278)*output_kgyear*E111*(1-start_time),IF(C111<=start_time,SUM(K278:N278,T278:V278)*output_kgyear*E111*percnt_revs,SUM(K278:N278,T278:V278)*output_kgyear*E111))))","v":""},{"$f":"IF(C111=\"\",\"\",IF(C111<0,0,IF(AND(C111=1,start_time<1),-((SUM(F278:J278,P278:R278)*output_kgyear+inflated_othervar)*E111*percnt_var*start_time+(SUM(F278:J278,P278:R278)*output_kgyear+inflated_othervar)*E111*(1-start_time)),IF(C111<=start_time,-(SUM(F278:J278,P278:R278)*output_kgyear+inflated_othervar)*E111*percnt_var,-E111*(SUM(F278:J278,P278:R278)*output_kgyear+inflated_othervar)))))","v":""},{"$f":"IF(B111=\"\",\"\",IF($B$31=0,\"\",-'Debt Financing Calculations'!E60))","v":""},"",{"$f":"IF(C111=\"\",\"\",IF(C111<-1,0,IF(C111=anal_period,-LOOKUP(C111,depr_yr,depr_cost)-Depreciation!$C$141-Depreciation!$B$166,-LOOKUP(C111,depr_yr,depr_cost))))","v":""},"","","","",{"$f":"IF(C111=\"\",\"\",IF($B$31=0,\"\",-'Debt Financing Calculations'!F60))","v":""},"","","",null,"",""]
["",{"$f":"IF(MAX($B$65:B111)<(construct+anal_period),B111+1,\"\")","v":""},"","","","",null,"",{"$f":"IF(OR(C112<0,C112=\"\"),\"\",-E112*INDEX('Replacement Costs'!$A$16:$H$57,MATCH(C112,'Replacement Costs'!$C$16:$C$57,0),MATCH(\"Total Yearly Replacement Costs\",'Replacement Costs'!$A$16:$H$16,0)))","v":""},{"$f":"IF(AND(C112>=1,C112<anal_period),WorkingCap*SUM(N112:R112)-WorkingCap*SUM(N111:R111),IF(C112<0,0,IF(B112=\"\",\"\",-SUM(J$65:J111))))","v":""},"","","","",{"$f":"IF(C112=\"\",\"\",IF(C112<0,0,IF(AND(C112=1,start_time<1),-(SUM(B279:E279)*output_kgyear*E112*percnt_var*start_time+SUM(B279:E279)*output_kgyear*E112*(1-start_time)),IF(C112<=start_time,-SUM(B279:E279)*output_kgyear*E112*percnt_var,-SUM(B279:E279)*output_kgyear*E112))))","v":""},"",{"$f":"IF(C112=\"\",\"\",IF(C112<0,0,IF(AND(C112=1,start_time<1),SUM(K279:N279,T279:V279)*output_kgyear*E112*percnt_revs*start_time+SUM(K279:N279,T279:V279)*output_kgyear*E112*(1-start_time),IF(C112<=start_time,SUM(K279:N279,T279:V279)*output_kgyear*E112*percnt_revs,SUM(K279:N279,T279:V279)*output_kgyear*E112))))","v":""},{"$f":"IF(C112=\"\",\"\",IF(C112<0,0,IF(AND(C112=1,start_time<1),-((SUM(F279:J279,P279:R279)*output_kgyear+inflated_othervar)*E112*percnt_var*start_time+(SUM(F279:J279,P279:R279)*output_kgyear+inflated_othervar)*E112*(1-start_time)),IF(C112<=start_time,-(SUM(F279:J279,P279:R279)*output_kgyear+inflated_othervar)*E112*percnt_var,-E112*(SUM(F279:J279,P279:R279)*output_kgyear+inflated_othervar)))))","v":""},{"$f":"IF(B112=\"\",\"\",IF($B$31=0,\"\",-'Debt Financing Calculations'!E61))","v":""},"",{"$f":"IF(C112=\"\",\"\",IF(C112<-1,0,IF(C112=anal_period,-LOOKUP(C112,depr_yr,depr_cost)-Depreciation!$C$141-Depreciation!$B$166,-LOOKUP(C112,depr_yr,depr_cost))))","v":""},"","","","",{"$f":"IF(C112=\"\",\"\",IF($B$31=0,\"\",-'Debt Financing Calculations'!F61))","v":""},"","","",null,"",""]
["",{"$f":"IF(MAX($B$65:B112)<(construct+anal_period),B112+1,\"\")","v":""},"","","","",null,"",{"$f":"IF(OR(C113<0,C113=\"\"),\"\",-E113*INDEX('Replacement Costs'!$A$16:$H$57,MATCH(C113,'Replacement Costs'!$C$16:$C$57,0),MATCH(\"Total Yearly Replacement Costs\",'Replacement Costs'!$A$16:$H$16,0)))","v":""},{"$f":"IF(AND(C113>=1,C113<anal_period),WorkingCap*SUM(N113:R113)-WorkingCap*SUM(N112:R112),IF(C113<0,0,IF(B113=\"\",\"\",-SUM(J$65:J112))))","v":""},"","","","",{"$f":"IF(C113=\"\",\"\",IF(C113<0,0,IF(AND(C113=1,start_time<1),-(SUM(B280:E280)*output_kgyear*E113*percnt_var*start_time+SUM(B280:E280)*output_kgyear*E113*(1-start_time)),IF(C113<=start_time,-SUM(B280:E280)*output_kgyear*E113*percnt_var,-SUM(B280:E280)*output_kgyear*E113))))","v":""},"",{"$f":"IF(C113=\"\",\"\",IF(C113<0,0,IF(AND(C113=1,start_time<1),SUM(K280:N280,T280:V280)*output_kgyear*E113*percnt_revs*start_time+SUM(K280:N280,T280:V280)*output_kgyear*E113*(1-start_time),IF(C113<=start_time,SUM(K280:N280,T280:V280)*output_kgyear*E113*percnt_revs,SUM(K280:N280,T280:V280)*output_kgyear*E113))))","v":""},{"$f":"IF(C113=\"\",\"\",IF(C113<0,0,IF(AND(C113=1,start_time<1),-((SUM(F280:J280,P280:R280)*output_kgyear+inflated_othervar)*E113*percnt_var*start_time+(SUM(F280:J280,P280:R280)*output_kgyear+inflated_othervar)*E113*(1-start_time)),IF(C113<=start_time,-(SUM(F280:J280,P280:R280)*output_kgyear+inflated_othervar)*E113*percnt_var,-E113*(SUM(F280:J280,P280:R280)*output_kgyear+inflated_othervar)))))","v":""},{"$f":"IF(B113=\"\",\"\",IF($B$31=0,\"\",-'Debt Financing Calculations'!E62))","v":""},"",{"$f":"IF(C113=\"\",\"\",IF(C113<-1,0,IF(C113=anal_period,-LOOKUP(C113,depr_yr,depr_cost)-Depreciation!$C$141-Depreciation!$B$166,-LOOKUP(C113,depr_yr,depr_cost))))","v":""},"","","","",{"$f":"IF(C113=\"\",\"\",IF($B$31=0,\"\",-'Debt Financing Calculations'!F62))","v":""},"","","",null,"",""]
[null,null,null,null,"Cumulative Total",{"$f":"SUM(F65:F113)","v":10376557542.398497},-171967469.28970423,-117359259.032148,-89628595.491258547,0,-4085793.2095684633,64085257.499964185,-63184532.72054287,-1095907596.770375,-6368025783.5045776,-657882456.82306671,0,-866370994.29636621,-273600243.63991928,1115671192.1436129,-378955323.81311059,736715868.33050203,11.068200000000001,-189630664.50827125,926040527.63534164,-171967469.28970423,542999410.61266232,9256510210.5737038,732630075.12093377]
[null,null,null,null,"PV of Cash Flow",{"$f":"NPV(nominal_irr,F65:F113)","v":1494041712.2509494},-156260194.53504184,-94787848.412422463,-13312631.453520477,-17590548.161014557,-3712602.4148297748,1042429.6017103948,-1027778.1481672244,-162776331.180379,-905739781.72060597,-96226097.937719807,0,-124502203.94002585,-62269172.812998809,142542776.11276278,-102364561.8212367,40178214.291526079,2.5190315964626389,-10341872.358638808,132200903.75412394,-2797273.3123356979,1.0284136215620438E-6,-87868958.755944237,10341872.358639846]
[null,null,null,null,"Discounted Values ",{"$f":"+F65+NPV($X$59,F66:F113)","v":1644222785.1664143},-171967469.28970423,{"$f":"+H65+NPV($X$59,H66:H113)","v":-104315922.93483914},-14650817.167228358,-19358750.062159728,-4085793.2095684633,1147214.6252743239,-1131090.4076209939,-179138607.99063072,-996784744.57916105,-105898745.30241941,0,-137017165.48007718,-68528470.06416145,156871175.96761772,-112654247.5755074,44216928.392110288,2.7722446525390634,-11381437.368129188,145489738.59948853,-3078455.2256916822,1.1064112186431885E-6,-96701546.490091562,11381437.368130289,null,{"$f":"+AE65+NPV(real_irr,AE66:AE113)","v":499560750.04104668},{"$f":"+AF65+NPV($X$59,AF66:AF113)","v":0}]
["Specific Item Cost Calculation",null,null,null,"Expenses $/kg H2",null,null,{"$f":"-H116/$AE$116*(1+inflation_rate)^construct/INFLATION_FACTOR","v":0.14063856670484737},{"$f":"-I116/$AE$116*(1+inflation_rate)^construct/INFLATION_FACTOR","v":1.9752209149708037E-2},{"$f":"-J116/$AE$116*(1+inflation_rate)^construct/INFLATION_FACTOR","v":2.6099437030722344E-2},{"$f":"-K116/$AE$116*(1+inflation_rate)^construct/INFLATION_FACTOR","v":5.5084601150012609E-3},null,{"$f":"-M116/$AE$116*(1+inflation_rate)^construct/INFLATION_FACTOR","v":1.5249343462242497E-3},{"$f":"-N116/$AE$116*(1+inflation_rate)^construct/INFLATION_FACTOR","v":0.24151439550643775},{"$f":"-O116/$AE$116*(1+inflation_rate)^construct/INFLATION_FACTOR","v":1.3438636580768006},{"$f":"-P116/$AE$116*(1+inflation_rate)^construct/INFLATION_FACTOR","v":0.14277252538404067},null,{"$f":"-R116/$AE$116*(1+inflation_rate)^construct/INFLATION_FACTOR","v":0.18472633156029178},{"$f":"-S116/$AE$116*(1+inflation_rate)^construct/INFLATION_FACTOR","v":9.2389977839911513E-2},null,null,null,null,{"$f":"-X116/$AE$116*(1+inflation_rate)^construct/INFLATION_FACTOR","v":1.5344436337820982E-2},null,{"$f":"-Z116/$AE$116*(1+inflation_rate)^construct/INFLATION_FACTOR","v":4.1503685959502759E-3},null,null,null,null,null,null,{"$f":"+SUM(F117:AC117)","v":2.2182853006477568}]
["Cost Component","After Tax Present Value","% of Total","$/kg of H2","Revenues $/kg H2",{"$f":"F116/$AE$116*(1+inflation_rate)^construct/INFLATION_FACTOR","v":2.2167386276561176},null,null,null,null,null,{"$f":"L116/$AE$116*(1+inflation_rate)^construct/INFLATION_FACTOR","v":1.5466729916409979E-3},null,null,null,null,{"$f":"Q116/$AE$116*(1+inflation_rate)^construct/INFLATION_FACTOR","v":0},null,null,null,null,null,null,null,null,null,null,null,null,null,null,null,{"$f":"+SUM(F118:AC118)","v":2.2182853006477585}]
["Capital-Related Costs",{"$f":"(SUM(H115:K115)+L115*(1-total_tax_rate)+S115*(1-total_tax_rate)+U115*(-total_tax_rate)+Z115)/(1-total_tax_rate)","v":-203769519.32404986},{"$f":"B119/SUM($B$118:$B$125)","v":0.13638810593651188},{"$f":"H2_price_real*C119","v":0.30233678278232029}]
["Decommissioning Costs",{"$f":"M115","v":-1027778.1481672244},6.8791797427044852E-4,1.5249343462242493E-3]
["Fixed O&M",{"$f":"N115","v":-162776331.180379},0.10895032571422489,0.24151439550643772]
["Feedstock Costs",{"$f":"O115","v":-905739781.72060597},0.606234601278972,1.3438636580768009]
["Other Raw Material Costs",{"$f":"P115","v":-96226097.937719807},6.4406567198678807E-2,0.14277252538404067]
["Byproduct Credits",{"$f":"Q115","v":0},0,0]
["Other Variable Costs (including utilities)",{"$f":"R115","v":-124502203.94002585},8.3332481897341937E-2,0.18472633156029189]
[]
[]
["INFLATION FACTOR (1 + inflation rate)^(startup year - reference year) = ",{"$f":"(1+inflation_rate)^(startup_year-ref_year)","v":1.5710153055430329}]
["Feedstock, Utility and Byproduct Cost Information (Start-Up Year $)"]
[null,"Energy Feedstocks",null,null,null,"Energy Utilities",null,null,null,"Carbon Sequestration Electricity Usage","Energy Byproducts",null,null,null,"Other Material Inputs",null,null,null,"Other Material Byproducts"]
["Feedstock Name",{"$f":"Input_Sheet_Template!$B$75","v":"Woody Biomass"},null,null,null,{"$f":"Input_Sheet_Template!$B$78","v":"Industrial Electricity"},{"$f":"Input_Sheet_Template!$B$80","v":"Commercial Natural Gas"},null,null,{"$f":"IF(CO2_CashFlow_eUse>0,'HyARC Physical Property Data'!A77,\"\")","v":""},null,null,null,null,"Type",{"$f":"Input_Sheet_Template!$B$140","v":"Process Water"},{"$f":"Input_Sheet_Template!$B$142","v":"Cooling Water"},null,"Type"]
["LHV (GJ or mmBtu/usage unit)",{"$f":"Input_Sheet_Template!$C$75","v":1.9551069237418006E-2},null,null,null,{"$f":"Input_Sheet_Template!$C$78","v":3.5999999999999995E-3},{"$f":"Input_Sheet_Template!$C$80","v":1.0549999999999999},null,null,{"$f":"IF(J131=\"\",0,VLOOKUP(J131,MASTER_PROPERTY_TABLE,9,FALSE))","v":0},null,null,null,null,"Usage (/kg H2)",{"$f":"Input_Sheet_Template!$D$140","v":1.321},{"$f":"Input_Sheet_Template!$D$142","v":79.260000000000005},null,"Usage (/kg H2)"]
["Usage (/kg H2)",{"$f":"feedstockWoody_Biomass_Usage","v":13.02868},null,null,null,{"$f":"utilityIndustrial_Electricity_Usage","v":0.94499999999999995},{"$f":"utilityCommercial_Natural_Gas_Usage","v":2.9510000000000001E-3},null,null,{"$f":" CO2_eUse_kWhpkg","v":0},null,null,null,null,"Cost (/usage unit)",{"$f":"Input_Sheet_Template!$C$140","v":2.374951094500801E-3},{"$f":"Input_Sheet_Template!$C$142","v":1.1334993860117458E-4},null,"Price (/usage unit)"]
["Price ($/ usage unit)",{"$f":"feedstockWoody_Biomass_Price","v":9.9647594727723249E-2},null,null,null,{"$f":"utilityIndustrial_Electricity_Price","v":7.7596976084681746E-2},{"$f":"utilityCommercial_Natural_Gas_Price","v":11.434927027570099},null,null,{"$f":"IF(J131=\"\",0,CO2_eCost)","v":0},null,null,null,null,"Lookup Price?",{"$f":"Input_Sheet_Template!$F$140","v":"Yes"},{"$f":"Input_Sheet_Template!$F$142","v":"Yes"},null,"Lookup Price?"]
["Lookup Price?",{"$f":"Input_Sheet_Template!$G$75","v":"yes"},null,null,null,{"$f":"Input_Sheet_Template!$G$78","v":"yes"},{"$f":"Input_Sheet_Template!$G$80","v":"yes"},null,null,{"$f":"IF(J131=\"\",\"\",\"yes\")","v":""}]
["CO2 Emissions (kg CO2/kg H2)",{"$f":"IF(B131=\"\",0,VLOOKUP(B131,MASTER_PROPERTY_TABLE,11,FALSE)*B132*B133)","v":24.93157945624549},{"$f":"IF(C131=\"\",0,VLOOKUP(C131,MASTER_PROPERTY_TABLE,11,FALSE)*C132*C133)","v":0},{"$f":"IF(D131=\"\",0,VLOOKUP(D131,MASTER_PROPERTY_TABLE,11,FALSE)*D132*D133)","v":0},{"$f":"IF(E131=\"\",0,VLOOKUP(E131,MASTER_PROPERTY_TABLE,11,FALSE)*E132*E133)","v":0},{"$f":"IF(F131=\"\",,VLOOKUP(F131,MASTER_PROPERTY_TABLE,11,FALSE)*F132*F133)","v":0},{"$f":"IF(G131=\"\",,VLOOKUP(G131,MASTER_PROPERTY_TABLE,11,FALSE)*G132*G133)","v":0.17532682536453037},{"$f":"IF(H131=\"\",,VLOOKUP(H131,MASTER_PROPERTY_TABLE,11,FALSE)*H132*H133)","v":0},{"$f":"IF(I131=\"\",,VLOOKUP(I131,MASTER_PROPERTY_TABLE,11,FALSE)*I132*I133)","v":0},{"$f":"IF($J$131=\"\",0,VLOOKUP($J$131,MASTER_PROPERTY_TABLE,12,FALSE)*$J$132*$J$133)","v":0}]
["Unit System Conversion Factor",{"$f":"IF(B131=\"\",0,IF(VLOOKUP(B131,MASTER_PROPERTY_TABLE,12,FALSE)=\"English\",mmBTU_to_GJ,1))","v":1},{"$f":"IF(C131=\"\",0,IF(VLOOKUP(C131,MASTER_PROPERTY_TABLE,12,FALSE)=\"English\",mmBTU_to_GJ,1))","v":0},{"$f":"IF(D131=\"\",0,IF(VLOOKUP(D131,MASTER_PROPERTY_TABLE,12,FALSE)=\"English\",mmBTU_to_GJ,1))","v":0},{"$f":"IF(E131=\"\",,IF(VLOOKUP(E131,MASTER_PROPERTY_TABLE,12,FALSE)=\"English\",mmBTU_to_GJ,1))","v":0},{"$f":"IF(F131=\"\",,IF(VLOOKUP(F131,MASTER_PROPERTY_TABLE,12,FALSE)=\"English\",mmBTU_to_GJ,1))","v":1},{"$f":"IF(G131=\"\",,IF(VLOOKUP(G131,MASTER_PROPERTY_TABLE,12,FALSE)=\"English\",mmBTU_to_GJ,1))","v":1},{"$f":"IF(H131=\"\",,IF(VLOOKUP(H131,MASTER_PROPERTY_TABLE,12,FALSE)=\"English\",mmBTU_to_GJ,1))","v":0},{"$f":"IF(I131=\"\",,IF(VLOOKUP(I131,MASTER_PROPERTY_TABLE,12,FALSE)=\"English\",mmBTU_to_GJ,1))","v":0},{"$f":"IF($J$131=\"\",0,IF(VLOOKUP($J$131,MASTER_PROPERTY_TABLE,12,FALSE)=\"English\",mmBTU_to_GJ,1))","v":0},{"$f":"IF(K131=\"\",,IF(VLOOKUP(K131,MASTER_PROPERTY_TABLE,12,FALSE)=\"English\",mmBTU_to_GJ,1))","v":0},{"$f":"IF(L131=\"\",,IF(VLOOKUP(L131,MASTER_PROPERTY_TABLE,12,FALSE)=\"English\",mmBTU_to_GJ,1))","v":0},{"$f":"IF(M131=\"\",,IF(VLOOKUP(M131,MASTER_PROPERTY_TABLE,12,FALSE)=\"English\",mmBTU_to_GJ,1))","v":0},{"$f":"IF(N131=\"\",,IF(VLOOKUP(N131,MASTER_PROPERTY_TABLE,12,FALSE)=\"English\",mmBTU_to_GJ,1))","v":0}]
["Actual Year",{"$f":"IF(B$131=\"\",\"\",B$131&\" ($/kg of H2)\")","v":"Woody Biomass ($/kg of H2)"},"","","","Industrial Electricity ($/kg of H2)","Commercial Natural Gas ($/kg of H2)","","",null,"","","","",null,{"$f":"IF(P$131=\"\",\"\",P$131&\" ($/kg of H2)\")","v":"Process Water ($/kg of H2)"},{"$f":"IF(Q$131=\"\",\"\",Q$131&\" ($/kg of H2)\")","v":"Cooling Water ($/kg of H2)"},{"$f":"IF(R$131=\"\",\"\",R$131&\" ($/kg of H2)\")","v":""},null,{"$f":"IF(T$131=\"\",\"\",T$131&\" ($/kg of H2)\")","v":""},{"$f":"IF(U$131=\"\",\"\",U$131&\" ($/kg of H2)\")","v":""},{"$f":"IF(V$131=\"\",\"\",V$131&\" ($/kg of H2)\")","v":""}]
[{"$f":"IF(A65=\"\",\"\",A65)","v":2037},{"$f":"IF($A139=\"\",\"\",IF($B$131=\"\",\"\",IF($B$135=\"no\",INFLATION_FACTOR*$B$133*$B$134,INFLATION_FACTOR*$B$133*$B$132*INDEX(FEEDPRICETABLE,MATCH($B$131,List_Energy_Feedstocks,0),MATCH($A139,Feedstock_Year,0)))))","v":2.0396124478824151},{"$f":"IF($A139=\"\",\"\",IF($C$131=\"\",\"\",IF($C$135=\"no\",INFLATION_FACTOR*$C$133*$C$134,INFLATION_FACTOR*$C$133*$C$132*INDEX(FEEDPRICETABLE,MATCH($C$131,List_Energy_Feedstocks,0),MATCH($A139,Feedstock_Year,0)))))","v":""},{"$f":"IF($A139=\"\",\"\",IF($D$131=\"\",\"\",IF($D$135=\"no\",INFLATION_FACTOR*$D$133*$D$134,INFLATION_FACTOR*$D$133*$D$132*INDEX(FEEDPRICETABLE,MATCH($D$131,List_Energy_Feedstocks,0),MATCH($A139,Feedstock_Year,0)))))","v":""},{"$f":"IF($A139=\"\",\"\",IF($E$131=\"\",\"\",IF($E$135=\"no\",INFLATION_FACTOR*$E$133*$E$134,INFLATION_FACTOR*$E$133*$E$132*INDEX(FEEDPRICETABLE,MATCH($E$131,List_Energy_Feedstocks,0),MATCH($A139,Feedstock_Year,0)))))","v":""},{"$f":"IF($A139=\"\",\"\",IF($F$131=\"\",\"\",IF($F$135=\"no\",INFLATION_FACTOR*$F$133*$F$134,INFLATION_FACTOR*$F$133*$F$132*INDEX(FEEDPRICETABLE,MATCH($F$131,List_Energy_Feedstocks,0),MATCH($A139,Feedstock_Year,0)))))","v":0.11535703602551267},{"$f":"IF($A139=\"\",\"\",IF($G$131=\"\",\"\",IF($G$135=\"no\",INFLATION_FACTOR*$G$133*$G$134,INFLATION_FACTOR*$G$133*$G$132*INDEX(FEEDPRICETABLE,MATCH($G$131,List_Energy_Feedstocks,0),MATCH($A139,Feedstock_Year,0)))))","v":5.2756583020695913E-2},{"$f":"IF($A139=\"\",\"\",IF($H$131=\"\",\"\",IF($H$135=\"no\",INFLATION_FACTOR*$H$133*$H$134,INFLATION_FACTOR*$H$133*$H$132*INDEX(FEEDPRICETABLE,MATCH(H$131,List_Energy_Feedstocks,0),MATCH($A139,Feedstock_Year,0)))))","v":""},{"$f":"IF($A139=\"\",\"\",IF($I$131=\"\",\"\",IF($I$135=\"no\",INFLATION_FACTOR*$I$133*$I$134,INFLATION_FACTOR*$I$133*$I$132*INDEX(FEEDPRICETABLE,MATCH($I$131,List_Energy_Feedstocks,0),MATCH($A139,Feedstock_Year,0)))))","v":""},{"$f":"IF($A139=\"\",\"\",IF($J$131=\"\",\"\",IF($J$135=\"no\",INFLATION_FACTOR*$J$133*$J$134,INFLATION_FACTOR*$J$133*$J$132*INDEX(FEEDPRICETABLE,MATCH($J$131,List_Energy_Feedstocks,0),MATCH($A139,Feedstock_Year,0)))))","v":""},{"$f":"IF($A139=\"\",\"\",IF($K$131=\"\",\"\",IF($K$135=\"no\",INFLATION_FACTOR*$K$133*$K$134,INFLATION_FACTOR*$K$133*$K$132*INDEX(FEEDPRICETABLE,MATCH($K$131,List_Energy_Feedstocks,0),MATCH($A139,Feedstock_Year,0)))))","v":""},{"$f":"IF($A139=\"\",\"\",IF($L$131=\"\",\"\",IF($L$135=\"no\",INFLATION_FACTOR*$L$133*$L$134,INFLATION_FACTOR*$L$133*$L$132*INDEX(FEEDPRICETABLE,MATCH($L$131,List_Energy_Feedstocks,0),MATCH($A139,Feedstock_Year,0)))))","v":""},{"$f":"IF($A139=\"\",\"\",IF(M$131=\"\",\"\",IF($M$135=\"no\",INFLATION_FACTOR*$M$133*$M$134,INFLATION_FACTOR*$M$133*$M$132*INDEX(FEEDPRICETABLE,MATCH($M$131,List_Energy_Feedstocks,0),MATCH($A139,Feedstock_Year,0)))))","v":""},{"$f":"IF($A139=\"\",\"\",IF($N$131=\"\",\"\",IF($N$135=\"no\",INFLATION_FACTOR*$N$133*$N$134,INFLATION_FACTOR*$N$133*$N$132*INDEX(FEEDPRICETABLE,MATCH($N$131,List_Energy_Feedstocks,0),MATCH($A139,Feedstock_Year,0)))))","v":""},null,{"$f":"IF(OR($A139=\"\",$P$131=\"\"),\"\",IF($P$134=\"No\",INFLATION_FACTOR*$P$132*$P$133,INFLATION_FACTOR*$P$132*INDEX(Tbl_Other_Inputs_and_Byproducts,MATCH($P$131,Other_Inputs_List,0),MATCH($A139,Other_Inputs_years,0))))","v":4.9287626500969335E-3},{"$f":"IF(OR($A139=\"\",$Q$131=\"\"),\"\",IF($Q$134=\"No\",INFLATION_FACTOR*$Q$132*$Q$133,INFLATION_FACTOR*$Q$132*INDEX(Tbl_Other_Inputs_and_Byproducts,MATCH($Q$131,Other_Inputs_List,0),MATCH($A139,Other_Inputs_years,0))))","v":1.4114183952550307E-2},{"$f":"IF(OR($A139=\"\",$R$131=\"\"),\"\",IF($R$134=\"No\",INFLATION_FACTOR*$R$132*$R$133,INFLATION_FACTOR*$R$132*INDEX(Tbl_Other_Inputs_and_Byproducts,MATCH($R$131,Other_Inputs_List,0),MATCH($A139,Other_Inputs_years,0))))","v":""},null,{"$f":"IF(OR($A139=\"\",$T$131=\"\"),\"\",IF($T$134=\"No\",INFLATION_FACTOR*$T$132*$T$133,INFLATION_FACTOR*$T$132*INDEX(Tbl_Other_Inputs_and_Byproducts,MATCH($T$131,Other_Inputs_List,0),MATCH($A139,Other_Inputs_years,0))))","v":""},{"$f":"IF(OR($A139=\"\",$U$131=\"\"),\"\",IF($U$134=\"No\",INFLATION_FACTOR*$U$132*$U$133,INFLATION_FACTOR*$U$132*INDEX(Tbl_Other_Inputs_and_Byproducts,MATCH($U$131,Other_Inputs_List,0),MATCH($A139,Other_Inputs_years,0))))","v":""},{"$f":"IF(OR($A139=\"\",$V$131=\"\"),\"\",IF($V$134=\"No\",INFLATION_FACTOR*$V$132*$V$133,INFLATION_FACTOR*$V$132*INDEX(Tbl_Other_Inputs_and_Byproducts,MATCH($V$131,Other_Inputs_List,0),MATCH($A139,Other_Inputs_years,0))))","v":""}]
[2038,{"$f":"IF($A140=\"\",\"\",IF($B$131=\"\",\"\",IF($B$135=\"no\",INFLATION_FACTOR*$B$133*$B$134,INFLATION_FACTOR*$B$133*$B$132*INDEX(FEEDPRICETABLE,MATCH($B$131,List_Energy_Feedstocks,0),MATCH($A140,Feedstock_Year,0)))))","v":2.0396124478824151},"","","",{"$f":"IF($A140=\"\",\"\",IF($F$131=\"\",\"\",IF($F$135=\"no\",INFLATION_FACTOR*$F$133*$F$134,INFLATION_FACTOR*$F$133*$F$132*INDEX(FEEDPRICETABLE,MATCH($F$131,List_Energy_Feedstocks,0),MATCH($A140,Feedstock_Year,0)))))","v":0.1153826583212044},5.2910427346358313E-2,"","","","","","","",null,{"$f":"IF(OR($A140=\"\",$P$131=\"\"),\"\",IF($P$134=\"No\",INFLATION_FACTOR*$P$132*$P$133,INFLATION_FACTOR*$P$132*INDEX(Tbl_Other_Inputs_and_Byproducts,MATCH($P$131,Other_Inputs_List,0),MATCH($A140,Other_Inputs_years,0))))","v":4.9287626500969335E-3},{"$f":"IF(OR($A140=\"\",$Q$131=\"\"),\"\",IF($Q$134=\"No\",INFLATION_FACTOR*$Q$132*$Q$133,INFLATION_FACTOR*$Q$132*INDEX(Tbl_Other_Inputs_and_Byproducts,MATCH($Q$131,Other_Inputs_List,0),MATCH($A140,Other_Inputs_years,0))))","v":1.4114183952550307E-2},"",null,"","",""]
[2039,2.0396124478824151,"","","",0.11547195642884645,5.3145978001189621E-2,"","","","","","","",null,4.9287626500969335E-3,1.4114183952550307E-2,"",null,"","",""]
[2040,2.0396124478824151,"","","",0.11520120505278265,5.3013078310715035E-2,"","","","","","","",null,4.9287626500969335E-3,1.4114183952550307E-2,"",null,"","",""]
[2041,2.0396124478824151,"","","",0.11486240616821221,5.315634833074144E-2,"","","","","","","",null,4.9287626500969335E-3,1.4114183952550307E-2,"",null,"","",""]
[2042,2.0396124478824151,"","","",0.11499562893499676,5.3496543352570203E-2,"","","","","","","",null,4.9287626500969335E-3,1.4114183952550307E-2,"",null,"","",""]
[2043,2.0396124478824151,"","","",0.11534657029540214,5.393506875442744E-2,"","","","","","","",null,4.9287626500969335E-3,1.4114183952550307E-2,"",null,"","",""]
[2044,2.0396124478824151,"","","",0.11578118177402423,5.4362514546258366E-2,"","","","","","","",null,4.9287626500969335E-3,1.4114183952550307E-2,"",null,"","",""]
[2045,2.0396124478824151,"","","",0.11620412695233433,5.4839711959345512E-2,"","","","","","","",null,4.9287626500969335E-3,1.4114183952550307E-2,"",null,"","",""]
[2046,2.0396124478824151,"","","",0.11663413877803269,5.5236426899768737E-2,"","","","","","","",null,4.9287626500969335E-3,1.4114183952550307E-2,"",null,"","",""]
[2047,2.0396124478824151,"","","",0.11702001825100943,5.5553350104722142E-2,"","","","","","","",null,4.9287626500969335E-3,1.4114183952550307E-2,"",null,"","",""]
[2048,2.0396124478824151,"","","",0.11745407756865277,5.6079886551077082E-2,"","","","","","","",null,4.9287626500969335E-3,1.4114183952550307E-2,"",null,"","",""]
[2049,2.0396124478824151,"","","",0.11783014478643875,5.6350734340109364E-2,"","","","","","","",null,4.9287626500969335E-3,1.4114183952550307E-2,"",null,"","",""]
[2050,2.0396124478824151,"","","",0.11819473313470363,5.6873710476631575E-2,"","","","","","","",null,4.9287626500969335E-3,1.4114183952550307E-2,"",null,"","",""]
[2051,2.0480857180467007,"","","",0.11830193048675708,5.7189890846406854E-2,"","","","","","","",null,4.9287626500969335E-3,1.4114183952550307E-2,"",null,"","",""]
[2052,2.0565941891666144,"","","",0.11840922506202838,5.7507828970782514E-2,"","","","","","","",null,4.9287626500969335E-3,1.4114183952550307E-2,"",null,"","",""]
[2053,2.0651380074793533,"","","",0.11851661694869463,5.7827534621716373E-2,"","","","","","","",null,4.9287626500969335E-3,1.4114183952550307E-2,"",null,"","",""]
[2054,2.073717319829635,"","","",0.11862410623501293,5.8149017625491892E-2,"","","","","","","",null,4.9287626500969335E-3,1.4114183952550307E-2,"",null,"","",""]
[2055,2.0823322736722227,"","","",0.11873169300932046,5.8472287863020202E-2,"","","","","","","",null,4.9287626500969335E-3,1.4114183952550307E-2,"",null,"","",""]
[2056,2.089850215662207,"","","",0.11884991509312098,5.8786136442768075E-2,"","","","","","","",null,4.9287626500969335E-3,1.4114183952550307E-2,"",null,"","",""]
[2057,2.0973953000311858,"","","",0.1189682548915834,5.9101669597117171E-2,"","","","","","","",null,4.9287626500969335E-3,1.4114183952550307E-2,"",null,"","",""]
[2058,2.1049676247725646,"","","",0.11908671252191713,5.941889636798061E-2,"","","","","","","",null,4.9287626500969335E-3,1.4114183952550307E-2,"",null,"","",""]
[2059,2.1125672882335387,"","","",0.11920528810144827,5.9737825845803741E-2,"","","","","","","",null,4.9287626500969335E-3,1.4114183952550307E-2,"",null,"","",""]
[2060,2.1201943891163721,"","","",0.11932398174761981,6.0058467169824666E-2,"","","","","","","",null,4.9287626500969335E-3,1.4114183952550307E-2,"",null,"","",""]
[2061,2.1254815417905308,"","","",0.1193812528459218,6.0341713569699931E-2,"","","","","","","",null,4.9287626500969335E-3,1.4114183952550307E-2,"",null,"","",""]
[2062,2.1307818790969777,"","","",0.11943855143223293,6.0626295809912502E-2,"","","","","","","",null,4.9287626500969335E-3,1.4114183952550307E-2,"",null,"","",""]
[2063,2.1360954339143792,"","","",0.11949587751974641,6.0912220190522712E-2,"","","","","","","",null,4.9287626500969335E-3,1.4114183952550307E-2,"",null,"","",""]
[2064,2.1414222392033908,"","","",0.11955323112166183,6.1199493041303087E-2,"","","","","","","",null,4.9287626500969335E-3,1.4114183952550307E-2,"",null,"","",""]
[2065,2.1467623280068642,"","","",0.11961061225118508,6.1488120721878481E-2,"","","","","","","",null,4.9287626500969335E-3,1.4114183952550307E-2,"",null,"","",""]
[2066,2.1521367510344063,"","","",0.11966599775752608,6.1735265388543396E-2,"","","","","","","",null,4.9287626500969335E-3,1.4114183952550307E-2,"",null,"","",""]
[2067,2.1575246289388588,"","","",0.11972140891003891,6.1983403425725142E-2,"","","","","","","",null,4.9287626500969335E-3,1.4114183952550307E-2,"",null,"","",""]
[2068,2.1629259954045286,"","","",0.11977684572059896,6.2232538826166105E-2,"","","","","","","",null,4.9287626500969335E-3,1.4114183952550307E-2,"",null,"","",""]
[2069,2.1683408842000498,"","","",0.11983230820108716,6.2482675598657049E-2,"","","","","","","",null,4.9287626500969335E-3,1.4114183952550307E-2,"",null,"","",""]
[2070,2.1737693291785987,"","","",0.11988779636338995,6.2733817768101621E-2,"","","","","","","",null,4.9287626500969335E-3,1.4114183952550307E-2,"",null,"","",""]
[2071,2.1789942154656243,"","","",0.11992402161828777,6.2942112489367805E-2,"","","","","","","",null,4.9287626500969335E-3,1.4114183952550307E-2,"",null,"","",""]
[2072,2.1842316603237673,"","","",0.11996025781899604,6.315109881035566E-2,"","","","","","","",null,4.9287626500969335E-3,1.4114183952550307E-2,"",null,"","",""]
[2073,2.1894816939388915,"","","",0.11999650496882212,6.3360779027379605E-2,"","","","","","","",null,4.9287626500969335E-3,1.4114183952550307E-2,"",null,"","",""]
[2074,2.1947443465694159,"","","",0.12003276307107441,6.3571155444378524E-2,"","","","","","","",null,4.9287626500969335E-3,1.4114183952550307E-2,"",null,"","",""]
[2075,2.20001964854649,"","","",0.12006903212906227,6.3782230372941062E-2,"","","","","","","",null,4.9287626500969335E-3,1.4114183952550307E-2,"",null,"","",""]
[2076,2.2046374673347429,"","","",0.12005545324420512,6.3918337075596174E-2,"","","","","","","",null,4.9287626500969335E-3,1.4114183952550307E-2,"",null,"","",""]
[2077,2.209264978877501,"","","",0.1200418758950155,6.4054734220187856E-2,"","","","","","","",null,4.9287626500969335E-3,1.4114183952550307E-2,"",null,"","",""]
[2078,2.2139022035197584,"","","",0.12002830008131972,6.4191422426498335E-2,"","","","","","","",null,4.9287626500969335E-3,1.4114183952550307E-2,"",null,"","",""]
[2079,2.2185491616492103,"","","",0.12001472580294416,6.4328402315632457E-2,"","","","","","","",null,4.9287626500969335E-3,1.4114183952550307E-2,"",null,"","",""]
["","","","","","","","","","","","","","",null,"","","",null,"","",""]
[]
["Tables to calculate equivalent price in startup year"]
["Actual Year",{"$f":"IF(B$131=\"\",\"\",B$131&\" ($/year)\")","v":"Woody Biomass ($/year)"},{"$f":"IF(C$131=\"\",\"\",C$131&\" ($/year)\")","v":""},"","","Industrial Electricity ($/year)","Commercial Natural Gas ($/year)","","","","","","",""]
[{"$f":"+A139","v":2037},{"$f":"IF($C65=\"\",\"\",IF($C65<0,0,IF(AND($C65=1,start_time<1),-(SUM(B139)*output_kgyear*$E65*percnt_var*start_time+SUM(B139)*output_kgyear*$E65*(1-start_time)),IF($C65<=start_time,-SUM(B139)*output_kgyear*$E65*percnt_var,-SUM(B139)*output_kgyear*$E65))))","v":0},{"$f":"IF($C65=\"\",\"\",IF($C65<0,0,IF(AND($C65=1,start_time<1),-(SUM(C139)*output_kgyear*$E65*percnt_var*start_time+SUM(C139)*output_kgyear*$E65*(1-start_time)),IF($C65<=start_time,-SUM(C139)*output_kgyear*$E65*percnt_var,-SUM(C139)*output_kgyear*$E65))))","v":0},0,0,0,0,0,0,0,0,0,0,0]
[{"$f":"+A140","v":2038},{"$f":"IF($C66=\"\",\"\",IF($C66<0,0,IF(AND($C66=1,start_time<1),-(SUM(B140)*output_kgyear*$E66*percnt_var*start_time+SUM(B140)*output_kgyear*$E66*(1-start_time)),IF($C66<=start_time,-SUM(B140)*output_kgyear*$E66*percnt_var,-SUM(B140)*output_kgyear*$E66))))","v":0},0,0,0,0,0,0,0,0,0,0,0,0]
[2039,{"$f":"IF($C67=\"\",\"\",IF($C67<0,0,IF(AND($C67=1,start_time<1),-(SUM(B141)*output_kgyear*$E67*percnt_var*start_time+SUM(B141)*output_kgyear*$E67*(1-start_time)),IF($C67<=start_time,-SUM(B141)*output_kgyear*$E67*percnt_var,-SUM(B141)*output_kgyear*$E67))))","v":0},0,0,0,0,0,0,0,0,0,0,0,0]
[2040,{"$f":"IF($C68=\"\",\"\",IF($C68<0,0,IF(AND($C68=1,start_time<1),-(SUM(B142)*output_kgyear*$E68*percnt_var*start_time+SUM(B142)*output_kgyear*$E68*(1-start_time)),IF($C68<=start_time,-SUM(B142)*output_kgyear*$E68*percnt_var,-SUM(B142)*output_kgyear*$E68))))","v":-77767400.228181481},0,0,0,{"$f":"IF($C68=\"\",\"\",IF($C68<0,0,IF(AND($C68=1,start_time<1),-(SUM(F142)*output_kgyear*$E68*percnt_var*start_time+SUM(F142)*output_kgyear*$E68*(1-start_time)),IF($C68<=start_time,-SUM(F142)*output_kgyear*$E68*percnt_var,-SUM(F142)*output_kgyear*$E68))))","v":-4392451.2371994685},-2021310.1183009541,0,0,0,0,0,0,0]
[2041,{"$f":"IF($C69=\"\",\"\",IF($C69<0,0,IF(AND($C69=1,start_time<1),-(SUM(B143)*output_kgyear*$E69*percnt_var*start_time+SUM(B143)*output_kgyear*$E69*(1-start_time)),IF($C69<=start_time,-SUM(B143)*output_kgyear*$E69*percnt_var,-SUM(B143)*output_kgyear*$E69))))","v":-105659974.4433559},0,0,0,-5950325.9615992177,-2753708.6332060173,0,0,0,0,0,0,0]
[2042,{"$f":"IF($C70=\"\",\"\",IF($C70<0,0,IF(AND($C70=1,start_time<1),-(SUM(B144)*output_kgyear*$E70*percnt_var*start_time+SUM(B144)*output_kgyear*$E70*(1-start_time)),IF($C70<=start_time,-SUM(B144)*output_kgyear*$E70*percnt_var,-SUM(B144)*output_kgyear*$E70))))","v":-107667513.95777966},0,0,0,-6070414.7478100713,-2823987.387449929,0,0,0,0,0,0,0]
[2043,{"$f":"IF($C71=\"\",\"\",IF($C71<0,0,IF(AND($C71=1,start_time<1),-(SUM(B145)*output_kgyear*$E71*percnt_var*start_time+SUM(B145)*output_kgyear*$E71*(1-start_time)),IF($C71<=start_time,-SUM(B145)*output_kgyear*$E71*percnt_var,-SUM(B145)*output_kgyear*$E71))))","v":-109713196.72297746},0,0,0,-6204630.1841700543,-2901231.9544653776,0,0,0,0,0,0,0]
[2044,{"$f":"IF($C72=\"\",\"\",IF($C72<0,0,IF(AND($C72=1,start_time<1),-(SUM(B146)*output_kgyear*$E72*percnt_var*start_time+SUM(B146)*output_kgyear*$E72*(1-start_time)),IF($C72<=start_time,-SUM(B146)*output_kgyear*$E72*percnt_var,-SUM(B146)*output_kgyear*$E72))))","v":-111797747.46071404},0,0,0,-6346340.6168727316,-2979785.0463611037,0,0,0,0,0,0,0]
[2045,{"$f":"IF($C73=\"\",\"\",IF($C73<0,0,IF(AND($C73=1,start_time<1),-(SUM(B147)*output_kgyear*$E73*percnt_var*start_time+SUM(B147)*output_kgyear*$E73*(1-start_time)),IF($C73<=start_time,-SUM(B147)*output_kgyear*$E73*percnt_var,-SUM(B147)*output_kgyear*$E73))))","v":-113921904.66246758},0,0,0,-6490544.5570276789,-3063054.6719971341,0,0,0,0,0,0,0]
[2046,{"$f":"IF($C74=\"\",\"\",IF($C74<0,0,IF(AND($C74=1,start_time<1),-(SUM(B148)*output_kgyear*$E74*percnt_var*start_time+SUM(B148)*output_kgyear*$E74*(1-start_time)),IF($C74<=start_time,-SUM(B148)*output_kgyear*$E74*percnt_var,-SUM(B148)*output_kgyear*$E74))))","v":-116086420.85105447},0,0,0,-6638339.4226899548,-3143832.1069536475,0,0,0,0,0,0,0]
[2047,{"$f":"IF($C75=\"\",\"\",IF($C75<0,0,IF(AND($C75=1,start_time<1),-(SUM(B149)*output_kgyear*$E75*percnt_var*start_time+SUM(B149)*output_kgyear*$E75*(1-start_time)),IF($C75<=start_time,-SUM(B149)*output_kgyear*$E75*percnt_var,-SUM(B149)*output_kgyear*$E75))))","v":-118292062.84722452},0,0,0,-6786847.8483270155,-3221945.6146114431,0,0,0,0,0,0,0]
[2048,{"$f":"IF($C76=\"\",\"\",IF($C76<0,0,IF(AND($C76=1,start_time<1),-(SUM(B150)*output_kgyear*$E76*percnt_var*start_time+SUM(B150)*output_kgyear*$E76*(1-start_time)),IF($C76<=start_time,-SUM(B150)*output_kgyear*$E76*percnt_var,-SUM(B150)*output_kgyear*$E76))))","v":-120539612.04132177},0,0,0,-6941450.5473801307,-3314280.5022622999,0,0,0,0,0,0,0]
[2049,{"$f":"IF($C77=\"\",\"\",IF($C77<0,0,IF(AND($C77=1,start_time<1),-(SUM(B151)*output_kgyear*$E77*percnt_var*start_time+SUM(B151)*output_kgyear*$E77*(1-start_time)),IF($C77<=start_time,-SUM(B151)*output_kgyear*$E77*percnt_var,-SUM(B151)*output_kgyear*$E77))))","v":-122829864.67010687},0,0,0,-7095985.6874788748,-3393562.8703594813,0,0,0,0,0,0,0]
[2050,{"$f":"IF($C78=\"\",\"\",IF($C78<0,0,IF(AND($C78=1,start_time<1),-(SUM(B152)*output_kgyear*$E78*percnt_var*start_time+SUM(B152)*output_kgyear*$E78*(1-start_time)),IF($C78<=start_time,-SUM(B152)*output_kgyear*$E78*percnt_var,-SUM(B152)*output_kgyear*$E78))))","v":-125163632.0988389},0,0,0,-7253182.8825871889,-3490133.7171106446,0,0,0,0,0,0,0]
[2051,{"$f":"IF($C79=\"\",\"\",IF($C79<0,0,IF(AND($C79=1,start_time<1),-(SUM(B153)*output_kgyear*$E79*percnt_var*start_time+SUM(B153)*output_kgyear*$E79*(1-start_time)),IF($C79<=start_time,-SUM(B153)*output_kgyear*$E79*percnt_var,-SUM(B153)*output_kgyear*$E79))))","v":-128071594.52805614},0,0,0,-7397696.6587297684,-3576217.7564375731,0,0,0,0,0,0,0]
[2052,{"$f":"IF($C80=\"\",\"\",IF($C80<0,0,IF(AND($C80=1,start_time<1),-(SUM(B154)*output_kgyear*$E80*percnt_var*start_time+SUM(B154)*output_kgyear*$E80*(1-start_time)),IF($C80<=start_time,-SUM(B154)*output_kgyear*$E80*percnt_var,-SUM(B154)*output_kgyear*$E80))))","v":-131047118.47932206},0,0,0,-7545089.7544528767,-3664425.0559108136,0,0,0,0,0,0,0]
[2053,{"$f":"IF($C81=\"\",\"\",IF($C81<0,0,IF(AND($C81=1,start_time<1),-(SUM(B155)*output_kgyear*$E81*percnt_var*start_time+SUM(B155)*output_kgyear*$E81*(1-start_time)),IF($C81<=start_time,-SUM(B155)*output_kgyear*$E81*percnt_var,-SUM(B155)*output_kgyear*$E81))))","v":-134091773.62878363},0,0,0,-7695419.537859872,-3754807.9856756814,0,0,0,0,0,0,0]
[2054,{"$f":"IF($C82=\"\",\"\",IF($C82<0,0,IF(AND($C82=1,start_time<1),-(SUM(B156)*output_kgyear*$E82*percnt_var*start_time+SUM(B156)*output_kgyear*$E82*(1-start_time)),IF($C82<=start_time,-SUM(B156)*output_kgyear*$E82*percnt_var,-SUM(B156)*output_kgyear*$E82))))","v":-137207166.12132242},0,0,0,-7848744.5200669719,-3847420.2075854954,0,0,0,0,0,0,0]
[2055,{"$f":"IF($C83=\"\",\"\",IF($C83<0,0,IF(AND($C83=1,start_time<1),-(SUM(B157)*output_kgyear*$E83*percnt_var*start_time+SUM(B157)*output_kgyear*$E83*(1-start_time)),IF($C83<=start_time,-SUM(B157)*output_kgyear*$E83*percnt_var,-SUM(B157)*output_kgyear*$E83))))","v":-140394939.41784275},0,0,0,-8005124.3779768385,-3942316.7070615087,0,0,0,0,0,0,0]
[2056,{"$f":"IF($C84=\"\",\"\",IF($C84<0,0,IF(AND($C84=1,start_time<1),-(SUM(B158)*output_kgyear*$E84*percnt_var*start_time+SUM(B158)*output_kgyear*$E84*(1-start_time)),IF($C84<=start_time,-SUM(B158)*output_kgyear*$E84*percnt_var,-SUM(B158)*output_kgyear*$E84))))","v":-143578948.32364684},0,0,0,-8165343.9512256552,-4038783.0588081349,0,0,0,0,0,0,0]
[2057,{"$f":"IF($C85=\"\",\"\",IF($C85<0,0,IF(AND($C85=1,start_time<1),-(SUM(B159)*output_kgyear*$E85*percnt_var*start_time+SUM(B159)*output_kgyear*$E85*(1-start_time)),IF($C85<=start_time,-SUM(B159)*output_kgyear*$E85*percnt_var,-SUM(B159)*output_kgyear*$E85))))","v":-146835167.18768927},0,0,0,-8328770.2593657672,-4137609.889864461,0,0,0,0,0,0,0]
[2058,{"$f":"IF($C86=\"\",\"\",IF($C86<0,0,IF(AND($C86=1,start_time<1),-(SUM(B160)*output_kgyear*$E86*percnt_var*start_time+SUM(B160)*output_kgyear*$E86*(1-start_time)),IF($C86<=start_time,-SUM(B160)*output_kgyear*$E86*percnt_var,-SUM(B160)*output_kgyear*$E86))))","v":-150165233.65553674},0,0,0,-8495467.483997805,-4238854.9598790128,0,0,0,0,0,0,0]
[2059,{"$f":"IF($C87=\"\",\"\",IF($C87<0,0,IF(AND($C87=1,start_time<1),-(SUM(B161)*output_kgyear*$E87*percnt_var*start_time+SUM(B161)*output_kgyear*$E87*(1-start_time)),IF($C87<=start_time,-SUM(B161)*output_kgyear*$E87*percnt_var,-SUM(B161)*output_kgyear*$E87))))","v":-153570822.51282722},0,0,0,-8665501.0912931524,-4342577.4418475945,0,0,0,0,0,0,0]
[2060,{"$f":"IF($C88=\"\",\"\",IF($C88<0,0,IF(AND($C88=1,start_time<1),-(SUM(B162)*output_kgyear*$E88*percnt_var*start_time+SUM(B162)*output_kgyear*$E88*(1-start_time)),IF($C88<=start_time,-SUM(B162)*output_kgyear*$E88*percnt_var,-SUM(B162)*output_kgyear*$E88))))","v":-157053646.52756771},0,0,0,-8838937.8577041477,-4448837.9566971166,0,0,0,0,0,0,0]
[2061,{"$f":"IF($C89=\"\",\"\",IF($C89<0,0,IF(AND($C89=1,start_time<1),-(SUM(B163)*output_kgyear*$E89*percnt_var*start_time+SUM(B163)*output_kgyear*$E89*(1-start_time)),IF($C89<=start_time,-SUM(B163)*output_kgyear*$E89*percnt_var,-SUM(B163)*output_kgyear*$E89))))","v":-160436753.54482263},0,0,0,-9011200.6451857872,-4554746.0366552118,0,0,0,0,0,0,0]
[2062,{"$f":"IF($C90=\"\",\"\",IF($C90<0,0,IF(AND($C90=1,start_time<1),-(SUM(B164)*output_kgyear*$E90*percnt_var*start_time+SUM(B164)*output_kgyear*$E90*(1-start_time)),IF($C90<=start_time,-SUM(B164)*output_kgyear*$E90*percnt_var,-SUM(B164)*output_kgyear*$E90))))","v":-163892736.38090292},0,0,0,-9186820.6763123833,-4663175.3415960064,0,0,0,0,0,0,0]
[2063,{"$f":"IF($C91=\"\",\"\",IF($C91<0,0,IF(AND($C91=1,start_time<1),-(SUM(B165)*output_kgyear*$E91*percnt_var*start_time+SUM(B165)*output_kgyear*$E91*(1-start_time)),IF($C91<=start_time,-SUM(B165)*output_kgyear*$E91*percnt_var,-SUM(B165)*output_kgyear*$E91))))","v":-167423164.86051178},0,0,0,-9365863.3806816805,-4774185.8912594104,0,0,0,0,0,0,0]
[2064,{"$f":"IF($C92=\"\",\"\",IF($C92<0,0,IF(AND($C92=1,start_time<1),-(SUM(B166)*output_kgyear*$E92*percnt_var*start_time+SUM(B166)*output_kgyear*$E92*(1-start_time)),IF($C92<=start_time,-SUM(B166)*output_kgyear*$E92*percnt_var,-SUM(B166)*output_kgyear*$E92))))","v":-171029642.62409049},0,0,0,-9548395.4630542453,-4887839.1342023602,0,0,0,0,0,0,0]
[2065,{"$f":"IF($C93=\"\",\"\",IF($C93<0,0,IF(AND($C93=1,start_time<1),-(SUM(B167)*output_kgyear*$E93*percnt_var*start_time+SUM(B167)*output_kgyear*$E93*(1-start_time)),IF($C93<=start_time,-SUM(B167)*output_kgyear*$E93*percnt_var,-SUM(B167)*output_kgyear*$E93))))","v":-174713807.85624638},0,0,0,-9734484.9282052051,-5004197.9818129214,0,0,0,0,0,0,0]
[2066,{"$f":"IF($C94=\"\",\"\",IF($C94<0,0,IF(AND($C94=1,start_time<1),-(SUM(B168)*output_kgyear*$E94*percnt_var*start_time+SUM(B168)*output_kgyear*$E94*(1-start_time)),IF($C94<=start_time,-SUM(B168)*output_kgyear*$E94*percnt_var,-SUM(B168)*output_kgyear*$E94))))","v":-178479077.04134899},0,0,0,-9924033.3230357748,-5119773.7235582443,0,0,0,0,0,0,0]
[2067,{"$f":"IF($C95=\"\",\"\",IF($C95<0,0,IF(AND($C95=1,start_time<1),-(SUM(B169)*output_kgyear*$E95*percnt_var*start_time+SUM(B169)*output_kgyear*$E95*(1-start_time)),IF($C95<=start_time,-SUM(B169)*output_kgyear*$E95*percnt_var,-SUM(B169)*output_kgyear*$E95))))","v":-182325491.79937595},0,0,0,-10117272.575086612,-5238018.7745772051,0,0,0,0,0,0,0]
[2068,{"$f":"IF($C96=\"\",\"\",IF($C96<0,0,IF(AND($C96=1,start_time<1),-(SUM(B170)*output_kgyear*$E96*percnt_var*start_time+SUM(B170)*output_kgyear*$E96*(1-start_time)),IF($C96<=start_time,-SUM(B170)*output_kgyear*$E96*percnt_var,-SUM(B170)*output_kgyear*$E96))))","v":-186254800.90410182},0,0,0,-10314274.552162409,-5358994.7845887756,0,0,0,0,0,0,0]
[2069,{"$f":"IF($C97=\"\",\"\",IF($C97<0,0,IF(AND($C97=1,start_time<1),-(SUM(B171)*output_kgyear*$E97*percnt_var*start_time+SUM(B171)*output_kgyear*$E97*(1-start_time)),IF($C97<=start_time,-SUM(B171)*output_kgyear*$E97*percnt_var,-SUM(B171)*output_kgyear*$E97))))","v":-190268790.81724399},0,0,0,-10515112.521466721,-5482764.8271588683,0,0,0,0,0,0,0]
[2070,{"$f":"IF($C98=\"\",\"\",IF($C98<0,0,IF(AND($C98=1,start_time<1),-(SUM(B172)*output_kgyear*$E98*percnt_var*start_time+SUM(B172)*output_kgyear*$E98*(1-start_time)),IF($C98<=start_time,-SUM(B172)*output_kgyear*$E98*percnt_var,-SUM(B172)*output_kgyear*$E98))))","v":-194369286.50067836},0,0,0,-10719861.176850827,-5609393.4325851649,0,0,0,0,0,0,0]
[2071,{"$f":"IF($C99=\"\",\"\",IF($C99<0,0,IF(AND($C99=1,start_time<1),-(SUM(B173)*output_kgyear*$E99*percnt_var*start_time+SUM(B173)*output_kgyear*$E99*(1-start_time)),IF($C99<=start_time,-SUM(B173)*output_kgyear*$E99*percnt_var,-SUM(B173)*output_kgyear*$E99))))","v":-198538366.80098549},0,0,0,-10926839.191820953,-5734950.6152647873,0,0,0,0,0,0,0]
[2072,{"$f":"IF($C100=\"\",\"\",IF($C100<0,0,IF(AND($C100=1,start_time<1),-(SUM(B174)*output_kgyear*$E100*percnt_var*start_time+SUM(B174)*output_kgyear*$E100*(1-start_time)),IF($C100<=start_time,-SUM(B174)*output_kgyear*$E100*percnt_var,-SUM(B174)*output_kgyear*$E100))))","v":-202796870.85163578},0,0,0,-11137813.517748302,-5863318.1920292452,0,0,0,0,0,0,0]
[2073,{"$f":"IF($C101=\"\",\"\",IF($C101<0,0,IF(AND($C101=1,start_time<1),-(SUM(B175)*output_kgyear*$E101*percnt_var*start_time+SUM(B175)*output_kgyear*$E101*(1-start_time)),IF($C101<=start_time,-SUM(B175)*output_kgyear*$E101*percnt_var,-SUM(B175)*output_kgyear*$E101))))","v":-207146716.72725224},0,0,0,-11352861.315007947,-5994559.0689962385,0,0,0,0,0,0,0]
[2074,{"$f":"IF($C102=\"\",\"\",IF($C102<0,0,IF(AND($C102=1,start_time<1),-(SUM(B176)*output_kgyear*$E102*percnt_var*start_time+SUM(B176)*output_kgyear*$E102*(1-start_time)),IF($C102<=start_time,-SUM(B176)*output_kgyear*$E102*percnt_var,-SUM(B176)*output_kgyear*$E102))))","v":-211589863.64376816},0,0,0,-11572061.233779823,-6128737.5603349851,0,0,0,0,0,0,0]
[2075,{"$f":"IF($C103=\"\",\"\",IF($C103<0,0,IF(AND($C103=1,start_time<1),-(SUM(B177)*output_kgyear*$E103*percnt_var*start_time+SUM(B177)*output_kgyear*$E103*(1-start_time)),IF($C103<=start_time,-SUM(B177)*output_kgyear*$E103*percnt_var,-SUM(B177)*output_kgyear*$E103))))","v":-216128312.84087855},0,0,0,-11795493.442813721,-6265919.4197831675,0,0,0,0,0,0,0]
[2076,{"$f":"IF($C104=\"\",\"\",IF($C104<0,0,IF(AND($C104=1,start_time<1),-(SUM(B178)*output_kgyear*$E104*percnt_var*start_time+SUM(B178)*output_kgyear*$E104*(1-start_time)),IF($C104<=start_time,-SUM(B178)*output_kgyear*$E104*percnt_var,-SUM(B178)*output_kgyear*$E104))))","v":-220697021.27897215},0,0,0,-12018248.492948234,-6398596.9605892934,0,0,0,0,0,0,0]
[2077,{"$f":"IF($C105=\"\",\"\",IF($C105<0,0,IF(AND($C105=1,start_time<1),-(SUM(B179)*output_kgyear*$E105*percnt_var*start_time+SUM(B179)*output_kgyear*$E105*(1-start_time)),IF($C105<=start_time,-SUM(B179)*output_kgyear*$E105*percnt_var,-SUM(B179)*output_kgyear*$E105))))","v":-225362307.05354664},0,0,0,-12245210.218505098,-6534083.8783846563,0,0,0,0,0,0,0]
[2078,{"$f":"IF($C106=\"\",\"\",IF($C106<0,0,IF(AND($C106=1,start_time<1),-(SUM(B180)*output_kgyear*$E106*percnt_var*start_time+SUM(B180)*output_kgyear*$E106*(1-start_time)),IF($C106<=start_time,-SUM(B180)*output_kgyear*$E106*percnt_var,-SUM(B180)*output_kgyear*$E106))))","v":-230126211.70042109},0,0,0,-12476458.061535571,-6672439.6602461208,0,0,0,0,0,0,0]
[2079,{"$f":"IF($C107=\"\",\"\",IF($C107<0,0,IF(AND($C107=1,start_time<1),-(SUM(B181)*output_kgyear*$E107*percnt_var*start_time+SUM(B181)*output_kgyear*$E107*(1-start_time)),IF($C107<=start_time,-SUM(B181)*output_kgyear*$E107*percnt_var,-SUM(B181)*output_kgyear*$E107))))","v":-234990819.91117546},0,0,0,-12712072.964334887,-6813725.0528580407,0,0,0,0,0,0,0]
["",{"$f":"IF($C108=\"\",\"\",IF($C108<0,0,IF(AND($C108=1,start_time<1),-(SUM(B182)*output_kgyear*$E108*percnt_var*start_time+SUM(B182)*output_kgyear*$E108*(1-start_time)),IF($C108<=start_time,-SUM(B182)*output_kgyear*$E108*percnt_var,-SUM(B182)*output_kgyear*$E108))))","v":""},"","","","","","","","","","","",""]
[]
["Discounted value",{"$f":"+B186+NPV($X$59,B187:B228)","v":-996784744.57916105},{"$f":"+C186+NPV($X$59,C187:C228)","v":0},0,0,-56515104.399283305,-27327223.032711808,0,0,0,0,0,0,0]
["Cost per kg H2",{"$f":"-B231/$AE$116*(1+inflation_rate)^construct/INFLATION_FACTOR","v":1.3438636580768006},{"$f":"-C231/$AE$116*(1+inflation_rate)^construct/INFLATION_FACTOR","v":0},0,0,{"$f":"-F231/$AE$116*(1+inflation_rate)^construct/INFLATION_FACTOR","v":7.619357674527652E-2},3.684252002203893E-2,0,0,0,0,0,0,0]
["Levelized and escalated cost in startup year",{"$f":"IF(B132>0,B232/B133*(1+inflation_rate)^construct,\"\")","v":0.10913834006896371},{"$f":"IF(C132>0,C232/C133*(1+inflation_rate)^construct,\"\")","v":""},"","",8.5311799867846885E-2,13.209995532132783,"","","","","","",""]
[]
[]
[]
[]
[]
[]
[]
[]
[]
[]
[]
[]
[]
[]
[]
[]
[]
[]
[]
[]
[]
[]
[]
[]
[]
[]
[]
[]
[]
[]
[]
[]
[]
[]
[]
[]
[]
[]
[]
[]
[]
[]
[]
[]
[]
["Lookup Electricity Prices in Startup Year"]
["Feed","LHV","Price Table Start Year Column (relative)","Raw Price ($/GJ)","Price in Usage Units"]
[{"$f":"'HyARC Physical Property Data'!A76","v":"Commercial Electricity"},{"$f":"VLOOKUP(A281,MASTER_PROPERTY_TABLE,9,FALSE)","v":3.5999999999999995E-3},{"$f":"MATCH(startup_year,Feedstock_Year,0)","v":44},{"$f":"VLOOKUP(A281,FEEDPRICETABLE,C281,FALSE)","v":31.985796962436115},{"$f":"B281*D281","v":0.11514886906477}]
[{"$f":"'HyARC Physical Property Data'!A77","v":"Industrial Electricity"},{"$f":"VLOOKUP(A282,MASTER_PROPERTY_TABLE,9,FALSE)","v":3.5999999999999995E-3},{"$f":"MATCH(startup_year,Feedstock_Year,0)+2","v":46},{"$f":"VLOOKUP(A282,FEEDPRICETABLE,C282,FALSE)","v":21.516251270074765},{"$f":"B282*D282","v":7.7458504572269146E-2}]

{"sheet":"Energy Feed & Utility Prices","index":11,"n_rows":141,"n_cols":104,"rows_kept":141,"cut":false,"hidden":false,"merged":[]}
[]
[]
[null,null,null,null,null,null,null,null,null,null,null,null,null,null,null,null,null,null,null,null,null,null,null,null,null,null,null,null,null,null,null,null,null,null,null,null,null,null,null,null,null,null,null,null,null,null,null,null,null,null,null,null,null,null,null,null,null,null,null,null,null,null,null,null,null,null,null,null,null,null,null,null,null,null,"Further extrapolated to allow 2040 comission year using GCAM"]
["AEO_2009_Reference_Case",{"$f":"\"Prices are in $(\" & ref_year&\")/GJ LHV\"","v":"Prices are in $(2016)/GJ LHV"},null,null,null,null,null,null,null,null,null,null,null,null,null,null,null,null,null,null,null,null,null,null,null,null,null,null,null,null,null,null,null,"Except as noted,values are extrapolated based on PNNL mini-CAM model (see AEO Data tab)"]
["Year","Source Data Year","Reference year Conversion","Display Units","Use Category","LHV (MJ/kg)","HHV (MJ/kg)",2004,2005,2006,2007,2008,2009,2010,2011,2012,2013,2014,2015,2016,2017,2018,2019,2020,2021,2022,2023,2024,2025,2026,2027,2028,2029,2030,2031,2032,2033,2034,2035,2036,2037,2038,2039,2040,2041,2042,2043,2044,2045,2046,2047,2048,2049,2050,2051,2052,2053,2054,2055,2056,2057,2058,2059,2060,2061,2062,2063,2064,2065,2066,2067,2068,2069,2070,{"$f":"+BV5+1","v":2071},{"$f":"+BW5+1","v":2072},{"$f":"+BX5+1","v":2073},{"$f":"+BY5+1","v":2074},{"$f":"+BZ5+1","v":2075},{"$f":"+CA5+1","v":2076},{"$f":"+CB5+1","v":2077},{"$f":"+CC5+1","v":2078},{"$f":"+CD5+1","v":2079},{"$f":"+CE5+1","v":2080},{"$f":"+CF5+1","v":2081},{"$f":"+CG5+1","v":2082},{"$f":"+CH5+1","v":2083},{"$f":"+CI5+1","v":2084},{"$f":"+CJ5+1","v":2085},{"$f":"+CK5+1","v":2086},{"$f":"+CL5+1","v":2087},{"$f":"+CM5+1","v":2088},{"$f":"+CN5+1","v":2089},{"$f":"+CO5+1","v":2090},{"$f":"+CP5+1","v":2091},{"$f":"+CQ5+1","v":2092},{"$f":"+CR5+1","v":2093},{"$f":"+CS5+1","v":2094},{"$f":"+CT5+1","v":2095},{"$f":"+CU5+1","v":2096},{"$f":"+CV5+1","v":2097},{"$f":"+CW5+1","v":2098},{"$f":"+CX5+1","v":2099},{"$f":"+CY5+1","v":2100}]
["Feedstock Type"]
[{"$f":"'HyARC Physical Property Data'!A73","v":"Residential Natural Gas"},2007,{"$f":"VLOOKUP(ref_year,DeflatorTable,2,FALSE)/VLOOKUP(B7,DeflatorTable,2,FALSE)","v":1.1446359956438654},{"$f":"'HyARC Physical Property Data'!H73","v":"mmBtu"},"Feed Utility",{"$f":"'HyARC Physical Property Data'!$E$6","v":47.141269049911173},{"$f":"'HyARC Physical Property Data'!$I$6","v":52.224661236371581},{"$f":"((13.7000589370728/(mmBTU_to_GJ))*($C$7))*($G$7/$F$7)","v":16.46689578317423},{"$f":"((13.7000589370728/(mmBTU_to_GJ))*($C$7))*($G$7/$F$7)","v":16.46689578317423},{"$f":"((13.7000589370728/(mmBTU_to_GJ))*($C$7))*($G$7/$F$7)","v":16.46689578317423},{"$f":"((12.6911582946777/(mmBTU_to_GJ))*($C$7))*($G$7/$F$7)","v":15.254239559561855},{"$f":"((12.9778490066528/(mmBTU_to_GJ))*($C$7))*($G$7/$F$7)","v":15.59882976152975},{"$f":"((10.7176141738892/(mmBTU_to_GJ))*($C$7))*($G$7/$F$7)","v":12.882122365775233},{"$f":"((11.192774772644/(mmBTU_to_GJ))*($C$7))*($G$7/$F$7)","v":13.453245460639653},{"$f":"((11.4872808456421/(mmBTU_to_GJ))*($C$7))*($G$7/$F$7)","v":13.807229398507864},{"$f":"((11.3991556167603/(mmBTU_to_GJ))*($C$7))*($G$7/$F$7)","v":13.701306572443364},{"$f":"((11.3077983856201/(mmBTU_to_GJ))*($C$7))*($G$7/$F$7)","v":13.591499015327374},{"$f":"((11.2896461486816/(mmBTU_to_GJ))*($C$7))*($G$7/$F$7)","v":13.569680788466401},{"$f":"((11.3454151153564/(mmBTU_to_GJ))*($C$7))*($G$7/$F$7)","v":13.636712745510335},{"$f":"((11.5382986068726/(mmBTU_to_GJ))*($C$7))*($G$7/$F$7)","v":13.868550606039326},{"$f":"((11.7583208084106/(mmBTU_to_GJ))*($C$7))*($G$7/$F$7)","v":14.133008056868725},{"$f":"((11.9751005172729/(mmBTU_to_GJ))*($C$7))*($G$7/$F$7)","v":14.393568167605377},{"$f":"((12.23952293396/(mmBTU_to_GJ))*($C$7))*($G$7/$F$7)","v":14.711392813347514},{"$f":"((12.557071685791/(mmBTU_to_GJ))*($C$7))*($G$7/$F$7)","v":15.093073083957748},{"$f":"((12.7957820892334/(mmBTU_to_GJ))*($C$7))*($G$7/$F$7)","v":15.379992969040035},{"$f":"((12.8716516494751/(mmBTU_to_GJ))*($C$7))*($G$7/$F$7)","v":15.471184995830123},{"$f":"((12.6602811813354/(mmBTU_to_GJ))*($C$7))*($G$7/$F$7)","v":15.217126565389467},{"$f":"((12.6240320205688/(mmBTU_to_GJ))*($C$7))*($G$7/$F$7)","v":15.173556595704456},{"$f":"((12.5992183685303/(mmBTU_to_GJ))*($C$7))*($G$7/$F$7)","v":15.143731627505801},{"$f":"((12.7868556976318/(mmBTU_to_GJ))*($C$7))*($G$7/$F$7)","v":15.369263821019688},{"$f":"((13.07555103302/(mmBTU_to_GJ))*($C$7))*($G$7/$F$7)","v":15.716263496186178},{"$f":"((13.407883644104/(mmBTU_to_GJ))*($C$7))*($G$7/$F$7)","v":16.115713345066876},{"$f":"((13.6725673675537/(mmBTU_to_GJ))*($C$7))*($G$7/$F$7)","v":16.433852070569323},{"$f":"((13.9620389938354/(mmBTU_to_GJ))*($C$7))*($G$7/$F$7)","v":16.781784814805029},{"$f":"($BB7-$AH7)/20+AH7","v":16.924252919684925},{"$f":"($BB7-$AH7)/20+AI7","v":17.066721024564821},17.209189129444717,17.351657234324612,17.494125339204508,17.636593444084404,17.7790615489643,17.921529653844196,18.063997758724092,18.206465863603988,18.348933968483884,18.49140207336378,18.633870178243676,18.776338283123572,18.918806388003468,19.061274492883364,19.203742597763259,{"$f":"($BB7-$AH7)/20+AY7","v":19.346210702643155},19.488678807523051,{"$f":"1.16978897829057*AH7","v":19.631146912402976},{"$f":"($BQ7-$BB7)/15+BB7","v":19.82552968566489},{"$f":"($BQ7-$BB7)/15+BC7","v":20.019912458926804},20.214295232188718,20.408678005450632,20.603060778712546,20.79744355197446,20.991826325236374,21.186209098498288,21.380591871760203,21.574974645022117,21.769357418284031,21.963740191545945,22.158122964807859,22.352505738069773,{"$f":"1.14852629914794*BB7","v":22.546888511331698},{"$f":"($BV7-$BQ7)/5+BQ7","v":22.770142238524333},{"$f":"($BV7-$BQ7)/5+BR7","v":22.993395965716967},{"$f":"($BV7-$BQ7)/5+BS7","v":23.216649692909602},{"$f":"($BV7-$BQ7)/5+BT7","v":23.439903420102237},{"$f":"1.04950876638265*BQ7","v":23.663157147294871},{"$f":"+BV7*BW$133/BV$133","v":23.741725786947789},{"$f":"+BW7*BX$133/BW$133","v":23.820555297586708},23.899646545380008,23.979000399372005,24.058617731492493,24.109957095304743,24.1614060136353,24.212964720265646,24.264633449476126,24.316412436047038,24.333224744531737,24.350048677005677,24.366884241505659,24.383731446074034,24.400590298758722,24.406304701449077,24.41202044240206,24.41773752193108,24.423455940349619,24.429175697971235,24.437844539812179,24.446516457844467,24.455191453159703,24.463869526849884,24.472550680007387,24.485911011470357,24.499278636756479,24.512653559847685,24.526035784728073,24.539425315383912]
[{"$f":"'HyARC Physical Property Data'!A71","v":"Commercial Natural Gas"},2007,{"$f":"VLOOKUP(ref_year,DeflatorTable,2,FALSE)/VLOOKUP(B8,DeflatorTable,2,FALSE)","v":1.1446359956438654},{"$f":"'HyARC Physical Property Data'!H71","v":"mmBtu"},"Feed Utility",{"$f":"'HyARC Physical Property Data'!$E$6","v":47.141269049911173},{"$f":"'HyARC Physical Property Data'!$I$6","v":52.224661236371581},{"$f":"((11.8960943222046/(mmBTU_to_GJ))*($C$8))*($G$8/$F$8)","v":14.298606037413785},{"$f":"((11.8960943222046/(mmBTU_to_GJ))*($C$8))*($G$8/$F$8)","v":14.298606037413785},{"$f":"((11.8960943222046/(mmBTU_to_GJ))*($C$8))*($G$8/$F$8)","v":14.298606037413785},{"$f":"((10.9898433685303/(mmBTU_to_GJ))*($C$8))*($G$8/$F$8)","v":13.209330430929022},{"$f":"((11.3387994766235/(mmBTU_to_GJ))*($C$8))*($G$8/$F$8)","v":13.628761025444446},{"$f":"((8.90759468078613/(mmBTU_to_GJ))*($C$8))*($G$8/$F$8)","v":10.706554910529642},{"$f":"((9.46560573577881/(mmBTU_to_GJ))*($C$8))*($G$8/$F$8)","v":11.377260776148852},{"$f":"((9.74632167816162/(mmBTU_to_GJ))*($C$8))*($G$8/$F$8)","v":11.714669555857421},{"$f":"((9.72109222412109/(mmBTU_to_GJ))*($C$8))*($G$8/$F$8)","v":11.684344811105591},{"$f":"((9.67193412780762/(mmBTU_to_GJ))*($C$8))*($G$8/$F$8)","v":11.625258842745071},{"$f":"((9.71388721466064/(mmBTU_to_GJ))*($C$8))*($G$8/$F$8)","v":11.675684692163989},{"$f":"((9.83065605163574/(mmBTU_to_GJ))*($C$8))*($G$8/$F$8)","v":11.816035932842832},{"$f":"((10.0382099151611/(mmBTU_to_GJ))*($C$8))*($G$8/$F$8)","v":12.065506964738809},{"$f":"((10.2545003890991/(mmBTU_to_GJ))*($C$8))*($G$8/$F$8)","v":12.32547903563206},{"$f":"((10.476261138916/(mmBTU_to_GJ))*($C$8))*($G$8/$F$8)","v":12.592026148517233},{"$f":"((10.746561050415/(mmBTU_to_GJ))*($C$8))*($G$8/$F$8)","v":12.916915296315764},{"$f":"((11.0803880691528/(mmBTU_to_GJ))*($C$8))*($G$8/$F$8)","v":13.318161360468658},{"$f":"((11.3143692016602/(mmBTU_to_GJ))*($C$8))*($G$8/$F$8)","v":13.599396860397949},{"$f":"((11.4017143249512/(mmBTU_to_GJ))*($C$8))*($G$8/$F$8)","v":13.704382032287196},{"$f":"((11.2125005722046/(mmBTU_to_GJ))*($C$8))*($G$8/$F$8)","v":13.476955043722189},{"$f":"((11.1975994110107/(mmBTU_to_GJ))*($C$8))*($G$8/$F$8)","v":13.459044473442507},{"$f":"((11.159740447998/(mmBTU_to_GJ))*($C$8))*($G$8/$F$8)","v":13.413539589029041},{"$f":"((11.3503875732422/(mmBTU_to_GJ))*($C$8))*($G$8/$F$8)","v":13.642689431170433},{"$f":"((11.6409521102905/(mmBTU_to_GJ))*($C$8))*($G$8/$F$8)","v":13.99193580827273},{"$f":"((11.9785671234131/(mmBTU_to_GJ))*($C$8))*($G$8/$F$8)","v":14.397734882675305},{"$f":"((12.2332496643066/(mmBTU_to_GJ))*($C$8))*($G$8/$F$8)","v":14.703852606544261},{"$f":"((12.5188312530518/(mmBTU_to_GJ))*($C$8))*($G$8/$F$8)","v":15.0471096889452},{"$f":"($BB8-$AH8)/20+AH8","v":15.174851357960808},15.302593026976416,15.430334695992023,15.558076365007631,15.685818034023239,15.813559703038846,15.941301372054454,16.06904304107006,16.196784710085666,16.324526379101272,16.452268048116878,16.580009717132484,16.70775138614809,16.835493055163695,16.963234724179301,17.090976393194907,17.218718062210513,17.346459731226119,17.474201400241725,{"$f":"1.16978897829057*AH8","v":17.601943069257342},{"$f":"($BQ8-$BB8)/15+BB8","v":17.776233166716644},17.950523264175946,18.124813361635248,18.29910345909455,18.473393556553852,18.647683654013154,18.821973751472456,18.996263848931758,19.17055394639106,19.344844043850362,19.519134141309664,19.693424238768966,19.867714336228268,20.04200443368757,{"$f":"1.14852629914794*BB8","v":20.216294531146865},{"$f":"($BV8-$BQ8)/5+BQ8","v":20.416471291759944},20.616648052373023,20.816824812986102,21.017001573599181,{"$f":"1.04950876638265*BQ8","v":21.217178334212257},{"$f":"+BV8*BW$134/BV$134","v":21.287625604989181},{"$f":"+BW8*BX$134/BW$134","v":21.358306781419426},21.429222640138541,21.500373960360729,21.571761523887421,21.617794115007417,21.663924936373601,21.710154197602268,21.756482108757027,21.802908880349733,21.817983358582254,21.833068259272402,21.848163589626239,21.863269356854815,21.878385568174153,21.883509292798049,21.888634217352987,21.893760342119982,21.898887667380112,21.904016193414524,21.911788967019731,21.919564498841009,21.927342789857128,21.935123841047208,21.942907653390712,21.954886973541843,21.966872833578826,21.978865237071986,21.990864187593605,22.002869688717904]
[{"$f":"'HyARC Physical Property Data'!A72","v":"Industrial Natural Gas"},2007,{"$f":"VLOOKUP(ref_year,DeflatorTable,2,FALSE)/VLOOKUP(B9,DeflatorTable,2,FALSE)","v":1.1446359956438654},{"$f":"'HyARC Physical Property Data'!H72","v":"mmBtu"},"Feed Utility",{"$f":"'HyARC Physical Property Data'!$E$6","v":47.141269049911173},{"$f":"'HyARC Physical Property Data'!$I$6","v":52.224661236371581},{"$f":"((7.95407009124756/(mmBTU_to_GJ))*($C$9))*($G$9/$F$9)","v":9.5604583780441796},{"$f":"((7.95407009124756/(mmBTU_to_GJ))*($C$9))*($G$9/$F$9)","v":9.5604583780441796},{"$f":"((7.95407009124756/(mmBTU_to_GJ))*($C$9))*($G$9/$F$9)","v":9.5604583780441796},{"$f":"((7.51525163650513/(mmBTU_to_GJ))*($C$9))*($G$9/$F$9)","v":9.0330170148232209},{"$f":"((8.80127239227294/(mmBTU_to_GJ))*($C$9))*($G$9/$F$9)","v":10.578759982608744},{"$f":"((4.84856796264648/(mmBTU_to_GJ))*($C$9))*($G$9/$F$9)","v":5.8277751727392237},{"$f":"((5.49891996383666/(mmBTU_to_GJ))*($C$9))*($G$9/$F$9)","v":6.6094709796819098},{"$f":"((5.82616424560547/(mmBTU_to_GJ))*($C$9))*($G$9/$F$9)","v":7.002804870308081},{"$f":"((5.87778615951538/(mmBTU_to_GJ))*($C$9))*($G$9/$F$9)","v":7.0648522440009209},{"$f":"((5.95383930206299/(mmBTU_to_GJ))*($C$9))*($G$9/$F$9)","v":7.1562649290168574},{"$f":"((6.10985708236694/(mmBTU_to_GJ))*($C$9))*($G$9/$F$9)","v":7.3437917521048339},{"$f":"((6.32948446273804/(mmBTU_to_GJ))*($C$9))*($G$9/$F$9)","v":7.6077746444642154},{"$f":"((6.51258134841919/(mmBTU_to_GJ))*($C$9))*($G$9/$F$9)","v":7.8278494155716949},{"$f":"((6.70273017883301/(mmBTU_to_GJ))*($C$9))*($G$9/$F$9)","v":8.0564003282428658},{"$f":"((6.89887094497681/(mmBTU_to_GJ))*($C$9))*($G$9/$F$9)","v":8.2921532961503175},{"$f":"((7.15282821655273/(mmBTU_to_GJ))*($C$9))*($G$9/$F$9)","v":8.5973992767426797},{"$f":"((7.46860218048096/(mmBTU_to_GJ))*($C$9))*($G$9/$F$9)","v":8.9769463267904062},{"$f":"((7.67867755889893/(mmBTU_to_GJ))*($C$9))*($G$9/$F$9)","v":9.2294481137468605},{"$f":"((7.75380706787109/(mmBTU_to_GJ))*($C$9))*($G$9/$F$9)","v":9.3197506299745712},{"$f":"((7.55847835540771/(mmBTU_to_GJ))*($C$9))*($G$9/$F$9)","v":9.084973716505079},{"$f":"((7.54617786407471/(mmBTU_to_GJ))*($C$9))*($G$9/$F$9)","v":9.0701890422352296},{"$f":"((7.45927095413208/(mmBTU_to_GJ))*($C$9))*($G$9/$F$9)","v":8.9657305843967432},{"$f":"((7.60022306442261/(mmBTU_to_GJ))*($C$9))*($G$9/$F$9)","v":9.1351491045092246},{"$f":"((7.85960483551025/(mmBTU_to_GJ))*($C$9))*($G$9/$F$9)","v":9.4469151058216188},{"$f":"((8.19417572021484/(mmBTU_to_GJ))*($C$9))*($G$9/$F$9)","v":9.8490552656428605},{"$f":"((8.42161273956299/(mmBTU_to_GJ))*($C$9))*($G$9/$F$9)","v":10.122425016243508},{"$f":"((8.69355010986328/(mmBTU_to_GJ))*($C$9))*($G$9/$F$9)","v":10.449282320788951},{"$f":"($BB9-$AH9)/20+AH9","v":10.537990969244774},10.626699617700597,10.71540826615642,10.804116914612242,10.892825563068065,10.981534211523888,11.070242859979711,11.158951508435534,11.247660156891357,11.336368805347179,11.425077453803002,11.513786102258825,11.602494750714648,11.691203399170471,11.779912047626294,11.868620696082116,11.957329344537939,12.046037992993762,12.134746641449585,{"$f":"1.16978897829057*AH9","v":12.223455289905422},12.344488928372753,12.465522566840084,12.586556205307415,12.707589843774747,12.828623482242078,12.949657120709409,13.07069075917674,13.191724397644071,13.312758036111402,13.433791674578734,13.554825313046065,13.675858951513396,13.796892589980727,13.917926228448058,{"$f":"1.14852629914794*BB9","v":14.038959866915382},14.177970183776685,14.316980500637987,14.455990817499289,14.595001134360592,{"$f":"1.04950876638265*BQ9","v":14.734011451221894},{"$f":"+BV9*BW$135/BV$135","v":14.78293270163439},{"$f":"+BW9*BX$135/BW$135","v":14.832016384983078},14.881263040593069,14.93067320958019,14.980247434856935,15.012214207912603,15.044249195768062,15.076352543988799,15.10852439845093,15.140764905341857,15.151233193414877,15.16170871923684,15.172191487811906,15.182681504147698,15.193178773255301,15.196736881505712,15.200295823033644,15.20385559803424,15.207416206702694,15.210977649234243,15.216375357332034,15.221774980839431,15.22717652043613,15.232579976802066,15.237985350617416,15.246304243804076,15.254627678534927,15.262955657289339,15.271288182548037,15.279625256793102]
[{"$f":"'HyARC Physical Property Data'!A74","v":"Electric Utility Natural Gas"},2007,1.1446359956438654,{"$f":"'HyARC Physical Property Data'!H74","v":"mmBtu"},"Feed Utility",{"$f":"'HyARC Physical Property Data'!$E$6","v":47.141269049911173},{"$f":"'HyARC Physical Property Data'!$I$6","v":52.224661236371581},{"$f":"((7.05463790893555/(mmBTU_to_GJ))*($C$10))*($G$10/$F$10)","v":8.4793786485193543},{"$f":"((7.05463790893555/(mmBTU_to_GJ))*($C$10))*($G$10/$F$10)","v":8.4793786485193543},{"$f":"((7.05463790893555/(mmBTU_to_GJ))*($C$10))*($G$10/$F$10)","v":8.4793786485193543},{"$f":"((7.01915979385375/(mmBTU_to_GJ))*($C$10))*($G$10/$F$10)","v":8.4367354433828741},{"$f":"((8.87161254882813/(mmBTU_to_GJ))*($C$10))*($G$10/$F$10)","v":10.663305898264051},{"$f":"((4.55562210083008/(mmBTU_to_GJ))*($C$10))*($G$10/$F$10)","v":5.4756665432216405},{"$f":"((5.12931346893311/(mmBTU_to_GJ))*($C$10))*($G$10/$F$10)","v":6.1652194870192449},{"$f":"((5.45354604721069/(mmBTU_to_GJ))*($C$10))*($G$10/$F$10)","v":6.5549334364650393},{"$f":"((5.51876354217529/(mmBTU_to_GJ))*($C$10))*($G$10/$F$10)","v":6.6333221279118835},{"$f":"((5.53977298736572/(mmBTU_to_GJ))*($C$10))*($G$10/$F$10)","v":6.6585745991605227},{"$f":"((5.68350362777709/(mmBTU_to_GJ))*($C$10))*($G$10/$F$10)","v":6.8313327958496117},{"$f":"((5.8920464515686/(mmBTU_to_GJ))*($C$10))*($G$10/$F$10)","v":7.0819925164739512},{"$f":"((6.08193254470825/(mmBTU_to_GJ))*($C$10))*($G$10/$F$10)","v":7.3102276299699529},{"$f":"((6.26939964294434/(mmBTU_to_GJ))*($C$10))*($G$10/$F$10)","v":7.5355552131290491},{"$f":"((6.47751331329346/(mmBTU_to_GJ))*($C$10))*($G$10/$F$10)","v":7.785699109329328},{"$f":"((6.73541975021362/(mmBTU_to_GJ))*($C$10))*($G$10/$F$10)","v":8.0956918208994786},{"$f":"((7.02784395217896/(mmBTU_to_GJ))*($C$10))*($G$10/$F$10)","v":8.4471734371727294},{"$f":"((7.25390911102295/(mmBTU_to_GJ))*($C$10))*($G$10/$F$10)","v":8.7188942690311428},{"$f":"((7.3283839225769/(mmBTU_to_GJ))*($C$10))*($G$10/$F$10)","v":8.8084098664430517},{"$f":"((7.15062761306763/(mmBTU_to_GJ))*($C$10))*($G$10/$F$10)","v":8.5947542437237932},{"$f":"((7.19241189956665/(mmBTU_to_GJ))*($C$10))*($G$10/$F$10)","v":8.6449772022025897},{"$f":"((7.13988399505615/(mmBTU_to_GJ))*($C$10))*($G$10/$F$10)","v":8.5818408658367442},{"$f":"((7.28062534332275/(mmBTU_to_GJ))*($C$10))*($G$10/$F$10)","v":8.7510060588431848},{"$f":"((7.5354790687561/(mmBTU_to_GJ))*($C$10))*($G$10/$F$10)","v":9.0573295393435789},{"$f":"((7.86007928848267/(mmBTU_to_GJ))*($C$10))*($G$10/$F$10)","v":9.44748537837933},{"$f":"((8.07421207427979/(mmBTU_to_GJ))*($C$10))*($G$10/$F$10)","v":9.7048639986960801},{"$f":"((8.33951759338379/(mmBTU_to_GJ))*($C$10))*($G$10/$F$10)","v":10.023750096475156},{"$f":"($BB10-$AH10)/20+AH10","v":10.108846210851182},10.193942325227207,10.279038439603232,10.364134553979257,10.449230668355282,10.534326782731307,10.619422897107333,10.704519011483358,10.789615125859383,10.874711240235408,10.959807354611433,11.044903468987458,11.129999583363483,11.215095697739509,11.300191812115534,11.385287926491559,11.470384040867584,11.555480155243609,11.640576269619634,{"$f":"1.16978897829057*AH10","v":11.725672383995676},11.841777098943414,11.957881813891152,12.073986528838891,12.190091243786629,12.306195958734367,12.422300673682106,12.538405388629844,12.654510103577582,12.770614818525321,12.886719533473059,13.002824248420797,13.118928963368536,13.235033678316274,13.351138393264012,{"$f":"1.14852629914794*BB10","v":13.467243108211756},13.600592426784317,13.733941745356878,13.867291063929439,14.000640382502,{"$f":"1.04950876638265*BQ10","v":14.133989701074563},{"$f":"+BV10*BW$136/BV$136","v":14.180918702845942},{"$f":"+BW10*BX$136/BW$136","v":14.22800352270222},14.275244678005262,14.322642687834716,14.370198072993734,14.400863044487831,14.431593452830604,14.46238943765959,14.493251138910308,14.524178696816882,14.534220678683244,14.54426960355147,14.554325476221939,14.564388301498344,14.574458084187699,14.577871293518578,14.581285302192933,14.584700110397959,14.5881157183209,14.591532126149042,14.596710020228747,14.601889751715715,14.607071321261961,14.61225472951973,14.617439977141501,14.625420095184293,14.633404569823321,14.641393403436986,14.649386598404989,14.65738415710833]
[{"$f":"'HyARC Physical Property Data'!A75","v":"Bio Methane"},2007,1.1446359956438654,{"$f":"'HyARC Physical Property Data'!H75","v":"mmBtu"},"Feed Utility",{"$f":"'HyARC Physical Property Data'!$E$6","v":47.141269049911173},{"$f":"'HyARC Physical Property Data'!$I$6","v":52.224661236371581},{"$f":"13.11*($C$11/mmBTU_to_GJ)","v":14.223865310797228},14.223865310797228,14.223865310797228,14.223865310797228,14.223865310797228,14.223865310797228,14.223865310797228,14.223865310797228,14.223865310797228,14.223865310797228,14.223865310797228,14.223865310797228,14.223865310797228,14.223865310797228,14.223865310797228,14.223865310797228,14.223865310797228,14.223865310797228,14.223865310797228,14.223865310797228,14.223865310797228,14.223865310797228,14.223865310797228,14.223865310797228,14.223865310797228,14.223865310797228,14.223865310797228,14.223865310797228,14.223865310797228,14.223865310797228,14.223865310797228,14.223865310797228,{"$f":"13.11*($C$11/mmBTU_to_GJ)","v":14.223865310797228},14.223865310797228,14.223865310797228,14.223865310797228,14.223865310797228,14.223865310797228,14.223865310797228,14.223865310797228,14.223865310797228,14.223865310797228,14.223865310797228,14.223865310797228,14.223865310797228,14.223865310797228,14.223865310797228,14.223865310797228,14.223865310797228,14.223865310797228,14.223865310797228,14.223865310797228,14.223865310797228,14.223865310797228,14.223865310797228,14.223865310797228,14.223865310797228,14.223865310797228,14.223865310797228,14.223865310797228,14.223865310797228,14.223865310797228,14.223865310797228,14.223865310797228,14.223865310797228,14.223865310797228,14.223865310797228,{"$f":"+BV11*BW$136/BV$136","v":14.271092726019944},{"$f":"+BW11*BX$136/BW$136","v":14.318476950147966},14.366018503832969,14.413717909455341,14.461575691129934,14.49243565590395,14.523361473628309,14.554353284828478,14.585411230329802,14.616535451258134,14.626641288360148,14.636754112613382,14.646873928848736,14.657000741900452,14.667134556606111,14.670569469948116,14.674005187716483,14.6774417100996,14.6808790372859,14.684317169463862,14.689527988881515,14.69474065739019,14.699955175646044,14.705171544305472,14.710389764025104,14.718420626266095,14.726455872806168,14.734495506038849,14.74253952835897,14.750587942162673]
[{"$f":"'HyARC Physical Property Data'!A85","v":"Woody Biomass"},2005,{"$f":"VLOOKUP(ref_year,DeflatorTable,2,FALSE)/VLOOKUP(B12,DeflatorTable,2,FALSE)","v":1.2112501494873942},{"$f":"+'HyARC Physical Property Data'!$H$85","v":"kg"},"Feed",{"$f":"'HyARC Physical Property Data'!$E$45","v":19.551069237418005},{"$f":"'HyARC Physical Property Data'!$I$45","v":20.588656379262464},{"$f":"1.27*($C$12)","v":1.5382876898489906},1.5382876898489906,1.5382876898489906,1.5382876898489906,1.5382876898489906,1.5382876898489906,1.5382876898489906,1.5382876898489906,{"$f":"1.28*($C$12)","v":1.5504001913438645},{"$f":"1.32*($C$12)","v":1.5988501973233604},{"$f":"1.32*($C$12)","v":1.5988501973233604},{"$f":"1.34*($C$12)","v":1.6230752003131084},{"$f":"1.34*($C$12)","v":1.6230752003131084},{"$f":"1.36*($C$12)","v":1.6473002033028561},{"$f":"1.36*($C$12)","v":1.6473002033028561},{"$f":"1.38*($C$12)","v":1.6715252062926038},{"$f":"1.4*($C$12)","v":1.6957502092823518},{"$f":"1.46*($C$12)","v":1.7684252182515954},{"$f":"1.48*($C$12)","v":1.7926502212413433},{"$f":"1.48*($C$12)","v":1.7926502212413433},{"$f":"1.51*($C$12)","v":1.8289877257259652},{"$f":"1.52*($C$12)","v":1.8411002272208392},{"$f":"1.62*($C$12)","v":1.9622252421695787},{"$f":"1.72*($C$12)","v":2.083350257118318},{"$f":"1.82*($C$12)","v":2.2044752720670573},{"$f":"1.91*($C$12)","v":2.3134877855209228},{"$f":"2.01*($C$12)","v":2.4346128004696621},{"$f":"2.11*($C$12)","v":2.5557378154184014},{"$f":"2.2*($C$12)","v":2.6647503288722674},{"$f":"2.3*($C$12)","v":2.7858753438210062},{"$f":"2.4*($C$12)","v":2.9070003587697459},{"$f":"2.5*($C$12)","v":3.0281253737184857},{"$f":"2.57*($C$12)","v":3.1129128841826028},{"$f":"2.64*($C$12)","v":3.1977003946467208},{"$f":"2.71*($C$12)","v":3.282487905110838},{"$f":"2.78*($C$12)","v":3.3672754155749556},{"$f":"2.85*($C$12)","v":3.4520629260390736},{"$f":"2.92*($C$12)","v":3.5368504365031908},{"$f":"2.99*($C$12)","v":3.6216379469673088},{"$f":"3.07*($C$12)","v":3.7185379589263001},{"$f":"3.14*($C$12)","v":3.8033254693904177},{"$f":"3.21*($C$12)","v":3.8881129798545353},{"$f":"3.28*($C$12)","v":3.9729004903186529},{"$f":"3.35*($C$12)","v":4.0576880007827709},{"$f":"3.42*($C$12)","v":4.1424755112468876},{"$f":"3.49*($C$12)","v":4.2272630217110061},{"$f":"3.56*($C$12)","v":4.3120505321751237},{"$f":"3.64*($C$12)","v":4.4089505441341146},{"$f":"3.71*($C$12)","v":4.4937380545982322},{"$f":"3.78*($C$12)","v":4.5785255650623498},{"$f":"3.85*($C$12)","v":4.6633130755264673},{"$f":"3.92*($C$12)","v":4.7481005859905849},{"$f":"3.99*($C$12)","v":4.8328880964547034},{"$f":"4.06*($C$12)","v":4.9176756069188201},{"$f":"4.14*($C$12)","v":5.0145756188778119},{"$f":"4.21*($C$12)","v":5.0993631293419295},{"$f":"4.28*($C$12)","v":5.1841506398060471},{"$f":"4.35*($C$12)","v":5.2689381502701647},{"$f":"4.42*($C$12)","v":5.3537256607342822},{"$f":"4.49*($C$12)","v":5.4385131711983998},{"$f":"4.56*($C$12)","v":5.5233006816625174},{"$f":"4.63*($C$12)","v":5.608088192126635},{"$f":"4.71*($C$12)","v":5.7049882040856268},{"$f":"4.78*($C$12)","v":5.7897757145497444},{"$f":"4.85*($C$12)","v":5.8745632250138611},{"$f":"4.92*($C$12)","v":5.9593507354779796},{"$f":"4.99*($C$12)","v":6.0441382459420971},{"$f":"+BV12*BW$137/BV$137","v":6.0586659764672328},{"$f":"+BW12*BX$137/BW$137","v":6.0732286259412112},6.0878262782954495,6.1024590176630999,6.1171269283795393,6.1299667153690152,6.1428334529403346,6.155727197662495,6.1686480062232301,6.18159593542926,6.197524392005751,6.2134938923080965,6.229504542095909,6.245556447401321,6.2616497145296828,6.2750522655841658,6.2884835037072264,6.3019434903011975,6.3154322868998385,6.3289499551686168,6.3413225489579119,6.3537193301840116,6.3661403461314299,6.3785856441771198,6.3910552717906537,6.4057772391562917,6.4205331189689208,6.4353229893467718,6.4501469285880244,6.4650050151712186]
[{"$f":"'HyARC Physical Property Data'!A86","v":"Woody Biomass B2A"},2007,{"$f":"VLOOKUP(ref_year,DeflatorTable,2,FALSE)/VLOOKUP(B13,DeflatorTable,2,FALSE)","v":1.1446359956438654},{"$f":"+'HyARC Physical Property Data'!$H$86","v":"kg"},"Feed",{"$f":"'HyARC Physical Property Data'!$E$45","v":19.551069237418005},{"$f":"'HyARC Physical Property Data'!$I$45","v":20.588656379262464},{"$f":"3.80872262322035*($C$13)","v":4.3596010119611401},{"$f":"3.80872262322035*($C$13)","v":4.3596010119611401},{"$f":"3.80872262322035*($C$13)","v":4.3596010119611401},{"$f":"3.80872262322035*($C$13)","v":4.3596010119611401},{"$f":"3.58036841709093*($C$13)","v":4.0982185678687273},{"$f":"3.28153451771169*($C$13)","v":3.756162529920632},{"$f":"3.05599949931226*($C$13)","v":3.498007029582443},{"$f":"2.9206784882726*($C$13)","v":3.3431137293795268},{"$f":"2.85865635821276*($C$13)","v":3.2721209667865292},3.2721209667865292,3.2721209667865292,3.2721209667865292,3.2721209667865292,3.2721209667865292,3.2721209667865292,3.2721209667865292,3.2721209667865292,3.2721209667865292,3.2721209667865292,3.2721209667865292,3.2721209667865292,3.2721209667865292,3.2721209667865292,3.2721209667865292,3.2721209667865292,3.2721209667865292,3.2721209667865292,3.2721209667865292,3.2721209667865292,3.2721209667865292,3.2721209667865292,3.2721209667865292,3.2721209667865292,3.2721209667865292,3.2721209667865292,3.2721209667865292,3.2721209667865292,3.2721209667865292,3.2721209667865292,3.2721209667865292,3.2721209667865292,3.2721209667865292,3.2721209667865292,3.2721209667865292,3.2721209667865292,3.2721209667865292,3.2721209667865292,3.2721209667865292,3.2721209667865292,3.2721209667865292,3.2721209667865292,3.2721209667865292,3.2721209667865292,3.2721209667865292,3.2721209667865292,3.2721209667865292,3.2721209667865292,3.2721209667865292,3.2721209667865292,3.2721209667865292,3.2721209667865292,3.2721209667865292,3.2721209667865292,3.2721209667865292,3.2721209667865292,3.2721209667865292,3.2721209667865292,{"$f":"+BV13*BW$137/BV$137","v":3.2799858583089949},{"$f":"+BW13*BX$137/BW$137","v":3.2878696539365619},3.2957723991072623,3.3036941393683414,3.3116349203765254,3.3185860082748779,3.3255516864357837,3.332531985484056,3.3395269361087871,3.3465365690634874,3.3551597730028546,3.3638051968237757,3.3724728977814351,3.3811629332785507,3.3898753608657524,3.3971311128901611,3.4044023952606257,3.4116892412185864,3.4189916840766337,3.4263097572186623,3.4330079202824653,3.4397191777223193,3.4464435551366885,3.453181078174079,3.4599317725331393,3.467901818241772,3.4758902231646247,3.4838970295926392,3.4919222799141783,3.4999660166152444]
[{"$f":"'HyARC Physical Property Data'!$A$87","v":"Woody Biomass MYPP"},2007,{"$f":"VLOOKUP(ref_year,DeflatorTable,2,FALSE)/VLOOKUP(B14,DeflatorTable,2,FALSE)","v":1.1446359956438654},{"$f":"+'HyARC Physical Property Data'!$H$87","v":"kg"},"Feed",18.608000000000001,null,{"$f":"4.44432502149613*$C$14","v":5.0871343959451663},{"$f":"4.44432502149613*$C$14","v":5.0871343959451663},5.0871343959451663,5.0871343959451663,5.0871343959451663,5.0871343959451663,5.0871343959451663,{"$f":"N14-($N$14-$U$14)/7","v":4.9664808197552768},4.8458272435653873,4.7251736673754978,4.6045200911856083,4.4838665149957189,4.3632129388058294,{"$f":"3.70647033533964*$C$14","v":4.2425593626159408},{"$f":"3.70647033533964*$C$14","v":4.2425593626159408},4.2425593626159408,4.2425593626159408,4.2425593626159408,4.2425593626159408,4.2425593626159408,4.2425593626159408,4.2425593626159408,4.2425593626159408,4.2425593626159408,4.2425593626159408,4.2425593626159408,4.2425593626159408,4.2425593626159408,4.2425593626159408,4.2425593626159408,4.2425593626159408,4.2425593626159408,4.2425593626159408,4.2425593626159408,4.2425593626159408,4.2425593626159408,4.2425593626159408,4.2425593626159408,4.2425593626159408,4.2425593626159408,4.2425593626159408,4.2425593626159408,4.2425593626159408,4.2425593626159408,4.2425593626159408,4.2425593626159408,4.2425593626159408,4.2425593626159408,4.2425593626159408,4.2425593626159408,4.2425593626159408,4.2425593626159408,4.2425593626159408,4.2425593626159408,4.2425593626159408,4.2425593626159408,4.2425593626159408,4.2425593626159408,4.2425593626159408,4.2425593626159408,4.2425593626159408,4.2425593626159408,4.2425593626159408,4.2425593626159408,4.2425593626159408,4.2425593626159408,4.2425593626159408,{"$f":"+BV14*BW$137/BV$137","v":4.2527568062628252},{"$f":"+BW14*BX$137/BW$137","v":4.2629787605524712},4.2732252843988219,4.2834964368574244,4.2937922771257746,4.302804903291757,4.3118364468680763,4.3208869475621841,4.3299564451648767,4.3390449795504713,4.3502256342328796,4.361435098720146,4.3726734472480695,4.3839407542437394,4.3952370943260251,4.4046447412304142,4.4140725244365262,4.4235204870444758,4.4329886722466272,4.4424771233277953,4.4511618127714661,4.4598634800922632,4.4685821584805847,4.4773178811917154,4.486070681545951,4.4964044657748525,4.5067620541531026,4.5171435015141972,4.5275488628179446,4.537978193150753]
[{"$f":"'HyARC Physical Property Data'!A79","v":"Electric Utility Steam Coal"},2007,{"$f":"VLOOKUP(ref_year,DeflatorTable,2,FALSE)/VLOOKUP(B15,DeflatorTable,2,FALSE)","v":1.1446359956438654},{"$f":"+'HyARC Physical Property Data'!$H$79","v":"kg"},"Feed",{"$f":"'HyARC Physical Property Data'!E42","v":22.7322030001394},{"$f":"'HyARC Physical Property Data'!I42","v":23.967615189707661},{"$f":"1.73552525043488*($C$15/mmBTU_to_GJ*$G$15/$F$15)","v":1.9853138567637905},{"$f":"1.73552525043488*($C$15/mmBTU_to_GJ*$G$15/$F$15)","v":1.9853138567637905},{"$f":"1.73552525043488*($C$15/mmBTU_to_GJ*$G$15/$F$15)","v":1.9853138567637905},{"$f":"1.78000020980835*($C$15/mmBTU_to_GJ*$G$15/$F$15)","v":2.0361899549945894},{"$f":"1.9310736656189*($C$15/mmBTU_to_GJ*$G$15/$F$15)","v":2.2090069307975759},{"$f":"1.98230564594269*($C$15/mmBTU_to_GJ*$G$15/$F$15)","v":2.2676125664233231},{"$f":"1.86225914955139*($C$15/mmBTU_to_GJ*$G$15/$F$15)","v":2.13028816121408},{"$f":"1.87335216999054*($C$15/mmBTU_to_GJ*$G$15/$F$15)","v":2.1429777646558565},{"$f":"1.85759365558624*($C$15/mmBTU_to_GJ*$G$15/$F$15)","v":2.1249511776033034},{"$f":"1.88174879550934*($C$15/mmBTU_to_GJ*$G$15/$F$15)","v":2.152582889668214},{"$f":"1.90431761741638*($C$15/mmBTU_to_GJ*$G$15/$F$15)","v":2.1783999700314376},{"$f":"1.90719401836395*($C$15/mmBTU_to_GJ*$G$15/$F$15)","v":2.1816903621806665},{"$f":"1.91704928874969*($C$15/mmBTU_to_GJ*$G$15/$F$15)","v":2.1929640701570041},{"$f":"1.92595064640045*($C$15/mmBTU_to_GJ*$G$15/$F$15)","v":2.203146571785048},{"$f":"1.94080138206482*($C$15/mmBTU_to_GJ*$G$15/$F$15)","v":2.2201347264029208},{"$f":"1.94636797904968*($C$15/mmBTU_to_GJ*$G$15/$F$15)","v":2.2265025059130679},{"$f":"1.95628917217255*($C$15/mmBTU_to_GJ*$G$15/$F$15)","v":2.2378516246755447},{"$f":"1.96225011348724*($C$15/mmBTU_to_GJ*$G$15/$F$15)","v":2.2446705052354474},{"$f":"1.97535526752472*($C$15/mmBTU_to_GJ*$G$15/$F$15)","v":2.2596618422379557},{"$f":"1.98115420341492*($C$15/mmBTU_to_GJ*$G$15/$F$15)","v":2.2662954004500389},{"$f":"1.98549652099609*($C$15/mmBTU_to_GJ*$G$15/$F$15)","v":2.2712626939320582},{"$f":"1.98988306522369*($C$15/mmBTU_to_GJ*$G$15/$F$15)","v":2.2762805794604768},{"$f":"1.99634909629822*($C$15/mmBTU_to_GJ*$G$15/$F$15)","v":2.2836772457361834},{"$f":"2.00744533538818*($C$15/mmBTU_to_GJ*$G$15/$F$15)","v":2.2963705310789013},{"$f":"2.02021908760071*($C$15/mmBTU_to_GJ*$G$15/$F$15)","v":2.3109827686502347},{"$f":"2.03361201286316*($C$15/mmBTU_to_GJ*$G$15/$F$15)","v":2.3263032948710327},{"$f":"2.04451942443848*($C$15/mmBTU_to_GJ*$G$15/$F$15)","v":2.3387805753580104},{"$f":"(($BB$15-$AH$15)/20+AH15)","v":2.3439232584530902},{"$f":"(($BB$15-$AH$15)/20+AI15)","v":2.3490659415481701},2.3542086246432499,2.3593513077383297,2.3644939908334095,2.3696366739284893,2.3747793570235691,2.3799220401186489,2.3850647232137288,2.3902074063088086,2.3953500894038884,2.4004927724989682,2.405635455594048,2.4107781386891278,2.4159208217842076,2.4210635048792875,2.4262061879743673,2.4313488710694471,2.4364915541645269,{"$f":"(1.04397747398165*AH15)","v":2.4416342372596058},{"$f":"(($BQ$15-$BB$15)/15+BB15)","v":2.4462649790511035},{"$f":"(($BQ$15-$BB$15)/15+BC15)","v":2.4508957208426012},2.4555264626340989,2.4601572044255966,2.4647879462170943,2.469418688008592,2.4740494298000897,2.4786801715915874,2.4833109133830851,2.4879416551745828,2.4925723969660805,2.4972031387575782,2.5018338805490759,2.5064646223405735,{"$f":"(1.02844862093285*BB15)","v":2.511095364132073},{"$f":"(($BV$15-$BQ$15)/5+BQ15)","v":2.5158578441414332},{"$f":"(($BV$15-$BQ$15)/5+BR15)","v":2.5206203241507934},{"$f":"(($BV$15-$BQ$15)/5+BS15)","v":2.5253828041601536},{"$f":"(($BV$15-$BQ$15)/5+BT15)","v":2.5301452841695138},{"$f":"(1.00948287364428*BQ15)","v":2.5349077641788749},{"$f":"+BV15*BW$138/BV$138","v":2.5434781738814416},{"$f":"+BW15*BX$138/BW$138","v":2.5520775597556495},2.5607060197686384,2.5693636522187702,2.5780505557367492,2.5854319192311639,2.592834416728135,2.6002581087376306,2.6077030559428676,2.6151693192008074,2.620869818974227,2.6265827445961101,2.6323081231521006,2.6380459817868847,2.6437963477043169,2.6476946163242814,2.6515986329279162,2.6555084059906031,2.6594239440002214,2.6633452554571648,2.6646584413422429,2.6659722747052119,2.6672867558653164,2.6686018851419582,2.6699176628546981,2.6680266065225413,2.6661368895927571,2.6642485111166696,2.662361470146275,2.6604757657342417]
[{"$f":"'HyARC Physical Property Data'!A76","v":"Commercial Electricity"},2007,1.1446359956438654,{"$f":"'HyARC Physical Property Data'!$H$76","v":"kWh"},"Feed Utility Byprod",null,null,{"$f":"(28.3762531280518/(mmBTU_to_GJ))*($C$16)","v":30.787185546796138},{"$f":"(28.3762531280518/(mmBTU_to_GJ))*($C$16)","v":30.787185546796138},{"$f":"(28.3762531280518/(mmBTU_to_GJ))*($C$16)","v":30.787185546796138},{"$f":"(28.0297355651855/(mmBTU_to_GJ))*($C$16)","v":30.411226802170969},{"$f":"(29.057315826416/(mmBTU_to_GJ))*($C$16)","v":31.52611339498382},{"$f":"(27.6067714691162/(mmBTU_to_GJ))*($C$16)","v":29.952326395321784},{"$f":"(24.8355846405029/(mmBTU_to_GJ))*($C$16)","v":26.94569113969624},{"$f":"(25.5812511444092/(mmBTU_to_GJ))*($C$16)","v":27.754711728432792},{"$f":"(25.4402256011963/(mmBTU_to_GJ))*($C$16)","v":27.601704227895624},{"$f":"(25.4701290130615/(mmBTU_to_GJ))*($C$16)","v":27.634148324211708},{"$f":"(25.6722831726074/(mmBTU_to_GJ))*($C$16)","v":27.853478113486943},{"$f":"(25.7632827758789/(mmBTU_to_GJ))*($C$16)","v":27.952209318694404},{"$f":"(26.1006698608398/(mmBTU_to_GJ))*($C$16)","v":28.31826183235469},{"$f":"(26.4680442810059/(mmBTU_to_GJ))*($C$16)","v":28.716849496052234},{"$f":"(26.885612487793/(mmBTU_to_GJ))*($C$16)","v":29.169895562521408},{"$f":"(27.1694507598877/(mmBTU_to_GJ))*($C$16)","v":29.477849593972547},{"$f":"(27.6201095581055/(mmBTU_to_GJ))*($C$16)","v":29.966797728753303},{"$f":"(28.0024471282958/(mmBTU_to_GJ))*($C$16)","v":30.381619857025179},{"$f":"(28.2454071044922/(mmBTU_to_GJ))*($C$16)","v":30.645222448736249},{"$f":"(28.1863746643066/(mmBTU_to_GJ))*($C$16)","v":30.581174433620486},{"$f":"(28.2032489776611/(mmBTU_to_GJ))*($C$16)","v":30.599482439750659},{"$f":"(28.1397113800049/(mmBTU_to_GJ))*($C$16)","v":30.530546495339259},{"$f":"(28.178466796875/(mmBTU_to_GJ))*($C$16)","v":30.572594689818597},{"$f":"(28.4951820373535/(mmBTU_to_GJ))*($C$16)","v":30.916219016473285},{"$f":"(28.9155654907227/(mmBTU_to_GJ))*($C$16)","v":31.372319521401678},{"$f":"(29.2894115447998/(mmBTU_to_GJ))*($C$16)","v":31.777928668630185},{"$f":"(29.6516952514648/(mmBTU_to_GJ))*($C$16)","v":32.170993096387576},{"$f":"($BB16-$AH16)/20+AH16","v":32.16150778317737},32.152022469967164,32.142537156756958,32.133051843546752,32.123566530336547,32.114081217126341,32.104595903916135,32.095110590705929,32.085625277495723,32.076139964285517,32.066654651075311,32.057169337865105,32.047684024654899,32.038198711444693,32.028713398234487,32.019228085024281,32.009742771814075,32.000257458603869,31.990772145393663,{"$f":"0.994103189054944*AH16","v":31.981286832183478},{"$f":"($BQ16-$BB16)/15+BB16","v":32.001602863802262},32.021918895421045,32.042234927039829,32.062550958658612,32.082866990277395,32.103183021896179,32.123499053514962,32.143815085133745,32.164131116752529,32.184447148371312,32.204763179990096,32.225079211608879,32.245395243227662,32.265711274846446,{"$f":"1.00952871208344*BB16","v":32.286027306465265},{"$f":"($BV16-$BQ16)/5+BQ16","v":32.306536923700044},32.327046540934823,32.347556158169603,32.368065775404382,{"$f":"1.00317623736115*BQ16","v":32.388575392639169},{"$f":"+BV16*BW$139/BV$139","v":32.37431458077026},{"$f":"+BW16*BX$139/BW$139","v":32.360060047990594},32.345811791535453,32.331569808641355,32.317334096546027,32.291448416621037,32.265583470721417,32.239739242239537,32.213915714581077,32.188112871164996,32.152568008354812,32.11706239721736,32.081595994407593,32.046168756628319,32.010780640630173,31.972198945666406,31.933663752136113,31.895175003992414,31.856732645255992,31.818336620015,31.773863996680806,31.729453532919873,31.685105141851508,31.640818736716444,31.596594230876679,31.553423239824536,31.510311234068549,31.467258133016063,31.424263856184528,31.381328323201359]
[{"$f":"'HyARC Physical Property Data'!A77","v":"Industrial Electricity"},2007,1.1446359956438654,{"$f":"'HyARC Physical Property Data'!$H$77","v":"kWh"},"Feed Utility Byprod",null,null,{"$f":"(18.4008941650391/(mmBTU_to_GJ))*($C$17)","v":19.964289870461542},{"$f":"(18.4008941650391/(mmBTU_to_GJ))*($C$17)","v":19.964289870461542},{"$f":"(18.4008941650391/(mmBTU_to_GJ))*($C$17)","v":19.964289870461542},{"$f":"(18.6226921081543/(mmBTU_to_GJ))*($C$17)","v":20.204932438660048},{"$f":"(20.3344097137451/(mmBTU_to_GJ))*($C$17)","v":22.062082756893755},{"$f":"(19.1594867706299/(mmBTU_to_GJ))*($C$17)","v":20.787334801635478},{"$f":"(16.8281726837158/(mmBTU_to_GJ))*($C$17)","v":18.257945208238802},{"$f":"(17.2643089294434/(mmBTU_to_GJ))*($C$17)","v":18.731136910480302},{"$f":"(17.1560707092285/(mmBTU_to_GJ))*($C$17)","v":18.61370244321737},{"$f":"(17.0836048126221/(mmBTU_to_GJ))*($C$17)","v":18.535079624532727},{"$f":"(17.1988334655762/(mmBTU_to_GJ))*($C$17)","v":18.660098452874735},{"$f":"(17.3181438446045/(mmBTU_to_GJ))*($C$17)","v":18.789545803101944},{"$f":"(17.6150741577148/(mmBTU_to_GJ))*($C$17)","v":19.111704215029771},{"$f":"(17.9101543426514/(mmBTU_to_GJ))*($C$17)","v":19.431855306290132},{"$f":"(18.2101707458496/(mmBTU_to_GJ))*($C$17)","v":19.757362011867627},{"$f":"(18.456880569458/(mmBTU_to_GJ))*($C$17)","v":20.025033049385286},{"$f":"(18.8030014038086/(mmBTU_to_GJ))*($C$17)","v":20.400561358238349},{"$f":"(19.0852069854736/(mmBTU_to_GJ))*($C$17)","v":20.706743980935386},{"$f":"(19.30615234375/(mmBTU_to_GJ))*($C$17)","v":20.946461526104674},{"$f":"(19.3043308258057/(mmBTU_to_GJ))*($C$17)","v":20.944485246478358},{"$f":"(19.3253479003906/(mmBTU_to_GJ))*($C$17)","v":20.967287995381685},{"$f":"(19.3248138427734/(mmBTU_to_GJ))*($C$17)","v":20.966708562611643},{"$f":"(19.3542194366455/(mmBTU_to_GJ))*($C$17)","v":20.998612544810026},{"$f":"(19.6148834228516/(mmBTU_to_GJ))*($C$17)","v":21.281423332847481},{"$f":"(19.97239112854/(mmBTU_to_GJ))*($C$17)","v":21.669305976118565},{"$f":"(20.29469871521/(mmBTU_to_GJ))*($C$17)","v":22.018997791636661},{"$f":"(20.5609893798828/(mmBTU_to_GJ))*($C$17)","v":22.307913317786817},22.301336040416132,22.294758763045447,22.288181485674762,22.281604208304078,22.275026930933393,22.268449653562708,22.261872376192024,22.255295098821339,22.248717821450654,22.24214054407997,22.235563266709285,22.2289859893386,22.222408711967915,22.215831434597231,22.209254157226546,22.202676879855861,22.196099602485177,22.189522325114492,22.182945047743807,{"$f":"0.994103189054944*AH17","v":22.17636777037313},22.190455251942488,22.204542733511847,22.218630215081205,22.232717696650564,22.246805178219923,22.260892659789281,22.27498014135864,22.289067622927998,22.303155104497357,22.317242586066715,22.331330067636074,22.345417549205433,22.359505030774791,22.37359251234415,{"$f":"1.00952871208344*BB17","v":22.387679993913494},22.401901711038722,22.416123428163949,22.430345145289177,22.444566862414405,{"$f":"1.00317623736115*BQ17","v":22.458788579539629},{"$f":"+BV17*BW$140/BV$140","v":22.465574719294207},{"$f":"+BW17*BX$140/BW$140","v":22.472362909546415},22.479153150915831,22.485945444022224,22.492739789485537,22.49019603346196,22.487652565117642,22.485109384420049,22.482566491336648,22.480023885834914,22.469826748009918,22.459634235696903,22.449446346797696,22.439263079215074,22.429084430852768,22.41659732007183,22.404117161332831,22.39164395076531,22.379177684500963,22.36671835867363,22.349648462331068,22.332591593441013,22.315547742061138,22.2985168982567,22.281499052100536,22.265499049909142,22.249510537073537,22.233533505343395,22.217567946474304,22.20161385222778]
[{"$f":"'HyARC Physical Property Data'!A78","v":"Residential Electricity"},2007,1.1446359956438654,{"$f":"'HyARC Physical Property Data'!$H$78","v":"kWh"},"Feed Utility Byprod",null,null,{"$f":"(31.2067794799805/(mmBTU_to_GJ))*($C$18)","v":33.858201991380128},{"$f":"(31.2067794799805/(mmBTU_to_GJ))*($C$18)","v":33.858201991380128},{"$f":"(31.2067794799805/(mmBTU_to_GJ))*($C$18)","v":33.858201991380128},{"$f":"(31.181957244873/(mmBTU_to_GJ))*($C$18)","v":33.831270783990192},{"$f":"(31.772819519043/(mmBTU_to_GJ))*($C$18)","v":34.472334506722866},{"$f":"(30.736837387085/(mmBTU_to_GJ))*($C$18)","v":33.348332194795859},{"$f":"(28.6163578033447/(mmBTU_to_GJ))*($C$18)","v":31.047690242590104},{"$f":"(29.8736190795898/(mmBTU_to_GJ))*($C$18)","v":32.411772245167633},{"$f":"(30.101655960083/(mmBTU_to_GJ))*($C$18)","v":32.659183829761808},{"$f":"(30.4253902435303/(mmBTU_to_GJ))*($C$18)","v":33.010423558536921},{"$f":"(30.7938537597656/(mmBTU_to_GJ))*($C$18)","v":33.410192851204634},{"$f":"(30.8830280303955/(mmBTU_to_GJ))*($C$18)","v":33.50694363798025},{"$f":"(31.1491451263428/(mmBTU_to_GJ))*($C$18)","v":33.795670848480235},{"$f":"(31.4898681640625/(mmBTU_to_GJ))*($C$18)","v":34.165342747550469},{"$f":"(31.8156299591064/(mmBTU_to_GJ))*($C$18)","v":34.518782251448862},{"$f":"(32.0206985473633/(mmBTU_to_GJ))*($C$18)","v":34.741274088126325},{"$f":"(32.4303588867188/(mmBTU_to_GJ))*($C$18)","v":35.185740410793606},{"$f":"(32.7907905578613/(mmBTU_to_GJ))*($C$18)","v":35.576795448480595},{"$f":"(32.9940071105957/(mmBTU_to_GJ))*($C$18)","v":35.797277895087667},{"$f":"(32.9234657287598/(mmBTU_to_GJ))*($C$18)","v":35.720743103777878},{"$f":"(32.9201545715332/(mmBTU_to_GJ))*($C$18)","v":35.717150620603661},{"$f":"(32.902271270752/(mmBTU_to_GJ))*($C$18)","v":35.69774790041874},{"$f":"(32.9582405090332/(mmBTU_to_GJ))*($C$18)","v":35.758472454717726},{"$f":"(33.321102142334/(mmBTU_to_GJ))*($C$18)","v":36.152163911508453},{"$f":"(33.7343635559082/(mmBTU_to_GJ))*($C$18)","v":36.600537266567883},{"$f":"(34.1495399475098/(mmBTU_to_GJ))*($C$18)","v":37.050988301988475},{"$f":"(34.4904899597167/(mmBTU_to_GJ))*($C$18)","v":37.420906459985844},37.409873259446485,37.398840058907126,37.387806858367767,37.376773657828409,37.36574045728905,37.354707256749691,37.343674056210332,37.332640855670974,37.321607655131615,37.310574454592256,37.299541254052897,37.288508053513539,37.27747485297418,37.266441652434821,37.255408451895462,37.244375251356104,37.233342050816745,37.222308850277386,37.211275649738027,{"$f":"0.994103189054944*AH18","v":37.200242449198683},37.223873809180851,37.24750516916302,37.271136529145188,37.294767889127357,37.318399249109525,37.342030609091694,37.365661969073862,37.389293329056031,37.412924689038199,37.436556049020368,37.460187409002536,37.483818768984705,37.507450128966873,37.531081488949042,{"$f":"1.00952871208344*BB18","v":37.55471284893126},37.578569385338866,37.602425921746473,37.62628245815408,37.650138994561686,{"$f":"1.00317623736115*BQ18","v":37.673995530969293},{"$f":"+BV18*BW$141/BV$141","v":37.657407528684409},{"$f":"+BW18*BX$141/BW$141","v":37.640826830159476},37.62425343217862,37.607687331527387,37.59112852499274,37.561018618089207,37.530932828750899,37.500871137660013,37.47083352551423,37.440819973026684,37.399474622500279,37.358174929040445,37.316920842228761,37.275712311702456,37.234549287154408,37.189671530537417,37.144847863820196,37.100078221809703,37.055362539391488,37.010700751529562,36.958970738942355,36.907313029611991,36.855727522479896,36.804214116628756,36.752772711282311,36.70255674147662,36.652409382647399,36.602330541050243,36.552320123068824,36.502378035214747]
[]
[]
[]
["AEO_2013_Reference_Case",{"$f":"\"Prices are in $(\" & ref_year&\")/GJ LHV\"","v":"Prices are in $(2016)/GJ LHV"},null,null,null,null,null,null,null,null,null,null,null,null,null,null,null,null,null,null,null,null,null,null,null,null,null,null,null,null,null,null,null,null,null,null,null,null,null,null,null,null,null,null,"Except as noted,values are extrapolated based on PNNL mini-CAM model (see AEO Data tab)"]
["Year","Source Data Year","Reference year Conversion","Display Units","Use Category","LHV (MJ/kg)","HHV (MJ/kg)",2004,2005,2006,2007,2008,2009,2010,2011,2012,2013,2014,2015,2016,2017,2018,2019,2020,2021,2022,2023,2024,2025,2026,2027,2028,2029,2030,2031,2032,2033,2034,2035,2036,2037,2038,2039,2040,2041,2042,2043,2044,2045,2046,2047,2048,2049,2050,2051,2052,2053,2054,2055,2056,2057,2058,2059,2060,2061,2062,2063,2064,2065,2066,2067,2068,2069,2070,{"$f":"+BV23+1","v":2071},{"$f":"+BW23+1","v":2072},{"$f":"+BX23+1","v":2073},{"$f":"+BY23+1","v":2074},{"$f":"+BZ23+1","v":2075},{"$f":"+CA23+1","v":2076},{"$f":"+CB23+1","v":2077},{"$f":"+CC23+1","v":2078},{"$f":"+CD23+1","v":2079},{"$f":"+CE23+1","v":2080},{"$f":"+CF23+1","v":2081},{"$f":"+CG23+1","v":2082},{"$f":"+CH23+1","v":2083},{"$f":"+CI23+1","v":2084},{"$f":"+CJ23+1","v":2085},{"$f":"+CK23+1","v":2086},{"$f":"+CL23+1","v":2087},{"$f":"+CM23+1","v":2088},{"$f":"+CN23+1","v":2089},{"$f":"+CO23+1","v":2090},{"$f":"+CP23+1","v":2091},{"$f":"+CQ23+1","v":2092},{"$f":"+CR23+1","v":2093},{"$f":"+CS23+1","v":2094},{"$f":"+CT23+1","v":2095},{"$f":"+CU23+1","v":2096},{"$f":"+CV23+1","v":2097},{"$f":"+CW23+1","v":2098},{"$f":"+CX23+1","v":2099},{"$f":"+CY23+1","v":2100}]
["Feedstock Type"]
[{"$f":"'HyARC Physical Property Data'!A73","v":"Residential Natural Gas"},2011,{"$f":"VLOOKUP(ref_year,DeflatorTable,2,FALSE)/VLOOKUP(B25,DeflatorTable,2,FALSE)","v":1.0784554773635862},{"$f":"'HyARC Physical Property Data'!H73","v":"mmBtu"},"Feed Utility",{"$f":"'HyARC Physical Property Data'!$E$6","v":47.141269049911173},{"$f":"'HyARC Physical Property Data'!$I$6","v":52.224661236371581},14.386141835345208,14.386141835345208,14.386141835345208,13.326716630976858,13.627764477872551,11.254339733155913,{"$f":"((N42/(mmBTU_to_GJ))*($C25))*($G25/$F25)","v":12.864072624231563},12.23325661230241,11.850527062684614,11.865842495866545,11.611695090166418,11.50138750593943,12.075204376866452,12.446344297440779,12.907270435435697,13.164777859640022,13.336162585082695,13.544264034469807,13.819651921148951,14.079086797828554,14.2515190517904,14.353207458115314,14.54298904928118,14.646583391279357,14.81893750527599,14.987454833734297,15.139899111087075,15.341580626230741,15.539442342785032,15.781889138041823,16.136390908341905,16.532635274551915,17.01379173629439,17.457934768717273,17.940794455208763,18.182559507580642,18.530579058157759,{"$f":"($BB25-$AR25)/10+AR25","v":18.537819201300856},{"$f":"($BB25-$AR25)/10+AS25","v":18.545059344443953},18.552299487587049,18.559539630730146,18.566779773873243,18.57401991701634,18.581260060159437,18.588500203302534,18.595740346445631,{"$f":"'AEO Data'!$B$30*AM25","v":18.602980489588727},{"$f":"($BQ25-$BB25)/15+BB25","v":18.754563729723429},{"$f":"($BQ25-$BB25)/15+BC25","v":18.906146969858131},19.057730209992833,19.209313450127535,19.360896690262237,19.512479930396939,19.664063170531641,19.815646410666343,19.967229650801045,20.118812890935747,20.270396131070449,20.42197937120515,20.573562611339852,20.725145851474554,{"$f":"'AEO Data'!$C$30*BB25","v":20.876729091609249},{"$f":"($BV25-$BQ25)/5+BQ25","v":20.996057748553792},{"$f":"($BV25-$BQ25)/5+BR25","v":21.115386405498334},{"$f":"($BV25-$BQ25)/5+BS25","v":21.234715062442877},{"$f":"($BV25-$BQ25)/5+BT25","v":21.35404371938742},{"$f":"'AEO Data'!$D$30*BQ25","v":21.473372376331962},{"$f":"+BV25*BW$133/BV$133","v":21.544670286660121},{"$f":"+BW25*BX$133/BW$133","v":21.616204927015033},21.687977083409997,21.759987544468107,21.832237101430913,21.878825528741867,21.925513372413558,21.972300844593363,22.01918815788137,22.066175525331335,22.081432025482624,22.096699073941053,22.111976677999699,22.127264844956677,22.142563582115145,22.147749174896123,22.152935982097123,22.158124004002548,22.163313240896873,22.16850369306464,22.176370321670593,22.184239741797636,22.19211195443636,22.199986960577704,22.207864761212956,22.219988729743012,22.232119317126994,22.244256526978344,22.256400362912476,22.268550828546775]
[{"$f":"'HyARC Physical Property Data'!A71","v":"Commercial Natural Gas"},2011,{"$f":"VLOOKUP(ref_year,DeflatorTable,2,FALSE)/VLOOKUP(B26,DeflatorTable,2,FALSE)","v":1.0784554773635862},{"$f":"'HyARC Physical Property Data'!H71","v":"mmBtu"},"Feed Utility",{"$f":"'HyARC Physical Property Data'!$E$6","v":47.141269049911173},{"$f":"'HyARC Physical Property Data'!$I$6","v":52.224661236371581},12.491836786393147,12.491836786393147,12.491836786393147,11.540201846875071,11.906633267965836,9.3536765847618941,{"$f":"((N43/(mmBTU_to_GJ))*($C26))*($G26/$F26)","v":10.64172897994356},10.007420451308324,9.1421449075231607,9.5837353677490551,9.3261316841672954,9.1778922429136323,9.6950621689136156,9.9937516197122047,10.387270146845841,10.589454475678709,10.722185964995566,10.884038747145405,11.119862897234498,11.337766948634531,11.475270638145757,11.543938680619837,11.704619363291469,11.764049902921345,11.890869934000278,12.010138700035061,12.114209809067368,12.267307517723458,12.405684336411204,12.591270151184064,12.891290246317817,13.22904741479684,13.658744745824521,14.044020072859722,14.474602990159831,14.664146764040265,14.963148774699713,{"$f":"($BB26-$AR26)/10+AR26","v":14.955403062800835},14.947657350901958,14.93991163900308,14.932165927104203,14.924420215205325,14.916674503306448,14.90892879140757,14.901183079508693,14.893437367609815,{"$f":"'AEO Data'!$B$30*AM26","v":14.885691655710941},{"$f":"($BQ26-$BB26)/15+BB26","v":15.006985196500363},15.128278737289785,15.249572278079206,15.370865818868628,15.49215935965805,15.613452900447472,15.734746441236894,15.856039982026315,15.977333522815737,16.098627063605161,16.219920604394584,16.341214145184008,16.462507685973431,16.583801226762855,{"$f":"'AEO Data'!$C$30*BB26","v":16.705094767552271},{"$f":"($BV26-$BQ26)/5+BQ26","v":16.800578907524393},16.896063047496515,16.991547187468637,17.087031327440759,{"$f":"'AEO Data'!$D$30*BQ26","v":17.182515467412887},{"$f":"+BV26*BW$134/BV$134","v":17.239566471118206},{"$f":"+BW26*BX$134/BW$134","v":17.296806900931124},17.354237385802019,17.41185855676957,17.469671046967683,17.506950071372589,17.544308646540465,17.581746942226928,17.619265128549845,17.656863375990099,17.669071288433191,17.681287641397287,17.693512440718141,17.705745692235549,17.717987401793337,17.722136797920101,17.726287165798784,17.730438505656959,17.734590817722253,17.738744102222352,17.745038803647411,17.751335738785624,17.75763490842964,17.763936313372383,17.770239954407064,17.779941284647286,17.789647911147362,17.799359836798683,17.809077064494225,17.818799597128535]
[{"$f":"'HyARC Physical Property Data'!A72","v":"Industrial Natural Gas"},2011,{"$f":"VLOOKUP(ref_year,DeflatorTable,2,FALSE)/VLOOKUP(B27,DeflatorTable,2,FALSE)","v":1.0784554773635862},{"$f":"'HyARC Physical Property Data'!H72","v":"mmBtu"},"Feed Utility",{"$f":"'HyARC Physical Property Data'!$E$6","v":47.141269049911173},{"$f":"'HyARC Physical Property Data'!$I$6","v":52.224661236371581},8.3524006010892204,8.3524006010892204,8.3524006010892204,7.891606632326889,9.2420298006250725,5.091378564817072,{"$f":"((N44/(mmBTU_to_GJ))*($C27))*($G27/$F27)","v":6.2103832410803772},5.5375335901824529,4.2577062790619404,4.9080821964863821,4.9545856679580433,5.0083584211211258,5.5106070111550416,5.7392570064668833,6.0261280706426819,6.171696031056638,6.2618559613543372,6.3878674136627964,6.5997410981821893,6.8069026030602018,6.91936073502547,6.9660068968683904,7.0844183882123479,7.1287611197763514,7.2441206226239103,7.3454421108512973,7.4306384546630166,7.5610393345826239,7.6680605104175692,7.8321068739097237,8.1183505534372813,8.4316589725104603,8.8481676363659503,9.2337204169008231,9.6247135509558071,9.783781605939545,10.057511566400239,{"$f":"($BB27-$AR27)/10+AR27","v":10.000514100600522},9.9435166348008064,9.8865191690010903,9.8295217032013742,9.7725242374016581,9.715526771601942,9.6585293058022259,9.6015318400025098,9.5445343742027937,{"$f":"'AEO Data'!$B$30*AM27","v":9.4875369084030705},9.5648444982421381,9.6421520880812057,9.7194596779202733,9.7967672677593409,9.8740748575984085,9.9513824474374761,10.028690037276544,10.105997627115611,10.183305216954679,10.260612806793747,10.337920396632814,10.415227986471882,10.492535576310949,10.569843166150017,{"$f":"'AEO Data'!$C$30*BB27","v":10.647150755989088},10.708008479170871,10.768866202352655,10.829723925534438,10.890581648716221,{"$f":"'AEO Data'!$D$30*BQ27","v":10.951439371898008},{"$f":"+BV27*BW$135/BV$135","v":10.987801370778188},{"$f":"+BW27*BX$135/BW$135","v":11.024284102186545},11.060887966990576,11.097613367388767,11.134460706915034,11.158220847063788,11.18203168964661,11.205893342858859,11.229805915126768,11.253769515107949,11.261550344011113,11.26933655256048,11.277128144475522,11.284925123478285,11.292727493293389,11.295372150311067,11.298017426684055,11.300663322557401,11.303309838076188,11.305956973385531,11.309968961103596,11.31398237249995,11.317997208079792,11.3220134683485,11.326031153811636,11.332214388749156,11.338400999308178,11.344590987331557,11.350784354663158,11.356981103147852]
[{"$f":"'HyARC Physical Property Data'!A74","v":"Electric Utility Natural Gas"},2011,1.0784554773635862,{"$f":"'HyARC Physical Property Data'!H74","v":"mmBtu"},"Feed Utility",{"$f":"'HyARC Physical Property Data'!$E$6","v":47.141269049911173},{"$f":"'HyARC Physical Property Data'!$I$6","v":52.224661236371581},7.4079259090132386,7.4079259090132386,7.4079259090132386,7.3706710915002853,9.3158925097981644,4.7837623175056114,{"$f":"((N45/(mmBTU_to_GJ))*($C28))*($G28/$F28)","v":5.9546786983922937},5.4071882009627821,3.7617666418716023,4.2077012311780857,4.2560449554536968,4.351004265064101,4.8499075586162492,5.0379587459147714,5.3255342022407595,5.4610005903401024,5.5453996800139871,5.6707180648048965,5.8914702613138141,6.1025908577626655,6.248858680473754,6.3168359203568114,6.465015341057482,6.5238626621064135,6.6439853054422287,6.7551648863824747,6.8546302673202151,7.0027927010719244,7.1267928986235729,7.2997143767154569,7.5856330392862574,7.9050986611256384,8.3181385900035885,8.6915977953425259,9.0845976543012643,9.2352243281153736,9.4875314810115476,{"$f":"($BB28-$AR28)/10+AR28","v":9.4282819947225889},9.3690325084336301,9.3097830221446713,9.2505335358557126,9.1912840495667538,9.1320345632777951,9.0727850769888363,9.0135355906998775,8.9542861044109188,{"$f":"'AEO Data'!$B$30*AM28","v":8.8950366181219671},8.967516319557248,9.039996020992529,9.1124757224278099,9.1849554238630908,9.2574351252983718,9.3299148267336527,9.4023945281689336,9.4748742296042145,9.5473539310394955,9.6198336324747764,9.6923133339100573,9.7647930353453383,9.8372727367806192,9.9097524382159001,{"$f":"'AEO Data'!$C$30*BB28","v":9.9822321396511793},10.039289274861693,10.096346410072206,10.153403545282719,10.210460680493233,{"$f":"'AEO Data'!$D$30*BQ28","v":10.26751781570375},{"$f":"+BV28*BW$136/BV$136","v":10.301608993916805},{"$f":"+BW28*BX$136/BW$136","v":10.335813364865709},10.37013130438363,10.404563189551611,10.439109398702717,10.461385709057588,10.483709555460226,10.506081039349146,10.528500262379325,10.550967326422667,10.558262239599943,10.565562196462466,10.572867200497431,10.580177255194439,10.587492364045506,10.589971861226042,10.592451939082915,10.594932597752113,10.597413837369656,10.599895658071597,10.603657095629963,10.607419867957365,10.611183975527453,10.614949418814046,10.618716198291134,10.624513287853858,10.630313542229239,10.636116963145044,10.641923552329986,10.647733311513726]
[{"$f":"'HyARC Physical Property Data'!A75","v":"Bio Methane"},2007,1.1446359956438654,{"$f":"'HyARC Physical Property Data'!H75","v":"mmBtu"},"Feed Utility",{"$f":"'HyARC Physical Property Data'!$E$6","v":47.141269049911173},{"$f":"'HyARC Physical Property Data'!$I$6","v":52.224661236371581},12.42654028436019,12.42654028436019,12.42654028436019,12.42654028436019,12.42654028436019,12.42654028436019,{"$f":"13.11*($C$29/mmBTU_to_GJ)","v":14.223865310797228},14.223865310797228,14.223865310797228,14.223865310797228,14.223865310797228,14.223865310797228,14.223865310797228,14.223865310797228,14.223865310797228,14.223865310797228,14.223865310797228,14.223865310797228,14.223865310797228,14.223865310797228,14.223865310797228,14.223865310797228,14.223865310797228,14.223865310797228,14.223865310797228,14.223865310797228,14.223865310797228,14.223865310797228,14.223865310797228,14.223865310797228,14.223865310797228,14.223865310797228,{"$f":"13.11*($C$29/mmBTU_to_GJ)","v":14.223865310797228},14.223865310797228,14.223865310797228,14.223865310797228,14.223865310797228,14.223865310797228,14.223865310797228,14.223865310797228,14.223865310797228,14.223865310797228,14.223865310797228,14.223865310797228,14.223865310797228,14.223865310797228,14.223865310797228,14.223865310797228,14.223865310797228,14.223865310797228,14.223865310797228,14.223865310797228,14.223865310797228,14.223865310797228,14.223865310797228,14.223865310797228,14.223865310797228,14.223865310797228,14.223865310797228,14.223865310797228,14.223865310797228,14.223865310797228,14.223865310797228,14.223865310797228,14.223865310797228,14.223865310797228,14.223865310797228,{"$f":"+BV29*BW$136/BV$136","v":14.271092726019944},{"$f":"+BW29*BX$136/BW$136","v":14.318476950147966},14.366018503832969,14.413717909455341,14.461575691129934,14.49243565590395,14.523361473628309,14.554353284828478,14.585411230329802,14.616535451258134,14.626641288360148,14.636754112613382,14.646873928848736,14.657000741900452,14.667134556606111,14.670569469948116,14.674005187716483,14.6774417100996,14.6808790372859,14.684317169463862,14.689527988881515,14.69474065739019,14.699955175646044,14.705171544305472,14.710389764025104,14.718420626266095,14.726455872806168,14.734495506038849,14.74253952835897,14.750587942162673]
[{"$f":"'HyARC Physical Property Data'!A85","v":"Woody Biomass"},2005,{"$f":"VLOOKUP(ref_year,DeflatorTable,2,FALSE)/VLOOKUP(B30,DeflatorTable,2,FALSE)","v":1.2112501494873942},{"$f":"+'HyARC Physical Property Data'!$H$85","v":"kg"},"Feed",{"$f":"'HyARC Physical Property Data'!$E$45","v":19.551069237418005},{"$f":"'HyARC Physical Property Data'!$I$45","v":20.588656379262464},1.3438238843289665,1.3438238843289665,1.3438238843289665,1.3438238843289665,1.3438238843289665,1.3438238843289665,{"$f":"1.27*($C$30)","v":1.5382876898489906},{"$f":"1.27*($C$30)","v":1.5382876898489906},{"$f":"1.28*($C$30)","v":1.5504001913438645},{"$f":"1.32*($C$30)","v":1.5988501973233604},{"$f":"1.32*($C$30)","v":1.5988501973233604},{"$f":"1.34*($C$30)","v":1.6230752003131084},{"$f":"1.34*($C$30)","v":1.6230752003131084},{"$f":"1.36*($C$30)","v":1.6473002033028561},{"$f":"1.36*($C$30)","v":1.6473002033028561},{"$f":"1.38*($C$30)","v":1.6715252062926038},{"$f":"1.4*($C$30)","v":1.6957502092823518},{"$f":"1.46*($C$30)","v":1.7684252182515954},{"$f":"1.48*($C$30)","v":1.7926502212413433},{"$f":"1.48*($C$30)","v":1.7926502212413433},{"$f":"1.51*($C$30)","v":1.8289877257259652},{"$f":"1.52*($C$30)","v":1.8411002272208392},{"$f":"1.62*($C$30)","v":1.9622252421695787},{"$f":"1.72*($C$30)","v":2.083350257118318},{"$f":"1.82*($C$30)","v":2.2044752720670573},{"$f":"1.91*($C$30)","v":2.3134877855209228},{"$f":"2.01*($C$30)","v":2.4346128004696621},{"$f":"2.11*($C$30)","v":2.5557378154184014},{"$f":"2.2*($C$30)","v":2.6647503288722674},{"$f":"2.3*($C$30)","v":2.7858753438210062},{"$f":"2.4*($C$30)","v":2.9070003587697459},{"$f":"2.5*($C$30)","v":3.0281253737184857},{"$f":"2.57*($C$30)","v":3.1129128841826028},{"$f":"2.64*($C$30)","v":3.1977003946467208},{"$f":"2.71*($C$30)","v":3.282487905110838},{"$f":"2.78*($C$30)","v":3.3672754155749556},{"$f":"2.85*($C$30)","v":3.4520629260390736},{"$f":"2.92*($C$30)","v":3.5368504365031908},{"$f":"2.99*($C$30)","v":3.6216379469673088},{"$f":"3.07*($C$30)","v":3.7185379589263001},{"$f":"3.14*($C$30)","v":3.8033254693904177},{"$f":"3.21*($C$30)","v":3.8881129798545353},{"$f":"3.28*($C$30)","v":3.9729004903186529},{"$f":"3.35*($C$30)","v":4.0576880007827709},{"$f":"3.42*($C$30)","v":4.1424755112468876},{"$f":"3.49*($C$30)","v":4.2272630217110061},{"$f":"3.56*($C$30)","v":4.3120505321751237},{"$f":"3.64*($C$30)","v":4.4089505441341146},{"$f":"3.71*($C$30)","v":4.4937380545982322},{"$f":"3.78*($C$30)","v":4.5785255650623498},{"$f":"3.85*($C$30)","v":4.6633130755264673},{"$f":"3.92*($C$30)","v":4.7481005859905849},{"$f":"3.99*($C$30)","v":4.8328880964547034},{"$f":"4.06*($C$30)","v":4.9176756069188201},{"$f":"4.14*($C$30)","v":5.0145756188778119},{"$f":"4.21*($C$30)","v":5.0993631293419295},{"$f":"4.28*($C$30)","v":5.1841506398060471},{"$f":"4.35*($C$30)","v":5.2689381502701647},{"$f":"4.42*($C$30)","v":5.3537256607342822},{"$f":"4.49*($C$30)","v":5.4385131711983998},{"$f":"4.56*($C$30)","v":5.5233006816625174},{"$f":"4.63*($C$30)","v":5.608088192126635},{"$f":"4.71*($C$30)","v":5.7049882040856268},{"$f":"4.78*($C$30)","v":5.7897757145497444},{"$f":"4.85*($C$30)","v":5.8745632250138611},{"$f":"4.92*($C$30)","v":5.9593507354779796},{"$f":"4.99*($C$30)","v":6.0441382459420971},{"$f":"+BV30*BW$137/BV$137","v":6.0586659764672328},{"$f":"+BW30*BX$137/BW$137","v":6.0732286259412112},6.0878262782954495,6.1024590176630999,6.1171269283795393,6.1299667153690152,6.1428334529403346,6.155727197662495,6.1686480062232301,6.18159593542926,6.197524392005751,6.2134938923080965,6.229504542095909,6.245556447401321,6.2616497145296828,6.2750522655841658,6.2884835037072264,6.3019434903011975,6.3154322868998385,6.3289499551686168,6.3413225489579119,6.3537193301840116,6.3661403461314299,6.3785856441771198,6.3910552717906537,6.4057772391562917,6.4205331189689208,6.4353229893467718,6.4501469285880244,6.4650050151712186]
[{"$f":"'HyARC Physical Property Data'!$A$87","v":"Woody Biomass MYPP"},2007,{"$f":"VLOOKUP(ref_year,DeflatorTable,2,FALSE)/VLOOKUP(B31,DeflatorTable,2,FALSE)","v":1.1446359956438654},{"$f":"+'HyARC Physical Property Data'!$H$87","v":"kg"},"Feed",18.608000000000001,null,4.4443250214961303,4.4443250214961303,4.4443250214961303,4.4443250214961303,4.4443250214961303,4.4443250214961303,{"$f":"4.44432502149613*$C$31","v":5.0871343959451663},{"$f":"N31-($N$31-$U$31)/7","v":4.9664808197552768},4.8458272435653873,4.7251736673754978,4.6045200911856083,4.4838665149957189,4.3632129388058294,{"$f":"3.70647033533964*$C$31","v":4.2425593626159408},{"$f":"3.70647033533964*$C$31","v":4.2425593626159408},4.2425593626159408,4.2425593626159408,4.2425593626159408,4.2425593626159408,4.2425593626159408,4.2425593626159408,4.2425593626159408,4.2425593626159408,4.2425593626159408,4.2425593626159408,4.2425593626159408,4.2425593626159408,4.2425593626159408,4.2425593626159408,4.2425593626159408,4.2425593626159408,4.2425593626159408,4.2425593626159408,4.2425593626159408,4.2425593626159408,4.2425593626159408,4.2425593626159408,4.2425593626159408,4.2425593626159408,4.2425593626159408,4.2425593626159408,4.2425593626159408,4.2425593626159408,4.2425593626159408,4.2425593626159408,4.2425593626159408,4.2425593626159408,4.2425593626159408,4.2425593626159408,4.2425593626159408,4.2425593626159408,4.2425593626159408,4.2425593626159408,4.2425593626159408,4.2425593626159408,4.2425593626159408,4.2425593626159408,4.2425593626159408,4.2425593626159408,4.2425593626159408,4.2425593626159408,4.2425593626159408,4.2425593626159408,4.2425593626159408,4.2425593626159408,4.2425593626159408,4.2425593626159408,{"$f":"+BV31*BW$137/BV$137","v":4.2527568062628252},{"$f":"+BW31*BX$137/BW$137","v":4.2629787605524712},4.2732252843988219,4.2834964368574244,4.2937922771257746,4.302804903291757,4.3118364468680763,4.3208869475621841,4.3299564451648767,4.3390449795504713,4.3502256342328796,4.361435098720146,4.3726734472480695,4.3839407542437394,4.3952370943260251,4.4046447412304142,4.4140725244365262,4.4235204870444758,4.4329886722466272,4.4424771233277953,4.4511618127714661,4.4598634800922632,4.4685821584805847,4.4773178811917154,4.486070681545951,4.4964044657748525,4.5067620541531026,4.5171435015141972,4.5275488628179446,4.537978193150753]
[{"$f":"'HyARC Physical Property Data'!A79","v":"Electric Utility Steam Coal"},2011,{"$f":"VLOOKUP(ref_year,DeflatorTable,2,FALSE)/VLOOKUP(B32,DeflatorTable,2,FALSE)","v":1.0784554773635862},{"$f":"+'HyARC Physical Property Data'!$H$79","v":"kg"},"Feed",{"$f":"'HyARC Physical Property Data'!E42","v":22.7322030001394},{"$f":"'HyARC Physical Property Data'!I42","v":23.967615189707661},1.7344499599167666,1.7344499599167666,1.7344499599167666,1.7788973636542149,1.9298772179141501,1.9810774561110811,{"$f":"N50*($C32/mmBTU_to_GJ*$G32/$F32)","v":2.4767433408545654},2.5651337544408896,2.592373750453385,2.5186929778253004,2.5813167306269946,2.582493674349621,2.6495298883238707,2.6645951990883976,2.6731948638895253,2.6770339422228524,2.7117742599988581,2.7445379158817356,2.7930415773737955,2.8325090702115565,2.8662642904028734,2.9010186194136725,2.940829926397512,2.9767170098519729,3.0091724185694009,3.0482659192169139,3.0901131663949291,3.1223497842921248,3.1512808285654264,3.1840250842770517,3.2199865350546464,3.2659164404939314,3.3055854795552553,3.3425050832352436,3.3788577707997551,3.4165792482248296,3.4505834372805482,{"$f":"($BB32-$AR32)/10+AR32","v":3.4478678685678643},3.44515229985518,3.4424367311424957,3.4397211624298114,3.4370055937171271,3.4342900250044428,3.4315744562917585,3.4288588875790742,3.4261433188663899,{"$f":"('AEO Data'!$B$28*AM32)","v":3.4234277501537074},{"$f":"(($BQ$32-$BB$32)/15+BB32)","v":3.435442052510095},{"$f":"(($BQ$32-$BB$32)/15+BC32)","v":3.4474563548664827},3.4594706572228704,3.4714849595792581,3.4834992619356457,3.4955135642920334,3.5075278666484211,3.5195421690048088,3.5315564713611964,3.5435707737175841,3.5555850760739718,3.5675993784303595,3.5796136807867471,3.5916279831431348,{"$f":"('AEO Data'!$C$28*BB32)","v":3.6036422854995251},{"$f":"(($BV$32-$BQ$32)/5+BQ32)","v":3.6151952056451568},{"$f":"(($BV$32-$BQ$32)/5+BR32)","v":3.6267481257907885},{"$f":"(($BV$32-$BQ$32)/5+BS32)","v":3.6383010459364202},{"$f":"(($BV$32-$BQ$32)/5+BT32)","v":3.6498539660820519},{"$f":"('AEO Data'!$D$28*BQ32)","v":3.6614068862276832},{"$f":"+BV32*BW$138/BV$138","v":3.6737859390461725},{"$f":"+BW32*BX$138/BW$138","v":3.6862068448882255},3.6986697452570407,3.7111747821342336,3.7237220979814545,3.7343836989714818,3.7450758257990131,3.7557985658643127,3.766552006817887,3.7773362365611991,3.7855700072018039,3.7938217256698499,3.8020914310876934,3.8103791626629699,3.818684959688778,3.8243155975254672,3.8299545377182778,3.8356017925090047,3.841257374157494,3.846921294941668,3.8488180534393406,3.8507157471505309,3.852614376536355,3.8545139420581549,3.8564144441775015,3.853683012772128,3.8509535159922028,3.8482259524674642,3.8455003208286209,3.8427766197073518]
[{"$f":"'HyARC Physical Property Data'!A76","v":"Commercial Electricity"},2011,1.0784554773635862,{"$f":"'HyARC Physical Property Data'!$H$76","v":"kWh"},"Feed Utility Byprod",null,null,26.896922396257633,26.896922396257633,26.896922396257633,26.568469730033652,27.542479456318485,26.167555894896875,{"$f":"(N51/(mmBTU_to_GJ))*($C33)","v":31.170510750229255},30.647202241072566,29.096288196984492,28.387905483352725,28.463304343594306,28.350595012766668,28.857908647179944,29.151791342575894,29.281852050913265,29.2121521378625,29.201670163962135,29.313283661356845,29.301901100465429,29.26493001112912,29.269341967375848,29.119158608733361,29.009605932421458,29.000424238490005,29.116216623080415,29.212683698856079,29.289319460640414,29.420953385072249,29.555370849091627,29.728290707001914,29.921887265329854,30.317863405172005,30.770945551447749,31.181233971042094,31.632038582906873,32.176370329359735,32.452971159068191,{"$f":"($BB33-$AR33)/10+AR33","v":32.16388259843756},31.874794037806929,31.585705477176298,31.296616916545666,31.007528355915035,30.718439795284404,30.429351234653772,30.140262674023141,29.85117411339251,{"$f":"'AEO Data'!$B$33*AM33","v":29.562085552761868},{"$f":"($BQ33-$BB33)/15+BB33","v":29.579309127727463},29.596532702693057,29.613756277658652,29.630979852624247,29.648203427589841,29.665427002555436,29.682650577521031,29.699874152486625,29.71709772745222,29.734321302417815,29.751544877383409,29.768768452349004,29.785992027314599,29.803215602280194,{"$f":"'AEO Data'!$C$33*BB33","v":29.82043917724577},{"$f":"($BV33-$BQ33)/5+BQ33","v":29.800359578005001},29.780279978764231,29.760200379523461,29.740120780282691,{"$f":"'AEO Data'!$D$33*BQ33","v":29.720041181041928},{"$f":"+BV33*BW$139/BV$139","v":29.706955334848292},{"$f":"+BW33*BX$139/BW$139","v":29.693875250402076},29.680800925166359,29.667732356605345,29.654669542184347,29.630916614985676,29.607182713510749,29.583467822520262,29.559771926787111,29.536095011096396,29.503478732865982,29.470898472315131,29.438354189670047,29.405845845200851,29.373373399221538,29.33797049714088,29.302610265183901,29.267292651921498,29.232017605986552,29.196785076073859,29.155976606392862,29.115225174882106,29.074530701819103,29.033893107592792,28.993312312703377,28.95369823223389,28.914138277190098,28.874632373619477,28.835180447670528,28.795782425592659]
[{"$f":"'HyARC Physical Property Data'!A77","v":"Industrial Electricity"},2011,1.0784554773635862,{"$f":"'HyARC Physical Property Data'!$H$77","v":"kWh"},"Feed Utility Byprod",null,null,17.44160584363896,17.44160584363896,17.44160584363896,17.651840860809763,19.274322003549859,18.160650967421709,{"$f":"(N52/(mmBTU_to_GJ))*($C34)","v":20.71088694517794},20.419854234493727,18.84589804356655,18.546331734469991,18.447325432717289,18.282111164748592,18.776485377898855,19.0506124045218,19.200702739990415,19.143487354660063,19.136493238663739,19.273625752681113,19.383161051037455,19.514271592337145,19.584716713011606,19.608427400023405,19.702865343929336,19.792952665549336,19.899804603120767,20.04636516914546,20.164927804298578,20.308580118348768,20.474707240100674,20.654018096726102,20.882864304557295,21.257348002303171,21.736726062038347,22.152611205555505,22.558073664667731,22.988629891607754,23.250100655420045,{"$f":"($BB34-$AR34)/10+AR34","v":22.997834080640374},22.745567505860702,22.493300931081031,22.241034356301359,21.988767781521688,21.736501206742016,21.484234631962345,21.231968057182673,20.979701482403001,{"$f":"'AEO Data'!$B$33*AM34","v":20.727434907623323},{"$f":"($BQ34-$BB34)/15+BB34","v":20.739511204755296},20.751587501887268,20.763663799019241,20.775740096151214,20.787816393283187,20.79989269041516,20.811968987547132,20.824045284679105,20.836121581811078,20.848197878943051,20.860274176075023,20.872350473206996,20.884426770338969,20.896503067470942,{"$f":"'AEO Data'!$C$33*BB34","v":20.908579364602893},20.894500568115706,20.880421771628519,20.866342975141333,20.852264178654146,{"$f":"'AEO Data'!$D$33*BQ34","v":20.838185382166952},{"$f":"+BV34*BW$140/BV$140","v":20.844481841022439},{"$f":"+BW34*BX$140/BW$140","v":20.850780202413748},20.857080466915747,20.863382635103481,20.869686707552159,20.867326506359717,20.864966572087891,20.862606904706492,20.860247504185345,20.857888370494265,20.848427047697971,20.838970016641447,20.829517275377921,20.82006882196151,20.810624654447203,20.799038600799683,20.787458997541872,20.775885841082598,20.764319127832685,20.752758854204956,20.736920704111466,20.721094641422845,20.705280656914191,20.689478741367644,20.673688885572378,20.658843427163145,20.644008629049544,20.629184483576587,20.614370983094769,20.59956811996009]
[{"$f":"'HyARC Physical Property Data'!A78","v":"Residential Electricity"},2011,1.0784554773635862,{"$f":"'HyARC Physical Property Data'!$H$78","v":"kWh"},"Feed Utility Byprod",null,null,29.579885763014694,29.579885763014694,29.579885763014694,29.556357578078675,30.116416605727963,29.134443020933652,{"$f":"(N53/(mmBTU_to_GJ))*($C35)","v":35.290357875264071},35.099254542442559,34.006324250330664,33.273068571129983,33.741332917168577,33.797427935481679,34.324839686615753,34.578308413009267,34.586867567238613,34.390554936680012,34.362805408349665,34.407138617447096,34.440296778887124,34.452805840191871,34.592323223051601,34.714384960668241,34.884790126185806,35.027523453056702,35.17875868912688,35.278238284610403,35.329988814033648,35.457572652587459,35.581268940259363,35.700168912196872,35.86250559517147,36.208798160069257,36.632705785658793,36.980264896847054,37.31435507024409,37.726607198816652,37.92339618980413,{"$f":"($BB35-$AR35)/10+AR35","v":37.661673404423048},37.399950619041967,37.138227833660885,36.876505048279803,36.614782262898721,36.35305947751764,36.091336692136558,35.829613906755476,35.567891121374394,{"$f":"'AEO Data'!$B$33*AM35","v":35.306168335993306},{"$f":"($BQ35-$BB35)/15+BB35","v":35.326738550364603},35.347308764735899,35.367878979107196,35.388449193478493,35.40901940784979,35.429589622221087,35.450159836592384,35.470730050963681,35.491300265334978,35.511870479706275,35.532440694077572,35.553010908448869,35.573581122820165,35.594151337191462,{"$f":"'AEO Data'!$C$33*BB35","v":35.614721551562717},35.590740371018178,35.56675919047364,35.542778009929101,35.518796829384563,{"$f":"'AEO Data'!$D$33*BQ35","v":35.494815648840024},{"$f":"+BV35*BW$141/BV$141","v":35.479187147674004},{"$f":"+BW35*BX$141/BW$141","v":35.463565527795978},35.447950786176087,35.432342919785803,35.41674192559794,35.388373668404036,35.360028133741132,35.331705303408839,35.303405159221327,35.275127683007355,35.236173874838393,35.197263082790727,35.158395259362273,35.119570357103413,35.080788328616926,35.03850643960029,34.996275511757105,34.954095483665299,34.911966293976825,34.869887881417597,34.82115009201096,34.772480423618198,34.723878781026279,34.675345069155263,34.626879193058095,34.579567869537456,34.532321188323188,34.485139061093349,34.438021399646672,34.39096811590241]
[]
[]
[]
["AEO 2013 Reference Case Values:"]
["2011 $/MMBtu"]
[]
["Residential Natural Gas",null,null,null,null,null,null,null,null,null,null,null,null,11.359373,10.802343,10.464380999999999,10.477905,10.253485,10.156079999999999,10.662777999999999,10.990506,11.397518,11.624905,11.776242999999999,11.960003,12.203179,12.432268000000001,12.584531,12.674325,12.841908,12.933384999999999,13.085578999999999,13.234385,13.368997999999999,13.547089,13.721807,13.935895,14.248931000000001,14.598827,15.023702999999999,15.415895000000001,15.842275000000001,16.055761,16.363073]
["Commercial Natural Gas",null,null,null,null,null,null,null,null,null,null,null,null,9.3969749999999994,8.8368610000000007,8.0727960000000003,8.4627339999999993,8.2352620000000005,8.1043620000000001,8.5610389999999992,8.8247909999999994,9.1722800000000007,9.3508150000000008,9.4680210000000002,9.6109419999999997,9.8191819999999996,10.011597999999999,10.133018,10.193654,10.33554,10.388019,10.500005,10.605323,10.697221000000001,10.832411,10.954602,11.11848,11.383407,11.681657,12.061093,12.401303,12.781521,12.948893999999999,13.212922000000001]
["Industrial Natural Gas",null,null,null,null,null,null,null,null,null,null,null,null,5.4839599999999997,4.8898130000000002,3.7596859999999999,4.3339879999999997,4.3750520000000002,4.4225349999999999,4.8660360000000003,5.0679410000000003,5.3212570000000001,5.4497980000000004,5.5294119999999998,5.6406840000000003,5.8277749999999999,6.0107049999999997,6.1100089999999998,6.1511990000000001,6.2557600000000004,6.2949159999999997,6.396782,6.4862520000000004,6.561483,6.6766310000000004,6.771134,6.9159920000000001,7.1687539999999998,7.4454149999999997,7.813205,8.1536600000000004,8.4989190000000008,8.6393810000000002,8.8810929999999999]
[{"$f":"'HyARC Physical Property Data'!$A$74","v":"Electric Utility Natural Gas"},null,null,null,null,null,null,null,null,null,null,null,null,5.258165,4.7747140000000003,3.3217560000000002,3.7155300000000002,3.758219,3.8420709999999998,4.2826180000000003,4.4486730000000003,4.7026110000000001,4.8222319999999996,4.8967590000000003,5.0074189999999996,5.20235,5.388776,5.5179349999999996,5.5779610000000002,5.7088080000000003,5.7607720000000002,5.8668440000000004,5.9650189999999998,6.0528500000000003,6.1836820000000001,6.2931780000000002,6.4458729999999997,6.6983480000000002,6.9804459999999997,7.345173,7.6749489999999998,8.0219799999999992,8.1549879999999995,8.3777830000000009]
[{"$f":"'HyARC Physical Property Data'!$A$85","v":"Woody Biomass"}]
["Pyrolysis Oil",null,null,null,null,null,null,null,null,null,null,null,null,13.6,13.6,13.6,13.6,13.6,13.6,13.6,14.11,14.11,14.11,14.11,14.11,14.11,14.11,14.11,14.11,14.11,14.11,14.11,14.11,14.11,14.11,14.11,14.11,14.11,14.11,14.11,14.11,14.11,14.11,14.11,14.11,14.11,14.11,14.11,14.11,14.11,14.11,14.11,14.11,14.11,14.11,14.11,14.11,14.11,14.11,14.11,14.11,14.11,14.11,14.11,14.11,14.11,14.11,14.11,14.11,14.11,14.11,14.11,14.11,14.11]
["Methanol",null,null,null,null,null,null,null,null,null,null,null,null,23.6,23.6,23.6,23.6,23.6,23.6,23.6,23.6,23.6,23.6,23.6,23.6,23.6,23.6,23.6,23.6,23.6,23.6,23.6,23.6,23.6,23.6,23.6,23.6,23.6,23.6,23.6,23.6,23.6,23.6,23.6,23.6,23.6,23.6,23.6,23.6,23.6,23.6,23.6,23.6,23.6,23.6,23.6,23.6,23.6,23.6,23.6,23.6,23.6,23.6,23.6,23.6,23.6,23.6,23.6,23.6,23.6,23.6,23.6,23.6,23.6]
["Ethanol (E85)",null,null,null,null,null,null,null,null,null,null,null,null,25.561684,25.303816000000001,33.642014000000003,31.120284999999999,24.805427999999999,24.941547,24.510408000000002,24.773121,25.840997999999999,26.808551999999999,29.644617,29.383793000000001,28.224442,28.253482999999999,27.145426,27.272445999999999,27.519344,26.363682000000001,26.241467,26.599018000000001,26.941008,27.294556,27.667862,28.194492,28.632065000000001,29.186733,29.790071000000001,30.397635000000001,30.990224999999999,31.671036000000001,30.576360999999999]
["Electric Utility Steam Coal",null,null,null,null,null,null,null,null,null,null,null,null,2.2979889999999998,2.38,2.4052739999999999,2.3369110000000002,2.3950149999999999,2.3961070000000002,2.4583050000000002,2.472283,2.4802620000000002,2.4838239999999998,2.516057,2.5464560000000001,2.591459,2.6280779999999999,2.6593969999999998,2.691643,2.7285810000000001,2.7618779999999998,2.7919909999999999,2.8282630000000002,2.8670900000000001,2.8969999999999998,2.9238430000000002,2.954224,2.98759,3.030205,3.0670109999999999,3.1012659999999999,3.134995,3.169994,3.2015440000000002]
["Commercial Electricity",null,null,null,null,null,null,null,null,null,null,null,null,30.492578999999999,29.980651999999999,28.463469,27.770492999999998,27.844252000000001,27.733993999999999,28.230274000000001,28.517765000000001,28.644997,28.576813000000001,28.566559000000002,28.675744999999999,28.66461,28.628443000000001,28.632759,28.485842000000002,28.378672000000002,28.369689999999999,28.482963999999999,28.577332999999999,28.652301999999999,28.781072999999999,28.912566999999999,29.081726,29.271111999999999,29.658476,30.101704000000002,30.503069,30.944068999999999,31.476562000000001,31.747146999999998]
["Industrial Electricity",null,null,null,null,null,null,null,null,null,null,null,null,20.260442999999999,19.975739999999998,18.436015999999999,18.142965,18.046112000000001,17.884491000000001,18.368113000000001,18.636278000000001,18.783104000000002,18.727132999999998,18.720291,18.854441000000001,18.961594000000002,19.089853000000002,19.158766,19.181961000000001,19.274345,19.362473000000001,19.467001,19.610374,19.726358000000001,19.866886000000001,20.029399999999999,20.204810999999999,20.42868,20.795019,21.263971000000002,21.670811,22.067454999999999,22.488647,22.744430999999999]
["Residential Electricity",null,null,null,null,null,null,null,null,null,null,null,null,34.522823000000002,34.335875999999999,33.266716000000002,32.549408,33.007488000000002,33.062362999999998,33.578304000000003,33.826259999999998,33.834632999999997,33.642589999999998,33.615443999999997,33.658813000000002,33.691249999999997,33.703487000000003,33.839970000000001,33.959377000000003,34.126075999999998,34.265704999999997,34.413651000000002,34.510967000000001,34.561591999999997,34.686400999999996,34.807406999999998,34.923721,35.082526999999999,35.421287999999997,35.835976000000002,36.175975999999999,36.502800000000001,36.906086000000002,37.098595000000003]
[]
[]
["AEO_2013_High_Price_Case",{"$f":"\"Prices are in $(\" & ref_year&\")/GJ LHV\"","v":"Prices are in $(2016)/GJ LHV"},null,null,null,null,null,null,null,null,null,null,null,null,null,null,null,null,null,null,null,null,null,null,null,null,null,null,null,null,null,null,null,null,null,null,null,null,null,null,null,null,null,null,"Except as noted,values are extrapolated based on PNNL mini-CAM model (see AEO Data tab)"]
["Year","Source Data Year","Reference year Conversion","Display Units","Use Category","LHV (MJ/kg)","HHV (MJ/kg)",2004,2005,2006,2007,2008,2009,2010,2011,2012,2013,2014,2015,2016,2017,2018,2019,2020,2021,2022,2023,2024,2025,2026,2027,2028,2029,2030,2031,2032,2033,2034,2035,2036,2037,2038,2039,2040,2041,2042,2043,2044,2045,2046,2047,2048,2049,2050,2051,2052,2053,2054,2055,2056,2057,2058,2059,2060,2061,2062,2063,2064,2065,2066,2067,2068,2069,2070,{"$f":"+BV57+1","v":2071},{"$f":"+BW57+1","v":2072},{"$f":"+BX57+1","v":2073},{"$f":"+BY57+1","v":2074},{"$f":"+BZ57+1","v":2075},{"$f":"+CA57+1","v":2076},{"$f":"+CB57+1","v":2077},{"$f":"+CC57+1","v":2078},{"$f":"+CD57+1","v":2079},{"$f":"+CE57+1","v":2080},{"$f":"+CF57+1","v":2081},{"$f":"+CG57+1","v":2082},{"$f":"+CH57+1","v":2083},{"$f":"+CI57+1","v":2084},{"$f":"+CJ57+1","v":2085},{"$f":"+CK57+1","v":2086},{"$f":"+CL57+1","v":2087},{"$f":"+CM57+1","v":2088},{"$f":"+CN57+1","v":2089},{"$f":"+CO57+1","v":2090},{"$f":"+CP57+1","v":2091},{"$f":"+CQ57+1","v":2092},{"$f":"+CR57+1","v":2093},{"$f":"+CS57+1","v":2094},{"$f":"+CT57+1","v":2095},{"$f":"+CU57+1","v":2096},{"$f":"+CV57+1","v":2097},{"$f":"+CW57+1","v":2098},{"$f":"+CX57+1","v":2099},{"$f":"+CY57+1","v":2100}]
["Feedstock Type"]
[{"$f":"'HyARC Physical Property Data'!A73","v":"Residential Natural Gas"},2011,{"$f":"VLOOKUP(ref_year,DeflatorTable,2,FALSE)/VLOOKUP(B59,DeflatorTable,2,FALSE)","v":1.0784554773635862},{"$f":"'HyARC Physical Property Data'!H73","v":"mmBtu"},"Feed Utility",{"$f":"'HyARC Physical Property Data'!$E$6","v":47.141269049911173},{"$f":"'HyARC Physical Property Data'!$I$6","v":52.224661236371581},13.568796522291001,13.568796522291001,13.568796522291001,12.569562315288914,12.891154499364562,11.574514296329017,{"$f":"N74*(1/mmBTU_to_GJ*$C59*$G59/$F59)","v":12.864072624231566},12.233256612302414,11.861152965490446,11.893055588099742,11.702900284056764,11.584863638053182,12.172704934041207,12.561660766684307,13.040849007274005,13.334636024602869,13.585497021910953,13.826832870705786,14.133121150005612,14.415523514141789,14.555819858061962,14.74260268650484,14.962909824951016,15.13708380741285,15.40515937879654,15.610444392046157,15.844346751976293,16.116906877885302,16.508795790382088,16.937809113598334,17.381004274269273,17.788911879634913,18.311687498791546,18.65334373828842,19.195162859691969,19.682735858288098,20.015032288908259,{"$f":"($BB59-$AR59)/10+AR59","v":20.01518684253227},{"$f":"($BB59-$AR59)/10+AS59","v":20.01534139615628},20.015495949780291,20.015650503404302,20.015805057028313,20.015959610652324,20.016114164276335,20.016268717900346,20.016423271524356,{"$f":"'AEO Data'!$B$30*AM59","v":20.01657782514836},{"$f":"($BQ59-$BB59)/15+BB59","v":20.179679524085394},{"$f":"($BQ59-$BB59)/15+BC59","v":20.342781223022428},20.505882921959461,20.668984620896495,20.832086319833529,20.995188018770563,21.158289717707596,21.32139141664463,21.484493115581664,21.647594814518698,21.810696513455731,21.973798212392765,22.136899911329799,22.300001610266833,{"$f":"'AEO Data'!$C$30*BB59","v":22.463103309203859},{"$f":"($BV59-$BQ59)/5+BQ59","v":22.591499473992489},{"$f":"($BV59-$BQ59)/5+BR59","v":22.719895638781118},22.848291803569747,22.976687968358377,{"$f":"'AEO Data'!$D$30*BQ59","v":23.105084133146999},{"$f":"+BV59*BW$133/BV$133","v":23.181799806296944},{"$f":"+BW59*BX$133/BW$133","v":23.258770198039247},23.335996154114543,23.413478523071561,23.491218156276457,23.541346730111329,23.591582274725578,23.641925018387173,23.692375189851191,23.742933018360848,23.759348824569351,23.775775980626385,23.792214494379209,23.808664373680507,23.825125626388392,23.830705260336195,23.836286200984979,23.841868448640763,23.847452003609632,23.853036866197748,23.861501261663879,23.869968660772315,23.878439064588914,23.886912474179919,23.89538889061194,23.908434131387597,23.921486493968537,23.934545982242778,23.947612600100459,23.960686351433843]
[{"$f":"'HyARC Physical Property Data'!A71","v":"Commercial Natural Gas"},2011,{"$f":"VLOOKUP(ref_year,DeflatorTable,2,FALSE)/VLOOKUP(B60,DeflatorTable,2,FALSE)","v":1.0784554773635862},{"$f":"'HyARC Physical Property Data'!H71","v":"mmBtu"},"Feed Utility",{"$f":"'HyARC Physical Property Data'!$E$6","v":47.141269049911173},{"$f":"'HyARC Physical Property Data'!$I$6","v":52.224661236371581},11.78211597551449,11.78211597551449,11.78211597551449,10.884547954455588,11.412186165255939,10.075756967258858,{"$f":"N75*(1/mmBTU_to_GJ*$C60*$G60/$F60)","v":10.64172897994356},10.007414788992003,9.1519429796830281,9.6083607814240821,9.4170571596314385,9.2604963783141265,9.7880272107161694,10.102152135802671,10.510533110812647,10.749394527375706,10.957396319995588,11.154595545540458,11.419131036760978,11.655986860883548,11.761963905589115,11.916887145026724,12.10487944423552,12.234521573768266,12.450381528976834,12.607433799350707,12.785898685119724,13.004609050363703,13.334459360333689,13.708042004168398,14.091726220317723,14.43493053709644,14.903089717958334,15.194282261949443,15.688899182047464,16.126102479588738,16.399079351978891,{"$f":"($BB60-$AR60)/10+AR60","v":16.383429901231551},16.367780450484211,16.352130999736872,16.336481548989532,16.320832098242192,16.305182647494853,16.289533196747513,16.273883746000173,16.258234295252834,{"$f":"'AEO Data'!$B$30*AM60","v":16.242584844505476},{"$f":"($BQ60-$BB60)/15+BB60","v":16.374934799947876},16.507284755390277,16.639634710832677,16.771984666275078,16.904334621717478,17.036684577159878,17.169034532602279,17.301384488044679,17.433734443487079,17.56608439892948,17.69843435437188,17.83078430981428,17.963134265256681,18.095484220699081,{"$f":"'AEO Data'!$C$30*BB60","v":18.227834176141503},{"$f":"($BV60-$BQ60)/5+BQ60","v":18.332022095700271},18.436210015259039,18.540397934817808,18.644585854376576,{"$f":"'AEO Data'!$D$30*BQ60","v":18.748773773935348},{"$f":"+BV60*BW$134/BV$134","v":18.811025215761521},{"$f":"+BW60*BX$134/BW$134","v":18.873483350678995},18.93614886496961,18.999022447193862,19.062104788198472,19.102781951935423,19.143545917820827,19.184396871084243,19.22533499735049,19.266360482640504,19.279681197473067,19.293011122215507,19.306350263235526,19.319698626905243,19.333056219601172,19.337583850577364,19.342112541884731,19.346642293771598,19.351173106486343,19.355704980277398,19.362573470122019,19.369444397292106,19.376317762652565,19.383193567068602,19.390071811405733,19.400657458561128,19.411248884752663,19.42184609313529,19.432449086865692,19.443057869102269]
[{"$f":"'HyARC Physical Property Data'!A72","v":"Industrial Natural Gas"},2011,1.0784554773635862,{"$f":"'HyARC Physical Property Data'!H72","v":"mmBtu"},"Feed Utility",{"$f":"'HyARC Physical Property Data'!$E$6","v":47.141269049911173},{"$f":"'HyARC Physical Property Data'!$I$6","v":52.224661236371581},7.8800725307970341,7.8800725307970341,7.8800725307970341,7.4431315976064605,8.8750360136942668,6.5580125743803235,{"$f":"N76*(1/mmBTU_to_GJ*$C61*$G61/$F61)","v":6.2103798436905873},5.5365993079896789,4.2658486899298849,4.9262435098506687,5.0011287756439424,5.043267733696263,5.5677692268671866,5.811978134962712,6.1008547915790015,6.2889829863794731,6.4543826434720692,6.6186022738436092,6.8574772799658357,7.0784899430254651,7.1627859785423293,7.2980043571868638,7.4390911604652894,7.5449878002791149,7.7612180709749996,7.9069717553642462,8.0635665105794754,8.2711923253957185,8.5949477180790161,8.9590199354229085,9.332634288229011,9.6599444830979113,10.080315979146802,10.318380141572026,10.748724109123437,11.112492826312584,11.338483797880626,{"$f":"($BB61-$AR61)/10+AR61","v":11.291599206776587},11.244714615672548,11.197830024568509,11.15094543346447,11.104060842360431,11.057176251256392,11.010291660152353,10.963407069048314,10.916522477944275,{"$f":"'AEO Data'!$B$30*AM61","v":10.869637886840229},{"$f":"($BQ61-$BB61)/15+BB61","v":10.958207292742701},11.046776698645173,11.135346104547645,11.223915510450118,11.31248491635259,11.401054322255062,11.489623728157534,11.578193134060006,11.666762539962479,11.755331945864951,11.843901351767423,11.932470757669895,12.021040163572367,12.10960956947484,{"$f":"'AEO Data'!$C$30*BB61","v":12.19817897537731},{"$f":"($BV61-$BQ61)/5+BQ61","v":12.26790217329369},12.33762537121007,12.40734856912645,12.47707176704283,{"$f":"'AEO Data'!$D$30*BQ61","v":12.546794964959213},{"$f":"+BV61*BW$135/BV$135","v":12.588454013507333},{"$f":"+BW61*BX$135/BW$135","v":12.630251382346072},12.672187530739475,12.714262919476461,12.75647801087592,12.78369941955669,12.810978916770198,12.838316626473205,12.865712672886987,12.893167180497899,12.90208148496421,12.911001952758973,12.919928588143499,12.928861395382043,12.937800378741811,12.940830297296499,12.943860925431345,12.946892263312527,12.949924311106264,12.952957068978808,12.957553504715802,12.962151571526023,12.966751269988269,12.971352600681538,12.975955564185037,12.983039544504583,12.990127392190731,12.997219109354795,13.004314698109246,13.011414160567707]
[{"$f":"'HyARC Physical Property Data'!A74","v":"Electric Utility Natural Gas"},2011,1.0784554773635862,{"$f":"'HyARC Physical Property Data'!H74","v":"mmBtu"},"Feed Utility",{"$f":"'HyARC Physical Property Data'!$E$6","v":47.141269049911173},{"$f":"'HyARC Physical Property Data'!$I$6","v":52.224661236371581},6.9870463159656619,6.9870463159656619,6.9870463159656619,6.9519071777354364,9.0904707383294223,6.2626950486669273,{"$f":"N77*(1/mmBTU_to_GJ*$C62*$G62/$F62)","v":5.9546798308555591},5.4071882009627821,3.768852464514262,4.2197914089842286,4.3421608594357606,4.4350092575221245,4.9227430659017379,5.1227134290535421,5.404199630409166,5.5835002740669921,5.7378889908440085,5.8922335415537308,6.1313078612104164,6.355420076223532,6.4754872288594125,6.6246700120119595,6.7907434847466179,6.9234738416002104,7.1128771900359125,7.2589977925226847,7.4163003372778959,7.6223407035245794,7.9461017585241978,8.2927532934784409,8.6454827587704095,8.9495797216544553,9.3600297070477065,9.6003452064417036,10.02812074731043,10.386438918810089,10.572567183486392,{"$f":"($BB62-$AR62)/10+AR62","v":10.522342037462021},10.472116891437651,10.42189174541328,10.371666599388909,10.321441453364539,10.271216307340168,10.220991161315798,10.170766015291427,10.120540869267057,{"$f":"'AEO Data'!$B$30*AM62","v":10.070315723242683},{"$f":"($BQ62-$BB62)/15+BB62","v":10.152371987687129},10.234428252131575,10.316484516576022,10.398540781020468,10.480597045464915,10.562653309909361,10.644709574353808,10.726765838798254,10.808822103242701,10.890878367687147,10.972934632131594,11.05499089657604,11.137047161020487,11.219103425464933,{"$f":"'AEO Data'!$C$30*BB62","v":11.301159689909367},{"$f":"($BV62-$BQ62)/5+BQ62","v":11.365755642742549},11.430351595575731,11.494947548408913,11.559543501242095,{"$f":"'AEO Data'!$D$30*BQ62","v":11.624139454075273},{"$f":"+BV62*BW$136/BV$136","v":11.662735015029273},{"$f":"+BW62*BX$136/BW$136","v":11.701458724594294},11.740311008261404,11.779292292934432,11.818403006934647,11.843622630872503,11.868896071678103,11.894223444192779,11.919604863502929,11.94504044494054,11.95329921688524,11.961563698924795,11.969833895007156,11.978109809082998,11.986391445105726,11.98919855209301,11.992006316479953,11.994814738420512,11.99762381806868,12.000433555578486,12.00469198254312,12.008951920636509,12.013213370394887,12.017476332354676,12.021740807052488,12.028303851667012,12.034870479253032,12.041440691766601,12.048014491164842,12.054591879405951]
[{"$f":"'HyARC Physical Property Data'!A75","v":"Bio Methane"},2007,1.1446359956438654,{"$f":"'HyARC Physical Property Data'!H75","v":"mmBtu"},"Feed Utility",{"$f":"'HyARC Physical Property Data'!$E$6","v":47.141269049911173},{"$f":"'HyARC Physical Property Data'!$I$6","v":52.224661236371581},12.42654028436019,12.42654028436019,12.42654028436019,12.42654028436019,12.42654028436019,12.42654028436019,{"$f":"13.11*($C$63/mmBTU_to_GJ)","v":14.223865310797228},14.223865310797228,14.223865310797228,14.223865310797228,14.223865310797228,14.223865310797228,14.223865310797228,14.223865310797228,14.223865310797228,14.223865310797228,14.223865310797228,14.223865310797228,14.223865310797228,14.223865310797228,14.223865310797228,14.223865310797228,14.223865310797228,14.223865310797228,14.223865310797228,14.223865310797228,14.223865310797228,14.223865310797228,14.223865310797228,14.223865310797228,14.223865310797228,14.223865310797228,{"$f":"13.11*($C$63/mmBTU_to_GJ)","v":14.223865310797228},14.223865310797228,14.223865310797228,14.223865310797228,14.223865310797228,14.223865310797228,14.223865310797228,14.223865310797228,14.223865310797228,14.223865310797228,14.223865310797228,14.223865310797228,14.223865310797228,14.223865310797228,14.223865310797228,14.223865310797228,14.223865310797228,14.223865310797228,14.223865310797228,14.223865310797228,14.223865310797228,14.223865310797228,14.223865310797228,14.223865310797228,14.223865310797228,14.223865310797228,14.223865310797228,14.223865310797228,14.223865310797228,14.223865310797228,14.223865310797228,14.223865310797228,14.223865310797228,14.223865310797228,14.223865310797228,{"$f":"+BV63*BW$136/BV$136","v":14.271092726019944},14.318476950147966,14.366018503832969,14.413717909455341,14.461575691129934,14.49243565590395,14.523361473628309,14.554353284828478,14.585411230329802,14.616535451258134,14.626641288360148,14.636754112613382,14.646873928848736,14.657000741900452,14.667134556606111,14.670569469948116,14.674005187716483,14.6774417100996,14.6808790372859,14.684317169463862,14.689527988881515,14.69474065739019,14.699955175646044,14.705171544305472,14.710389764025104,14.718420626266095,14.726455872806168,14.734495506038849,14.74253952835897,14.750587942162673]
[{"$f":"'HyARC Physical Property Data'!A85","v":"Woody Biomass"},2005,{"$f":"VLOOKUP(ref_year,DeflatorTable,2,FALSE)/VLOOKUP(B64,DeflatorTable,2,FALSE)","v":1.2112501494873942},{"$f":"+'HyARC Physical Property Data'!$H$85","v":"kg"},"Feed",{"$f":"'HyARC Physical Property Data'!$E$45","v":19.551069237418005},{"$f":"'HyARC Physical Property Data'!$I$45","v":20.588656379262464},1.3438238843289665,1.3438238843289665,1.3438238843289665,1.3438238843289665,1.3438238843289665,1.3438238843289665,{"$f":"1.27*($C$64)","v":1.5382876898489906},{"$f":"1.27*($C$64)","v":1.5382876898489906},{"$f":"1.28*($C$64)","v":1.5504001913438645},{"$f":"1.32*($C$64)","v":1.5988501973233604},{"$f":"1.32*($C$64)","v":1.5988501973233604},{"$f":"1.34*($C$64)","v":1.6230752003131084},{"$f":"1.34*($C$64)","v":1.6230752003131084},{"$f":"1.36*($C$64)","v":1.6473002033028561},{"$f":"1.36*($C$64)","v":1.6473002033028561},{"$f":"1.38*($C$64)","v":1.6715252062926038},{"$f":"1.4*($C$64)","v":1.6957502092823518},{"$f":"1.46*($C$64)","v":1.7684252182515954},{"$f":"1.48*($C$64)","v":1.7926502212413433},{"$f":"1.48*($C$64)","v":1.7926502212413433},{"$f":"1.51*($C$64)","v":1.8289877257259652},{"$f":"1.52*($C$64)","v":1.8411002272208392},{"$f":"1.62*($C$64)","v":1.9622252421695787},{"$f":"1.72*($C$64)","v":2.083350257118318},{"$f":"1.82*($C$64)","v":2.2044752720670573},{"$f":"1.91*($C$64)","v":2.3134877855209228},{"$f":"2.01*($C$64)","v":2.4346128004696621},{"$f":"2.11*($C$64)","v":2.5557378154184014},{"$f":"2.2*($C$64)","v":2.6647503288722674},{"$f":"2.3*($C$64)","v":2.7858753438210062},{"$f":"2.4*($C$64)","v":2.9070003587697459},{"$f":"2.5*($C$64)","v":3.0281253737184857},{"$f":"2.57*($C$64)","v":3.1129128841826028},{"$f":"2.64*($C$64)","v":3.1977003946467208},{"$f":"2.71*($C$64)","v":3.282487905110838},{"$f":"2.78*($C$64)","v":3.3672754155749556},{"$f":"2.85*($C$64)","v":3.4520629260390736},{"$f":"2.92*($C$64)","v":3.5368504365031908},{"$f":"2.99*($C$64)","v":3.6216379469673088},{"$f":"3.07*($C$64)","v":3.7185379589263001},{"$f":"3.14*($C$64)","v":3.8033254693904177},{"$f":"3.21*($C$64)","v":3.8881129798545353},{"$f":"3.28*($C$64)","v":3.9729004903186529},{"$f":"3.35*($C$64)","v":4.0576880007827709},{"$f":"3.42*($C$64)","v":4.1424755112468876},{"$f":"3.49*($C$64)","v":4.2272630217110061},{"$f":"3.56*($C$64)","v":4.3120505321751237},{"$f":"3.64*($C$64)","v":4.4089505441341146},{"$f":"3.71*($C$64)","v":4.4937380545982322},{"$f":"3.78*($C$64)","v":4.5785255650623498},{"$f":"3.85*($C$64)","v":4.6633130755264673},{"$f":"3.92*($C$64)","v":4.7481005859905849},{"$f":"3.99*($C$64)","v":4.8328880964547034},{"$f":"4.06*($C$64)","v":4.9176756069188201},{"$f":"4.14*($C$64)","v":5.0145756188778119},{"$f":"4.21*($C$64)","v":5.0993631293419295},{"$f":"4.28*($C$64)","v":5.1841506398060471},{"$f":"4.35*($C$64)","v":5.2689381502701647},{"$f":"4.42*($C$64)","v":5.3537256607342822},{"$f":"4.49*($C$64)","v":5.4385131711983998},{"$f":"4.56*($C$64)","v":5.5233006816625174},{"$f":"4.63*($C$64)","v":5.608088192126635},{"$f":"4.71*($C$64)","v":5.7049882040856268},{"$f":"4.78*($C$64)","v":5.7897757145497444},{"$f":"4.85*($C$64)","v":5.8745632250138611},{"$f":"4.92*($C$64)","v":5.9593507354779796},{"$f":"4.99*($C$64)","v":6.0441382459420971},{"$f":"+BV64*BW$137/BV$137","v":6.0586659764672328},{"$f":"+BW64*BX$137/BW$137","v":6.0732286259412112},6.0878262782954495,6.1024590176630999,6.1171269283795393,6.1299667153690152,6.1428334529403346,6.155727197662495,6.1686480062232301,6.18159593542926,6.197524392005751,6.2134938923080965,6.229504542095909,6.245556447401321,6.2616497145296828,6.2750522655841658,6.2884835037072264,6.3019434903011975,6.3154322868998385,6.3289499551686168,6.3413225489579119,6.3537193301840116,6.3661403461314299,6.3785856441771198,6.3910552717906537,6.4057772391562917,6.4205331189689208,6.4353229893467718,6.4501469285880244,6.4650050151712186]
[{"$f":"'HyARC Physical Property Data'!A79","v":"Electric Utility Steam Coal"},2011,{"$f":"VLOOKUP(ref_year,DeflatorTable,2,FALSE)/VLOOKUP(B65,DeflatorTable,2,FALSE)","v":1.0784554773635862},{"$f":"+'HyARC Physical Property Data'!$H$79","v":"kg"},"Feed",{"$f":"'HyARC Physical Property Data'!$E$42","v":22.7322030001394},{"$f":"'HyARC Physical Property Data'!$I$42","v":23.967615189707661},1.6359074751967535,1.6359074751967535,1.6359074751967535,1.6778298347292193,1.8315470257945772,1.8060149340317679,{"$f":"N79*($C65/mmBTU_to_GJ*$G65/$F65)","v":2.4767433408545654},2.5651337544408896,2.6023831610321637,2.5126832358863247,2.6585542013179602,2.6840072260006811,2.7699747737550795,2.7766301102818329,2.7968493998756609,2.8115213182786878,2.8489776600299841,2.8785704657004394,2.9253496675256483,2.9630312668209267,3.0053645960675355,3.0521599647021214,3.0924023866026737,3.1249741963476141,3.1652489518669196,3.2097820449760555,3.2527092350204363,3.2901989881777776,3.3307065457521077,3.3733136329708291,3.4171795757463519,3.4665778006905912,3.5046355477507012,3.5333294788198106,3.5689945380921646,3.6172858754877444,3.6632858371009949,{"$f":"($BB65-$AR65)/10+AR65","v":3.6603339305711646},{"$f":"($BB65-$AR65)/10+AS65","v":3.6573820240413344},3.6544301175115042,3.6514782109816739,3.6485263044518437,3.6455743979220134,3.6426224913921832,3.639670584862353,3.6367186783325227,{"$f":"('AEO Data'!$B$28*AM65)","v":3.6337667718026938},{"$f":"($BQ65-$BB65)/15+BB65","v":3.6465192456024029},{"$f":"($BQ65-$BB65)/15+BC65","v":3.659271719402112},3.6720241932018212,3.6847766670015303,3.6975291408012394,3.7102816146009485,3.7230340884006576,3.7357865622003668,3.7485390360000759,3.761291509799785,3.7740439835994941,3.7867964573992032,3.7995489311989123,3.8123014049986215,{"$f":"('AEO Data'!$C$28*BB65)","v":3.8250538787983337},{"$f":"($BV65-$BQ65)/5+BQ65","v":3.8373166225762918},3.8495793663542499,3.861842110132208,3.8741048539101661,{"$f":"('AEO Data'!$D$28*BQ65)","v":3.8863675976881238},{"$f":"+BV65*BW$138/BV$138","v":3.8995072326040932},{"$f":"+BW65*BX$138/BW$138","v":3.9126912920376582},3.9259199261861233,3.9391932857546061,3.9525115219577494,3.9638281829885078,3.9751772453965106,3.9865588019519875,3.9979729456907847,4.0094197699151231,4.0181594321320722,4.0269181449099625,4.0356959497748699,4.0444928883433882,4.0533090023228242,4.0592855925032651,4.0652709951453678,4.0712652232430759,4.0772682898094939,4.0832802078769133,4.0852935052227286,4.0873077952425705,4.0893230784258847,4.0913393552623587,4.0933566262419232,4.0904573728021916,4.0875601728533422,4.0846650249409233,4.081771927611511,4.0788808794127149]
[{"$f":"'HyARC Physical Property Data'!A76","v":"Commercial Electricity"},2011,1.0784554773635862,{"$f":"'HyARC Physical Property Data'!$H$76","v":"kWh"},"Feed Utility Byprod",null,null,26.764062885406638,26.764062885406638,26.764062885406638,26.478521097803213,27.879470162766175,27.895326399478549,{"$f":"N80*($C66)","v":32.884888841491865},{"$f":"O80*($C66)","v":32.332798364331552},30.737262309969314,29.97242384233401,30.387977542238183,30.347150453231627,30.940154295836678,31.301692474701618,31.392652645028893,31.248251770431818,31.319545226673895,31.450144028071669,31.542321774632889,31.486595823206557,31.399882610549138,31.493015868663306,31.467305490082953,31.504678286195514,31.506435090168136,31.647141176299762,31.868543771980598,32.132385747606648,32.307495641921648,32.65090606266758,33.217937462011285,33.746086227574118,34.302393465650923,34.800179395704063,35.230419502298972,35.829986824939262,36.211973598110482,{"$f":"($BB66-$AR66)/10+AR66","v":35.881261041922635},35.550548485734787,35.219835929546939,34.889123373359091,34.558410817171243,34.227698260983395,33.896985704795547,33.566273148607699,33.235560592419851,{"$f":"'AEO Data'!$B$33*AM66","v":32.904848036232032},{"$f":"($BQ66-$BB66)/15+BB66","v":32.924019184217244},32.943190332202455,32.962361480187667,32.981532628172879,33.00070377615809,33.019874924143302,33.039046072128514,33.058217220113725,33.077388368098937,33.096559516084149,33.115730664069361,33.134901812054572,33.154072960039784,33.173244108024996,{"$f":"'AEO Data'!$C$33*BB66","v":33.192415256010214},33.170065135939467,33.147715015868719,33.125364895797972,33.103014775727225,{"$f":"'AEO Data'!$D$33*BQ66","v":33.080664655656477},{"$f":"+BV66*BW$139/BV$139","v":33.066099114275488},{"$f":"+BW66*BX$139/BW$139","v":33.051539986157294},33.0369872684781,33.022440958415373,33.007901053147819,32.98146223987488,32.955044603678495,32.928648127596141,32.902272794678915,32.875918587991457,32.839614191376278,32.803349885175919,32.767125625119114,32.730941366983494,32.69479706659552,32.65539094584242,32.616032320180047,32.576721132363886,32.537457325218448,32.498240841637141,32.452817913303896,32.407458472789216,32.362162431355912,32.31692970039083,32.271760191404653,32.22766670904133,32.183633472390525,32.139660399137448,32.09574740707977,32.051894414127482]
[{"$f":"'HyARC Physical Property Data'!A77","v":"Industrial Electricity"},2011,1.0784554773635862,{"$f":"'HyARC Physical Property Data'!$H$77","v":"kWh"},"Feed Utility Byprod",null,null,17.365230901091444,17.365230901091444,17.365230901091444,17.575551809904887,19.530121721487372,19.467200489895287,{"$f":"N81*($C67)","v":21.849987884073684},21.542925726736811,19.902451511088309,19.582235432294034,19.704756602166356,19.619020470171431,20.171031141626411,20.49385492576495,20.594470507981068,20.544822731625157,20.594035890423687,20.76255102949461,20.94633062739214,21.072253245840066,21.100348089480867,21.269441280687655,21.365271755950712,21.508514369365095,21.619174685897374,21.826218725352589,22.023947066394335,22.224293897335123,22.474376937980967,22.838414976642433,23.325651455216004,23.843532246178864,24.337545738972189,24.794215553950846,25.214004348514621,25.744343457151981,26.063271860106287,{"$f":"($BB67-$AR67)/10+AR67","v":25.78185962843024},25.500447396754193,25.219035165078147,24.9376229334021,24.656210701726053,24.374798470050006,24.093386238373959,23.811974006697913,23.530561775021866,{"$f":"'AEO Data'!$B$33*AM67","v":23.24914954334583},{"$f":"($BQ67-$BB67)/15+BB67","v":23.262695051470804},23.276240559595777,23.289786067720751,23.303331575845725,23.316877083970699,23.330422592095672,23.343968100220646,23.35751360834562,23.371059116470594,23.384604624595568,23.398150132720541,23.411695640845515,23.425241148970489,23.438786657095463,{"$f":"'AEO Data'!$C$33*BB67","v":23.45233216522044},23.436540532228719,23.420748899236997,23.404957266245276,23.389165633253555,{"$f":"'AEO Data'!$D$33*BQ67","v":23.373374000261833},{"$f":"+BV67*BW$140/BV$140","v":23.380436490829396},{"$f":"+BW67*BX$140/BW$140","v":23.387501115396649},23.394567874608409,23.401636769109679,23.408707799545656,23.406060454578945,23.403413409006607,23.40076666279478,23.398120215909611,23.395474068317245,23.384861674186023,23.374254093930716,23.363651325367709,23.353053366314384,23.342460214589092,23.329464593323419,23.316476207206502,23.303495052210266,23.290521124308881,23.277554419478744,23.259789388655847,23.242037915800186,23.224299990564553,23.206575602609636,23.188864741604011,23.17221317404951,23.155573563729877,23.138945902058804,23.122330180456149,23.105726390347936]
[{"$f":"'HyARC Physical Property Data'!A78","v":"Residential Electricity"},2011,1.0784554773635862,{"$f":"'HyARC Physical Property Data'!$H$78","v":"kWh"},"Feed Utility Byprod",null,null,29.433773538887177,29.433773538887177,29.433773538887177,29.415861064534436,30.500905105766051,30.574559070308627,37.231327558403592,37.029713542276902,35.904219072357151,35.115964100941852,35.969434353528804,36.116413815172251,36.717853336521245,37.019523216471292,36.994572070547008,36.749885621109897,36.78085131323143,36.866643524911183,36.980382831831335,37.011953537475684,37.116621955375727,37.450882759851702,37.642585770141416,37.813937247117813,37.937612364350912,38.109761898380555,38.292401568838507,38.52845390372385,38.699570277406174,38.991412192591014,39.480914506122524,39.991294639240323,40.444338686904082,40.811228161847694,41.155489483965269,41.648278929791786,41.89880413718334,{"$f":"($BB68-$AR68)/10+AR68","v":41.608361021177913},41.317917905172486,41.027474789167059,40.737031673161631,40.446588557156204,40.156145441150777,39.86570232514535,39.575259209139922,39.284816093134495,{"$f":"'AEO Data'!$B$33*AM68","v":38.994372977129068},{"$f":"($BQ68-$BB68)/15+BB68","v":39.017092027346592},39.039811077564117,39.062530127781642,39.085249177999167,39.107968228216691,39.130687278434216,39.153406328651741,39.176125378869266,39.19884442908679,39.221563479304315,39.24428252952184,39.267001579739365,39.289720629956889,39.312439680174414,{"$f":"'AEO Data'!$C$33*BB68","v":39.335158730391903},39.30867239265946,39.282186054927017,39.255699717194574,39.229213379462131,{"$f":"'AEO Data'!$D$33*BQ68","v":39.202727041729688},{"$f":"+BV68*BW$141/BV$141","v":39.185465933196419},{"$f":"+BW68*BX$141/BW$141","v":39.168212424794326},39.150966513177039,39.133728194999662,39.11649746691878,39.085165763313817,39.053859155914154,39.022577624618116,38.991321149340131,38.960089710010728,38.917066652108652,38.874091103940906,38.831163013043174,38.788282327009078,38.745448993490129,38.698750191886909,38.652107675037847,38.605521375104502,38.558991224330207,38.512517155039959,38.45868804732946,38.404934176789915,38.351255438262001,38.297651726733392,38.244122937338538,38.191869309081618,38.139687075890301,38.087576140216228,38.03553640464434,37.983567771892652]
[]
[]
["AEO 2013 High Oil Price Case Values (except for BioMethane and Woody Biomass):"]
["2011 $/MMBtu"]
[]
["Residential Natural Gas",null,null,null,null,null,null,null,null,null,null,null,null,11.359373,10.802343,10.473763999999999,10.501935,10.334021999999999,10.229792,10.748874000000001,11.092333999999999,11.515472000000001,11.774895000000001,11.996413,12.209519999999999,12.479982,12.729352,12.853237999999999,13.018173000000001,13.212711000000001,13.366512,13.603230999999999,13.784504,13.991047,14.231726,14.577776,14.956607999999999,15.347963,15.708157999999999,16.169785000000001,16.471478000000001,16.949921,17.380462999999999,17.673891000000001]
["Commercial Natural Gas",null,null,null,null,null,null,null,null,null,null,null,null,9.3969749999999994,8.8368559999999992,8.081448,8.4844790000000003,8.3155520000000003,8.1773039999999995,8.6431299999999993,8.9205120000000004,9.2811249999999994,9.4920469999999995,9.6757190000000008,9.8498520000000003,10.083444999999999,10.292596,10.386177,10.522978999999999,10.688981999999999,10.803459999999999,10.994071,11.132752999999999,11.290343,11.483471,11.774739,12.104623999999999,12.443429,12.746489,13.159888,13.417020000000001,13.853782000000001,14.239846,14.480893]
["Industrial Natural Gas",null,null,null,null,null,null,null,null,null,null,null,null,5.4839570000000002,4.8889880000000003,3.7668759999999999,4.3500249999999996,4.4161510000000002,4.4533610000000001,4.916512,5.1321560000000002,5.3872429999999998,5.5533659999999996,5.6994189999999998,5.84443,6.055364,6.2505249999999997,6.3249610000000001,6.4443630000000001,6.5689469999999996,6.6624569999999999,6.8533949999999999,6.9821,7.1203779999999997,7.3037179999999999,7.5896039999999996,7.9110909999999999,8.2410040000000002,8.5300290000000007,8.90123,9.1114479999999993,9.4914550000000002,9.8126739999999995,10.012231]
[{"$f":"'HyARC Physical Property Data'!$A$74","v":"Electric Utility Natural Gas"},null,null,null,null,null,null,null,null,null,null,null,null,5.2581660000000001,4.7747140000000003,3.3280129999999999,3.7262059999999999,3.8342619999999998,3.9162499999999998,4.3469340000000001,4.5235139999999996,4.7720750000000001,4.9304030000000001,5.0667330000000002,5.2030240000000001,5.4141339999999998,5.6120320000000001,5.7180549999999997,5.8497880000000002,5.9964360000000001,6.1136410000000003,6.2808900000000003,6.4099190000000004,6.5488220000000004,6.7307620000000004,7.0166529999999998,7.3227570000000002,7.6342280000000002,7.902755,8.2651950000000003,8.4774010000000004,8.8551400000000005,9.1715459999999993,9.3359030000000001]
["Woody Biomass"]
["Electric Utility Steam Coal",null,null,null,null,null,null,null,null,null,null,null,null,2.2979889999999998,2.38,2.414561,2.3313350000000002,2.4666779999999999,2.490294,2.5700569999999998,2.5762320000000001,2.594992,2.6086049999999998,2.6433580000000001,2.6708150000000002,2.7142179999999998,2.74918,2.7884579999999999,2.8318759999999998,2.8692139999999999,2.899435,2.9368029999999998,2.9781219999999999,3.0179510000000001,3.0527350000000002,3.090319,3.1298509999999999,3.1705510000000001,3.2163840000000001,3.2516949999999998,3.2783180000000001,3.3114089999999998,3.3562150000000002,3.398895]
["Commercial Electricity",null,null,null,null,null,null,null,null,null,null,null,null,30.492578999999999,29.980651999999999,28.501187999999999,27.791989999999998,28.177313000000002,28.139455999999999,28.689319999999999,29.024557000000001,29.108899999999998,28.975003999999998,29.041111000000001,29.162209000000001,29.247681,29.196009,29.115604000000001,29.201962000000002,29.178121999999998,29.212776000000002,29.214404999999999,29.344874999999998,29.550170999999999,29.794819,29.957190000000001,30.275618000000001,30.801399,31.291125999999998,31.806963,32.268535999999997,32.667476999999998,33.223427000000001,33.577624999999998]
["Industrial Electricity",null,null,null,null,null,null,null,null,null,null,null,null,20.260445000000001,19.975721,18.454588000000001,18.157667,18.271274999999999,18.191776000000001,18.703628999999999,19.002967999999999,19.096264000000001,19.050228000000001,19.095860999999999,19.252116999999998,19.422526999999999,19.539289,19.565339999999999,19.722131999999998,19.810991000000001,19.943812999999999,20.046423000000001,20.238405,20.421748999999998,20.607520999999998,20.839410999999998,21.176966,21.628757,22.108962999999999,22.567038,22.990486000000001,23.379736000000001,23.871493999999998,24.167221000000001]
["Residential Electricity",null,null,null,null,null,null,null,null,null,null,null,null,34.522823000000002,34.335875999999999,33.292259000000001,32.561348000000002,33.352730000000001,33.489016999999997,34.046703000000001,34.326427000000002,34.303291000000002,34.076405000000001,34.105117999999997,34.184669,34.290134000000002,34.319408000000003,34.416462000000003,34.726405999999997,34.904162999999997,35.063048999999999,35.177726999999997,35.337353,35.506706000000001,35.725586,35.884253999999999,36.154865000000001,36.608756999999997,37.082008000000002,37.502094,37.842292999999998,38.16151,38.618450000000003,38.850749999999998]
[]
[]
[]
["AEO_2014_Reference_Case",{"$f":"\"Prices are in $(\" & ref_year&\")/GJ LHV\"","v":"Prices are in $(2016)/GJ LHV"},null,null,null,null,null,null,null,null,null,null,null,null,null,null,null,null,null,null,null,null,null,null,null,null,null,null,null,null,null,null,null,null,null,null,null,null,null,null,null,null,null,null,"Except as noted,values are extrapolated based on PNNL mini-CAM model (see AEO Data tab)"]
["Year","Source Data Year","Reference year Conversion","Display Units","Use Category","LHV (MJ/kg)","HHV (MJ/kg)",2004,2005,2006,2007,2008,2009,2010,2011,2012,2013,2014,2015,2016,2017,2018,2019,2020,2021,2022,2023,2024,2025,2026,2027,2028,2029,2030,2031,2032,2033,2034,2035,2036,2037,2038,2039,2040,2041,2042,2043,2044,2045,2046,2047,2048,2049,2050,2051,2052,2053,2054,2055,2056,2057,2058,2059,2060,2061,2062,2063,2064,2065,2066,2067,2068,2069,2070,{"$f":"+BV87+1","v":2071},{"$f":"+BW87+1","v":2072},{"$f":"+BX87+1","v":2073},{"$f":"+BY87+1","v":2074},{"$f":"+BZ87+1","v":2075},{"$f":"+CA87+1","v":2076},{"$f":"+CB87+1","v":2077},{"$f":"+CC87+1","v":2078},{"$f":"+CD87+1","v":2079},{"$f":"+CE87+1","v":2080},{"$f":"+CF87+1","v":2081},{"$f":"+CG87+1","v":2082},{"$f":"+CH87+1","v":2083},{"$f":"+CI87+1","v":2084},{"$f":"+CJ87+1","v":2085},{"$f":"+CK87+1","v":2086},{"$f":"+CL87+1","v":2087},{"$f":"+CM87+1","v":2088},{"$f":"+CN87+1","v":2089},{"$f":"+CO87+1","v":2090},{"$f":"+CP87+1","v":2091},{"$f":"+CQ87+1","v":2092},{"$f":"+CR87+1","v":2093},{"$f":"+CS87+1","v":2094},{"$f":"+CT87+1","v":2095},{"$f":"+CU87+1","v":2096},{"$f":"+CV87+1","v":2097},{"$f":"+CW87+1","v":2098},{"$f":"+CX87+1","v":2099},{"$f":"+CY87+1","v":2100}]
["Feedstock Type"]
[{"$f":"'HyARC Physical Property Data'!A73","v":"Residential Natural Gas"},2012,{"$f":"VLOOKUP(ref_year,DeflatorTable,2,FALSE)/VLOOKUP(B89,DeflatorTable,2,FALSE)","v":1.0589185747008452},{"$f":"'HyARC Physical Property Data'!H73","v":"mmBtu"},"Feed Utility",{"$f":"'HyARC Physical Property Data'!$E$6","v":47.141269049911173},{"$f":"'HyARC Physical Property Data'!$I$6","v":52.224661236371581},12.595706345448797,12.595706345448797,12.595706345448797,12.595706345448797,13.121338604068761,11.086947084595193,10.600250548835966,{"$f":"O106*($C89/mmBTU_to_GJ*$G89/$F89)","v":12.2087929242581},11.62926676611875,11.549569006878718,12.451077492669647,12.228661210695314,11.880721569489316,12.243181027367417,12.738447103720736,12.928721417497503,12.889662020940529,13.126157788188424,13.227924378910403,13.406700038666168,13.682684414389822,13.872072505629625,13.98822325537062,14.139968571775018,14.341810480347306,14.660154514221039,15.014507871353267,15.178056515524123,15.247180761459282,15.504403238981952,15.944730189731404,16.240765211360355,16.673418609126639,16.84862158003515,16.990523932954982,17.36681602365595,17.766490156398653,{"$f":"($BB89-$AR89)/10+AR89","v":17.817297159388684},{"$f":"($BB89-$AR89)/10+AS89","v":17.868104162378714},17.918911165368744,17.969718168358774,18.020525171348805,18.071332174338835,18.122139177328865,18.172946180318895,18.223753183308926,{"$f":"'AEO Data'!$B$30*AM89","v":18.274560186298949},{"$f":"($BQ89-$BB89)/15+BB89","v":18.423467349139123},18.572374511979298,18.721281674819473,18.870188837659647,19.019096000499822,19.168003163339996,19.316910326180171,19.465817489020345,19.61472465186052,19.763631814700695,19.912538977540869,20.061446140381044,20.210353303221218,20.359260466061393,{"$f":"'AEO Data'!$C$30*BB89","v":20.508167628901592},{"$f":"($BV89-$BQ89)/5+BQ89","v":20.62538963666017},20.742611644418748,20.859833652177326,20.977055659935903,{"$f":"'AEO Data'!$D$30*BQ89","v":21.094277667694488},{"$f":"+BV89*BW$133/BV$133","v":21.164316872120814},{"$f":"+BW89*BX$133/BW$133","v":21.234588627300191},21.305093705369501,21.375832881029339,21.446806931552544,21.492572878539132,21.538436486772465,21.584397964654634,21.630457521032444,21.676615365198366,21.691602524401322,21.706600045689747,21.721607936227954,21.736626203185217,21.751654853735772,21.756748899145897,21.76184413753646,21.766940569186843,21.772038194376496,21.777137013384934,21.784864763140046,21.792595255134241,21.800328490340622,21.808064469732635,21.815803194284069,21.827713124132313,21.839629555984068,21.851552493388983,21.863481939898644,21.875417899066573]
[{"$f":"'HyARC Physical Property Data'!A71","v":"Commercial Natural Gas"},2012,1.0589185747008452,{"$f":"'HyARC Physical Property Data'!H71","v":"mmBtu"},"Feed Utility",{"$f":"'HyARC Physical Property Data'!$E$6","v":47.141269049911173},{"$f":"'HyARC Physical Property Data'!$I$6","v":52.224661236371581},10.902002401006685,10.902002401006685,10.902002401006685,10.902002401006685,11.622313273930342,8.8092072972420112,8.4393179300649965,{"$f":"O107*($C90/mmBTU_to_GJ*$G90/$F90)","v":9.9639823425462914},9.0210827052924731,9.2425705107067522,10.103223803959281,9.9169647343242655,9.6996011439533945,10.015602303441456,10.462516434001412,10.615177995538126,10.553246941060452,10.769181678282015,10.850924309850123,11.006898364407682,11.260741632030943,11.438522098348088,11.543080790438088,11.671986695413095,11.850279769747228,12.132482158553312,12.445283131766116,12.558691817798014,12.5569093651923,12.763364745917485,13.063076979503446,13.291592296126769,13.636518558317496,13.752890585705739,13.853987783746099,14.183892740727496,14.541374007516533,{"$f":"($BB90-$AR90)/10+AR90","v":14.582843496133675},14.624312984750818,14.66578247336796,14.707251961985103,14.748721450602245,14.790190939219388,14.83166042783653,14.873129916453673,14.914599405070815,{"$f":"'AEO Data'!$B$30*AM90","v":14.956068893687954},15.077935891497892,15.199802889307831,15.321669887117769,15.443536884927708,15.565403882737646,15.687270880547585,15.809137878357523,15.931004876167462,16.052871873977402,16.174738871787341,16.296605869597279,16.418472867407218,16.540339865217156,16.662206863027095,{"$f":"'AEO Data'!$C$30*BB90","v":16.784073860837033},16.880009434991543,16.975945009146052,17.071880583300562,17.167816157455071,{"$f":"'AEO Data'!$D$30*BQ90","v":17.263751731609581},{"$f":"+BV90*BW$134/BV$134","v":17.321072463598775},{"$f":"+BW90*BX$134/BW$134","v":17.378583517272784},17.436285524555561,17.494179119469241,17.552264938141089,17.589720211982893,17.627255412691312,17.664870710824552,17.702566277304761,17.740342283418837,17.752607912975723,17.764882022959085,17.77716461923227,17.789455707662682,17.801755294121772,17.805924307948906,17.810094298122248,17.81426526487045,17.818437208422218,17.822610129006311,17.828934590801964,17.835261296871419,17.84159024801107,17.847921445017597,17.854254888687954,17.864002085310659,17.873754603233113,17.883512445360374,17.893275614599098,17.903044113857518]
[{"$f":"'HyARC Physical Property Data'!A72","v":"Industrial Natural Gas"},2012,1.0589185747008452,{"$f":"'HyARC Physical Property Data'!H72","v":"mmBtu"},"Feed Utility",{"$f":"'HyARC Physical Property Data'!$E$6","v":47.141269049911173},{"$f":"'HyARC Physical Property Data'!$I$6","v":52.224661236371581},7.3783194821098821,7.3783194821098821,7.3783194821098821,7.3783194821098821,8.8676108815331158,4.0882509003775072,4.7404242582948717,{"$f":"O108*($C91/mmBTU_to_GJ*$G91/$F91)","v":5.6639494209981782},4.1936228360778802,5.1091841203909469,5.3368743716159921,5.4922435264745477,5.7249186404765142,6.0332162243860541,6.5003155465564157,6.6134284544266668,6.4407629487996489,6.5991877366965674,6.6211298061092361,6.729798257918957,6.9245136919123249,7.0285708954650996,7.0676625385133827,7.1490882649082979,7.2626859820961345,7.4897713336221727,7.7715211596019786,7.8991127420692164,8.0328945389194857,8.2510220375499461,8.4203839457399265,8.6260409478182627,8.9436310809641917,9.0003437635899601,9.040412808909247,9.2706004952886456,9.5554192976825281,{"$f":"($BB91-$AR91)/10+AR91","v":9.5705034586117605},9.585587619540993,9.6006717804702255,9.615755941399458,9.6308401023286905,9.645924263257923,9.6610084241871554,9.6760925851163879,9.6911767460456204,{"$f":"'AEO Data'!$B$30*AM91","v":9.7062609069748458},9.7853507323227493,9.8644405576706529,9.9435303830185564,10.02262020836646,10.101710033714363,10.180799859062267,10.259889684410171,10.338979509758074,10.418069335105978,10.497159160453881,10.576248985801785,10.655338811149688,10.734428636497592,10.813518461845495,{"$f":"'AEO Data'!$C$30*BB91","v":10.892608287193402},10.954869013566299,11.017129739939195,11.079390466312091,11.141651192684987,{"$f":"'AEO Data'!$D$30*BQ91","v":11.203911919057887},{"$f":"+BV91*BW$135/BV$135","v":11.241112201031763},{"$f":"+BW91*BX$135/BW$135","v":11.278435998880177},11.315883722712151,11.35345578399839,11.391152595575804,11.415460497794959,11.439820271333133,11.464232026880003,11.488695875361442,11.513211927940032,11.521172134697148,11.529137845121877,11.537109063019443,11.545085792197696,11.553068036467128,11.55577366294014,11.558479923046971,11.56118681693601,11.563894344755685,11.566602506654455,11.570706986028089,11.574812921901238,11.578920314790748,11.583029165213651,11.587139473687161,11.593465255829788,11.599794491414899,11.606127182327835,11.612463330454966,11.618802937683697]
[{"$f":"'HyARC Physical Property Data'!A74","v":"Electric Utility Natural Gas"},2012,1.0589185747008452,{"$f":"'HyARC Physical Property Data'!H74","v":"mmBtu"},"Feed Utility",{"$f":"'HyARC Physical Property Data'!$E$6","v":47.141269049911173},{"$f":"'HyARC Physical Property Data'!$I$6","v":52.224661236371581},7.0668336992239764,7.0668336992239764,7.0668336992239764,7.0668336992239764,8.8481430201027482,4.0298473160863999,4.7209563968645023,{"$f":"O109*($C92/mmBTU_to_GJ*$G92/$F92)","v":5.428419936541526},3.8227359244888057,4.804318007935696,4.9697558517179701,4.9242593883272674,4.9757470274132745,5.2156664824796266,5.6287951857333169,5.7592455864471468,5.6424810414233342,5.8292060172603444,5.8870328717581808,6.0268258593673236,6.2516128144267338,6.4022817651902537,6.4648666450778842,6.5662751885515531,6.7024543452383245,6.9426740262582278,7.2203541226454542,7.3578387062561834,7.4795914499008447,7.7064221653403528,7.8847308069461519,8.102560303519013,8.418335737567924,8.4846512029154173,8.5378634733123793,8.7815535439657371,9.0721244532400576,{"$f":"($BB92-$AR92)/10+AR92","v":9.0766346022812474},9.0811447513224373,9.0856549003636271,9.090165049404817,9.0946751984460068,9.0991853474871967,9.1036954965283865,9.1082056455695763,9.1127157946107662,{"$f":"'AEO Data'!$B$30*AM92","v":9.1172259436519631},9.1915161172266959,9.2658062908014287,9.3400964643761615,9.4143866379508943,9.488676811525627,9.5629669851003598,9.6372571586750926,9.7115473322498254,9.7858375058245581,9.8601276793992909,9.9344178529740237,10.008708026548756,10.082998200123489,10.157288373698222,{"$f":"'AEO Data'!$C$30*BB92","v":10.231578547272965},10.2900609139843,10.348543280695635,10.40702564740697,10.465508014118305,{"$f":"'AEO Data'!$D$30*BQ92","v":10.523990380829638},{"$f":"+BV92*BW$136/BV$136","v":10.558933123372203},{"$f":"+BW92*BX$136/BW$136","v":10.593991886094585},10.6291670542179,10.664459014242302,10.699868153951249,10.722700904777984,10.745582379056525,10.768512680759219,10.791491914080288,10.814520183436294,10.82199731641864,10.829479619072567,10.836967094972369,10.84445974769482,10.851957580819162,10.854499013417151,10.857041041196203,10.859583664295704,10.862126882855071,10.864670697013759,10.868526091607942,10.872382854312388,10.876240985612579,10.88010048599417,10.883961355942985,10.889903251140053,10.895848390203703,10.901796774904867,10.907748407015436,10.913703288308273]
[{"$f":"'HyARC Physical Property Data'!A75","v":"Bio Methane"},2007,1.1446359956438654,{"$f":"'HyARC Physical Property Data'!H75","v":"mmBtu"},"Feed Utility",{"$f":"'HyARC Physical Property Data'!$E$6","v":47.141269049911173},{"$f":"'HyARC Physical Property Data'!$I$6","v":52.224661236371581},12.42654028436019,12.42654028436019,12.42654028436019,12.42654028436019,12.42654028436019,12.42654028436019,12.42654028436019,{"$f":"13.11*($C$93/mmBTU_to_GJ)","v":14.223865310797228},14.223865310797228,14.223865310797228,14.223865310797228,14.223865310797228,14.223865310797228,14.223865310797228,14.223865310797228,14.223865310797228,14.223865310797228,14.223865310797228,14.223865310797228,14.223865310797228,14.223865310797228,14.223865310797228,14.223865310797228,14.223865310797228,14.223865310797228,14.223865310797228,14.223865310797228,14.223865310797228,14.223865310797228,14.223865310797228,14.223865310797228,14.223865310797228,{"$f":"13.11*($C$93/mmBTU_to_GJ)","v":14.223865310797228},14.223865310797228,14.223865310797228,14.223865310797228,14.223865310797228,14.223865310797228,14.223865310797228,14.223865310797228,14.223865310797228,14.223865310797228,14.223865310797228,14.223865310797228,14.223865310797228,14.223865310797228,14.223865310797228,14.223865310797228,14.223865310797228,14.223865310797228,14.223865310797228,14.223865310797228,14.223865310797228,14.223865310797228,14.223865310797228,14.223865310797228,14.223865310797228,14.223865310797228,14.223865310797228,14.223865310797228,14.223865310797228,14.223865310797228,14.223865310797228,14.223865310797228,14.223865310797228,14.223865310797228,14.223865310797228,{"$f":"+BV93*BW$136/BV$136","v":14.271092726019944},{"$f":"+BW93*BX$136/BW$136","v":14.318476950147966},14.366018503832969,14.413717909455341,14.461575691129934,14.49243565590395,14.523361473628309,14.554353284828478,14.585411230329802,14.616535451258134,14.626641288360148,14.636754112613382,14.646873928848736,14.657000741900452,14.667134556606111,14.670569469948116,14.674005187716483,14.6774417100996,14.6808790372859,14.684317169463862,14.689527988881515,14.69474065739019,14.699955175646044,14.705171544305472,14.710389764025104,14.718420626266095,14.726455872806168,14.734495506038849,14.74253952835897,14.750587942162673]
[{"$f":"'HyARC Physical Property Data'!A85","v":"Woody Biomass"},2005,1.2112501494873942,{"$f":"+'HyARC Physical Property Data'!$H$85","v":"kg"},"Feed Utility",{"$f":"'HyARC Physical Property Data'!$E$45","v":19.551069237418005},{"$f":"'HyARC Physical Property Data'!$I$45","v":20.588656379262464},1.3438238843289665,1.3438238843289665,1.3438238843289665,1.3438238843289665,1.3438238843289665,1.3438238843289665,1.3438238843289665,{"$f":"1.27*($C$94)","v":1.5382876898489906},{"$f":"1.28*($C$94)","v":1.5504001913438645},{"$f":"1.32*($C$94)","v":1.5988501973233604},{"$f":"1.32*($C$94)","v":1.5988501973233604},{"$f":"1.34*($C$94)","v":1.6230752003131084},{"$f":"1.34*($C$94)","v":1.6230752003131084},{"$f":"1.36*($C$94)","v":1.6473002033028561},{"$f":"1.36*($C$94)","v":1.6473002033028561},{"$f":"1.38*($C$94)","v":1.6715252062926038},{"$f":"1.4*($C$94)","v":1.6957502092823518},{"$f":"1.46*($C$94)","v":1.7684252182515954},{"$f":"1.48*($C$94)","v":1.7926502212413433},{"$f":"1.48*($C$94)","v":1.7926502212413433},{"$f":"1.51*($C$94)","v":1.8289877257259652},{"$f":"1.52*($C$94)","v":1.8411002272208392},{"$f":"1.62*($C$94)","v":1.9622252421695787},{"$f":"1.72*($C$94)","v":2.083350257118318},{"$f":"1.82*($C$94)","v":2.2044752720670573},{"$f":"1.91*($C$94)","v":2.3134877855209228},{"$f":"2.01*($C$94)","v":2.4346128004696621},{"$f":"2.11*($C$94)","v":2.5557378154184014},{"$f":"2.2*($C$94)","v":2.6647503288722674},{"$f":"2.3*($C$94)","v":2.7858753438210062},{"$f":"2.4*($C$94)","v":2.9070003587697459},{"$f":"2.5*($C$94)","v":3.0281253737184857},{"$f":"2.57*($C$94)","v":3.1129128841826028},{"$f":"2.64*($C$94)","v":3.1977003946467208},{"$f":"2.71*($C$94)","v":3.282487905110838},{"$f":"2.78*($C$94)","v":3.3672754155749556},{"$f":"2.85*($C$94)","v":3.4520629260390736},{"$f":"2.92*($C$94)","v":3.5368504365031908},{"$f":"2.99*($C$94)","v":3.6216379469673088},{"$f":"3.07*($C$94)","v":3.7185379589263001},{"$f":"3.14*($C$94)","v":3.8033254693904177},{"$f":"3.21*($C$94)","v":3.8881129798545353},{"$f":"3.28*($C$94)","v":3.9729004903186529},{"$f":"3.35*($C$94)","v":4.0576880007827709},{"$f":"3.42*($C$94)","v":4.1424755112468876},{"$f":"3.49*($C$94)","v":4.2272630217110061},{"$f":"3.56*($C$94)","v":4.3120505321751237},{"$f":"3.64*($C$94)","v":4.4089505441341146},{"$f":"3.71*($C$94)","v":4.4937380545982322},{"$f":"3.78*($C$94)","v":4.5785255650623498},{"$f":"3.85*($C$94)","v":4.6633130755264673},{"$f":"3.92*($C$94)","v":4.7481005859905849},{"$f":"3.99*($C$94)","v":4.8328880964547034},{"$f":"4.06*($C$94)","v":4.9176756069188201},{"$f":"4.14*($C$94)","v":5.0145756188778119},{"$f":"4.21*($C$94)","v":5.0993631293419295},{"$f":"4.28*($C$94)","v":5.1841506398060471},{"$f":"4.35*($C$94)","v":5.2689381502701647},{"$f":"4.42*($C$94)","v":5.3537256607342822},{"$f":"4.49*($C$94)","v":5.4385131711983998},{"$f":"4.56*($C$94)","v":5.5233006816625174},{"$f":"4.63*($C$94)","v":5.608088192126635},{"$f":"4.71*($C$94)","v":5.7049882040856268},{"$f":"4.78*($C$94)","v":5.7897757145497444},{"$f":"4.85*($C$94)","v":5.8745632250138611},{"$f":"4.92*($C$94)","v":5.9593507354779796},{"$f":"4.99*($C$94)","v":6.0441382459420971},{"$f":"+BV94*BW$137/BV$137","v":6.0586659764672328},{"$f":"+BW94*BX$137/BW$137","v":6.0732286259412112},6.0878262782954495,6.1024590176630999,6.1171269283795393,6.1299667153690152,6.1428334529403346,6.155727197662495,6.1686480062232301,6.18159593542926,6.197524392005751,6.2134938923080965,6.229504542095909,6.245556447401321,6.2616497145296828,6.2750522655841658,6.2884835037072264,6.3019434903011975,6.3154322868998385,6.3289499551686168,6.3413225489579119,6.3537193301840116,6.3661403461314299,6.3785856441771198,6.3910552717906537,6.4057772391562917,6.4205331189689208,6.4353229893467718,6.4501469285880244,6.4650050151712186]
[{"$f":"'HyARC Physical Property Data'!A80","v":"Metallurgical Coal"},2012,1.0589185747008452,{"$f":"+'HyARC Physical Property Data'!H80","v":"kg"},"Feed",{"$f":"'HyARC Physical Property Data'!$E$44","v":28.610197070281195},{"$f":"'HyARC Physical Property Data'!$I$44","v":29.865267156269461},3.3844321322674711,3.3844321322674711,3.3844321322674711,3.3844321322674711,4.1181843560652975,4.3291381204071717,4.4025133427869543,{"$f":"O111*($C95/mmBTU_to_GJ*$G95/$F95)","v":7.4754647098413036},7.5961523788362539,7.7888515723825718,7.8710115565120651,8.1298664269345355,8.3275528874219908,8.4326459175194799,8.5820072281905144,8.6973241555173413,8.8306675382480098,8.9332721736007059,9.0455694993887992,9.1556508441725821,9.2678109153452777,9.379158984022304,9.4759674931736608,9.5858141430425672,9.7090321165885385,9.8280622527471682,9.9673233001172399,10.050780392749491,10.135476967900939,10.225183860386949,10.307087146953293,10.409246490614819,10.490880506676149,10.58291758438844,10.589678683878184,10.619779354456332,10.683904501220734,{"$f":"($BB95-$AR95)/10+AR95","v":10.706641272001209},{"$f":"($BB95-$AR95)/10+AS95","v":10.729378042781683},10.752114813562157,10.774851584342631,10.797588355123105,10.82032512590358,10.843061896684054,10.865798667464528,10.888535438245002,{"$f":"('AEO Data'!$B$28*AM95)","v":10.911272209025483},{"$f":"($BQ95-$BB95)/15+BB95","v":10.949564626152206},10.987857043278929,11.026149460405652,11.064441877532374,11.102734294659097,11.14102671178582,11.179319128912542,11.217611546039265,11.255903963165988,11.294196380292711,11.332488797419433,11.370781214546156,11.409073631672879,11.447366048799601,{"$f":"('AEO Data'!$C$28*BB95)","v":11.485658465926328},{"$f":"($BV95-$BQ95)/5+BQ95","v":11.522480349055732},11.559302232185136,11.59612411531454,11.632945998443944,{"$f":"('AEO Data'!$D$28*BQ95)","v":11.669767881573351},{"$f":"+BV95*BW$138/BV$138","v":11.709222844508201},11.748811202906952,11.788533407773697,11.828389911637355,11.868381168556825,11.902362207175498,11.936440538842751,11.970616442123857,12.004890196381666,12.039262081778887,12.065505052077379,12.091805226337826,12.118162729252409,12.144577685785119,12.171050221172331,12.188996392854733,12.206969026105547,12.224968159942263,12.242993833439904,12.261046085731108,12.267091502720543,12.273139900456183,12.27919128040771,12.285245644045531,12.291302992840782,12.282597276301862,12.273897725870841,12.26520433718037,12.256517105866193,12.247836027567152]
[{"$f":"'HyARC Physical Property Data'!A81","v":"Other Industrial Coal"},2012,1.0589185747008452,{"$f":"+'HyARC Physical Property Data'!H81","v":"kg"},"Feed",{"$f":"'HyARC Physical Property Data'!$E$42","v":22.7322030001394},{"$f":"'HyARC Physical Property Data'!$I$42","v":23.967615189707661},1.7045706620386931,1.7045706620386931,1.7045706620386931,1.7045706620386931,1.9454339077615519,2.0288096466656182,1.8805861108361666,{"$f":"O112*($C96/mmBTU_to_GJ*$G96/$F96)","v":3.5000719734406505},3.4283630486034649,3.5082354103172322,3.4729360065765973,3.5728444520840283,3.6374683095257363,3.6626327333639828,3.7258057129267965,3.7685626924606996,3.8026038220962977,3.8249701999011396,3.8516352399554865,3.8787257015323093,3.9124059636575477,3.9446681540411968,3.9749376361491651,4.0052642644317942,4.0387455732082129,4.0690235214161303,4.1108047829308205,4.1436733577233733,4.1746317687147547,4.2078082978929805,4.2335251347529512,4.2641893487710778,4.2965838219664425,4.3287105547508951,4.3570423582328557,4.3910559730436169,4.4340140224513274,{"$f":"($BB96-$AR96)/10+AR96","v":4.4375972389028373},4.4411804553543472,4.4447636718058572,4.4483468882573671,4.4519301047088771,4.455513321160387,4.4590965376118969,4.4626797540634069,4.4662629705149168,{"$f":"('AEO Data'!$B$28*AM96)","v":4.4698461869664294},{"$f":"($BQ96-$BB96)/15+BB96","v":4.4855328283960176},4.5012194698256058,4.516906111255194,4.5325927526847822,4.5482793941143704,4.5639660355439586,4.5796526769735468,4.595339318403135,4.6110259598327232,4.6267126012623114,4.6423992426918996,4.6580858841214878,4.673772525551076,4.6894591669806642,{"$f":"('AEO Data'!$C$28*BB96)","v":4.705145808410248},4.7202300397216757,4.7353142710331033,4.750398502344531,4.7654827336559586,{"$f":"('AEO Data'!$D$28*BQ96)","v":4.7805669649673872},{"$f":"+BV96*BW$138/BV$138","v":4.7967298479248255},4.8129473768661839,4.8292197365470884,4.8455471123478153,4.8619296902754039,4.8758501583004978,4.8898104828110576,4.9038107779224589,4.9178511580768074,4.9319317380438736,4.9426822755134054,4.9534562468141461,4.9642537030267464,4.9750746953432019,4.9859192750670944,4.993270995886494,5.0006335567929519,5.0080069737701391,5.015391262825295,5.0227864399892601,5.0252629691749675,5.0277407194352479,5.0302196913721628,5.0326998855880705,5.0351813026856274,5.0316149711771789,5.0280511656394289,5.024489884283275,5.0209311253208835,5.0173748869656869]
[{"$f":"'HyARC Physical Property Data'!A79","v":"Electric Utility Steam Coal"},2012,1.0589185747008452,{"$f":"+'HyARC Physical Property Data'!$H$79","v":"kg"},"Feed",{"$f":"'HyARC Physical Property Data'!$E$42","v":22.7322030001394},{"$f":"'HyARC Physical Property Data'!$I$42","v":23.967615189707661},1.6675147780813302,1.6675147780813302,1.6675147780813302,1.6675147780813302,1.899114052814848,1.9917537627082553,1.8435302268788039,{"$f":"O113*($C97/mmBTU_to_GJ*$G97/$F97)","v":2.563508608233021},2.5292473599987289,2.512156420725097,2.4655759388013712,2.5439953061112566,2.5633361114465441,2.6312374078313132,2.6989005951549947,2.7399495390240283,2.7634874134094223,2.7969877709107278,2.8315834300930369,2.8599236996749471,2.8986106016579902,2.9354709425768672,2.9708190263922138,3.0020991491816877,3.0319082871048861,3.0598453586766876,3.0960559264244187,3.1212584477124392,3.1476800873932294,3.1754446621785544,3.2007075044287174,3.2277789172806535,3.2553731118044889,3.279584041135891,3.3026478139240969,3.3375450779171172,3.3755134196669223,{"$f":"($BB97-$AR97)/10+AR97","v":3.3763071676042595},3.3771009155415967,3.377894663478934,3.3786884114162712,3.3794821593536084,3.3802759072909456,3.3810696552282828,3.3818634031656201,3.3826571511029573,{"$f":"('AEO Data'!$B$28*AM97)","v":3.3834508990402963},{"$f":"($BQ97-$BB97)/15+BB97","v":3.3953249051755909},3.4071989113108856,3.4190729174461802,3.4309469235814749,3.4428209297167696,3.4546949358520642,3.4665689419873589,3.4784429481226535,3.4903169542579482,3.5021909603932428,3.5140649665285375,3.5259389726638322,3.5378129787991268,3.5496869849344215,{"$f":"('AEO Data'!$C$28*BB97)","v":3.5615609910697135},3.5729790027545003,3.5843970144392872,3.595815026124074,3.6072330378088608,{"$f":"('AEO Data'!$D$28*BQ97)","v":3.6186510494936472},{"$f":"+BV97*BW$138/BV$138","v":3.6308855467416481},3.6431614082772978,3.6554787739514016,3.6678377840875944,3.6802385794839378,3.6907756803336049,3.701342950557327,3.7119404765347586,3.7225683448928724,3.7332266425066685,3.7413642638352314,3.7495196234066683,3.7576927598864862,3.7658837120244759,3.7740925186548933,3.7796574050906777,3.785230496932368,3.7908118062788079,3.7964013452466796,3.8019991259705304,3.803873735196305,3.8057492687147039,3.807625726981458,3.8095031104525217,3.8113814195840758,3.808681884288271,3.8059842610264538,3.8032885484443635,3.8005947451886986,3.7979028499071168]
[{"$f":"'HyARC Physical Property Data'!A76","v":"Commercial Electricity"},2012,1.0589185747008452,{"$f":"'HyARC Physical Property Data'!$H$76","v":"kWh"},"Feed Utility Byprod",null,null,26.706046857142852,26.706046857142852,26.706046857142852,26.706046857142852,28.244819428571425,26.82655314285714,25.371207999999996,{"$f":"O114*($C98)","v":32.330007136570579},{"$f":"P114*($C98)","v":31.294588082879496},31.198589701652843,31.36496487027269,31.759086951346323,31.913488927642028,32.158172183779577,32.533567289859626,32.841645883227365,32.614198644730223,32.436733421877534,32.079793148717371,31.936446282341542,32.294334287626057,32.349416055126277,32.432684117247874,32.648171929362348,32.727937088838836,32.843544524231802,33.101402845275778,33.362655000351673,33.40757114953476,33.395441237261558,33.59644198435555,33.868319328409996,34.152252460437403,34.36864670685182,34.442402503416886,34.677078979023513,34.95210131124481,{"$f":"($BB98-$AR98)/10+AR98","v":34.759294585447087},34.566487859649364,34.37368113385164,34.180874408053917,33.988067682256194,33.795260956458471,33.602454230660747,33.409647504863024,33.216840779065301,{"$f":"'AEO Data'!$B$33*AM98","v":33.024034053267563},{"$f":"($BQ98-$BB98)/15+BB98","v":33.043274641864315},33.062515230461067,33.081755819057818,33.10099640765457,33.120236996251322,33.139477584848073,33.158718173444825,33.177958762041577,33.197199350638328,33.21643993923508,33.235680527831832,33.254921116428584,33.274161705025335,33.293402293622087,{"$f":"'AEO Data'!$C$33*BB98","v":33.312642882218888},33.29021180684974,33.267780731480592,33.245349656111443,33.222918580742295,{"$f":"'AEO Data'!$D$33*BQ98","v":33.200487505373161},{"$f":"+BV98*BW$139/BV$139","v":33.185869205539639},{"$f":"+BW98*BX$139/BW$139","v":33.171257342198651},33.156651912516189,33.142052913659484,33.127460342797029,33.100925764400195,33.074412439786272,33.047920351931317,33.021449483825023,32.994999818470696,32.958563922192354,32.922168261541977,32.885812792087954,32.849497469447741,32.81322224928779,32.773673393987664,32.734172205812207,32.694718627309562,32.65531260109713,32.615954069861473,32.57036661325251,32.524842874423982,32.479382764317279,32.433986193998265,32.388653074657114,32.344399879459552,32.300207148193003,32.256074798244526,32.212002747114042,32.167990912414197]
[{"$f":"'HyARC Physical Property Data'!A77","v":"Industrial Electricity"},2012,1.0589185747008452,{"$f":"'HyARC Physical Property Data'!$H$77","v":"kWh"},"Feed Utility Byprod",null,null,17.630996571428568,17.630996571428568,17.630996571428568,17.630996571428568,18.734092571428569,18.576507428571425,17.751502857142853,{"$f":"O115*($C99)","v":21.546913279081487},20.644255082774947,21.265150930132211,21.043453619495697,21.290934538507603,21.295208333875095,21.481681777042766,21.805181401613872,22.088499301949383,21.993341702071042,21.973911605143858,21.871052490471715,21.880460982007932,22.180329779666014,22.321195599821319,22.488160586087275,22.726148300076993,22.858293925769633,23.018536896923386,23.283823531768892,23.547517553078045,23.658798247174783,23.759156196173482,23.989354505127697,24.26178778143386,24.557527855569184,24.788558474523114,24.907507856937837,25.164130420005137,25.469928102762971,{"$f":"($BB99-$AR99)/10+AR99","v":25.288633153422833},25.107338204082694,24.926043254742556,24.744748305402418,24.563453356062279,24.382158406722141,24.200863457382003,24.019568508041864,23.838273558701726,{"$f":"'AEO Data'!$B$33*AM99","v":23.65697860936158},{"$f":"($BQ99-$BB99)/15+BB99","v":23.670761728411506},23.684544847461432,23.698327966511357,23.712111085561283,23.725894204611208,23.739677323661134,23.753460442711059,23.767243561760985,23.781026680810911,23.794809799860836,23.808592918910762,23.822376037960687,23.836159157010613,23.849942276060538,{"$f":"'AEO Data'!$C$33*BB99","v":23.863725395110453},23.847656750397427,23.8315881056844,23.815519460971373,23.799450816258346,{"$f":"'AEO Data'!$D$33*BQ99","v":23.783382171545323},{"$f":"+BV99*BW$140/BV$140","v":23.79056855003947},{"$f":"+BW99*BX$140/BW$140","v":23.797757099967246},23.804947821984772,23.812140716748367,23.819335784914539,23.816642001078176,23.813948521888062,23.811255347309746,23.808562477308776,23.805869911850717,23.795071358532098,23.784277703532847,23.773488944631048,23.762705079605791,23.751926106237168,23.738702519984074,23.725486295796383,23.712277429575355,23.699075917224537,23.685881754649749,23.667805095398695,23.649742231944352,23.631693153758011,23.613657850318987,23.595636311114628,23.578692647144699,23.561761150159583,23.544841811422359,23.527934622202373,23.511039573775246]
[{"$f":"'HyARC Physical Property Data'!A78","v":"Residential Electricity"},2012,1.0589185747008452,{"$f":"'HyARC Physical Property Data'!$H$78","v":"kWh"},"Feed Utility Byprod",null,null,29.496230857142855,29.496230857142855,29.496230857142855,29.496230857142855,30.858878857142852,29.96898628571428,28.680495999999998,{"$f":"O116*($C100)","v":37.012259165882554},36.883387716422881,36.020153058652454,36.437036594489285,37.000471284308979,37.234901031887702,37.611895105015549,38.029256213129564,38.30980398247366,38.276616415423959,38.186511974984086,37.913659366922346,37.798756112381561,38.164246094113849,38.270815659471751,38.382554865311334,38.619545078003675,38.734851780521424,38.88910974389097,39.160747772347534,39.451321382756888,39.535438697575401,39.570735630425908,39.780803897275057,40.046078884016239,40.326008244912707,40.555429307633098,40.630021649872177,40.855427293357288,41.122689870263187,{"$f":"($BB100-$AR100)/10+AR100","v":40.915200036704469},40.707710203145751,40.500220369587034,40.292730536028316,40.085240702469598,39.87775086891088,39.670261035352162,39.462771201793444,39.255281368234726,{"$f":"'AEO Data'!$B$33*AM100","v":39.047791534675994},{"$f":"($BQ100-$BB100)/15+BB100","v":39.070541707817128},39.093291880958262,39.116042054099395,39.138792227240529,39.161542400381663,39.184292573522796,39.20704274666393,39.229792919805064,39.252543092946198,39.275293266087331,39.298043439228465,39.320793612369599,39.343543785510732,39.366293958651866,{"$f":"'AEO Data'!$C$33*BB100","v":39.389044131793007},39.362521510313748,39.335998888834489,39.30947626735523,39.28295364587597,{"$f":"'AEO Data'!$D$33*BQ100","v":39.256431024396711},{"$f":"+BV100*BW$141/BV$141","v":39.239146269797381},{"$f":"+BW100*BX$141/BW$141","v":39.221869125740675},39.204599588875645,39.187337655852808,39.170083323324171,39.138708698285058,39.107359203830633,39.076034819831698,39.044735526175167,39.013461302764064,38.970379307391816,38.927344886837673,38.884357988565462,38.841418560097019,38.798526549012138,38.751763774521798,38.70505736189034,38.658407243186389,38.61181335056046,38.565275616244847,38.511372767810535,38.457545259614896,38.403792986354553,38.350115842873322,38.296513724162004,38.244188513437287,38.191934795582569,38.139752472915873,38.087641447888679,38.035601623085753]
[]
[]
["AEO 2014 Reference Case Values:"]
["2012 $/MMBtu"]
[]
["Residential Natural Gas",null,null,null,null,null,null,null,null,null,null,null,null,null,10.979644,10.458463,10.386789,11.197535999999999,10.997512,10.684602,11.01057,11.455973999999999,11.627091999999999,11.591965,11.804651,11.896172,12.056948999999999,12.305148000000001,12.475469,12.579926,12.716393999999999,12.897914999999999,13.184208999999999,13.502886999999999,13.64997,13.712135,13.943460999999999,14.339456999999999,14.605688000000001,14.994783,15.152347000000001,15.279963,15.618371,15.977807]
["Commercial Natural Gas",null,null,null,null,null,null,null,null,null,null,null,null,null,8.9608349999999994,8.1128640000000001,8.3120530000000006,9.0860579999999995,8.9185510000000008,8.7230709999999991,9.0072580000000002,9.4091780000000007,9.5464699999999993,9.490774,9.6849690000000006,9.7584820000000008,9.8987529999999992,10.127039999999999,10.286922000000001,10.380953999999999,10.496881999999999,10.657225,10.911016,11.192325,11.294316,11.292712999999999,11.478382999999999,11.747921,11.953430000000001,12.263629999999999,12.368285999999999,12.459205000000001,12.755896,13.077387]
["Industrial Natural Gas",null,null,null,null,null,null,null,null,null,null,null,null,null,5.093718,3.77142,4.594805,4.7995720000000004,4.9392990000000001,5.148549,5.425808,5.8458810000000003,5.9476060000000004,5.7923239999999998,5.9347989999999999,5.9545320000000004,6.0522600000000004,6.2273719999999999,6.3209530000000003,6.356109,6.4293370000000003,6.531498,6.7357209999999998,6.9891050000000003,7.1038509999999997,7.224164,7.420331,7.5726420000000001,7.7575940000000001,8.0432100000000002,8.0942129999999999,8.1302479999999999,8.3372609999999998,8.5934050000000006]
[{"$f":"'HyARC Physical Property Data'!$A$74","v":"Electric Utility Natural Gas"},null,null,null,null,null,null,null,null,null,null,null,null,null,4.881901,3.4378730000000002,4.3206319999999998,4.4694140000000004,4.4284980000000003,4.4748020000000004,4.6905669999999997,5.0621029999999996,5.1794200000000004,5.0744109999999996,5.242337,5.2943420000000003,5.4200609999999996,5.622217,5.7577170000000004,5.8140010000000002,5.9051999999999998,6.0276690000000004,6.2437040000000001,6.4934279999999998,6.6170710000000001,6.726566,6.9305599999999998,7.0909170000000001,7.286816,7.5708000000000002,7.630439,7.6782940000000002,7.8974500000000001,8.1587669999999992]
["Woody Biomass"]
["Metallurgical Coal",null,null,null,null,null,null,null,null,null,null,null,null,null,7.1348120000000002,7.25,7.4339180000000002,7.5123340000000001,7.7593930000000002,7.9480709999999997,8.0483750000000001,8.1909299999999998,8.3009920000000008,8.4282590000000006,8.5261879999999994,8.6333680000000008,8.7384330000000006,8.8454820000000005,8.9517559999999996,9.0441529999999997,9.1489940000000001,9.2665970000000009,9.3802029999999998,9.5131180000000004,9.5927720000000001,9.6736090000000008,9.7592280000000002,9.8373989999999996,9.9349030000000003,10.012817,10.10066,10.107113,10.135842,10.197044999999999]
["Other Industrial Coal",null,null,null,null,null,null,null,null,null,null,null,null,null,3.3073760000000001,3.2396150000000001,3.3150900000000001,3.2817340000000002,3.3761420000000002,3.437208,3.4609869999999998,3.5206819999999999,3.5610849999999998,3.5932520000000001,3.6143869999999998,3.6395840000000002,3.6651829999999999,3.697009,3.7274949999999998,3.7560980000000002,3.7847550000000001,3.8163930000000001,3.8450039999999999,3.8844850000000002,3.9155440000000001,3.944798,3.9761479999999998,4.0004489999999997,4.0294249999999998,4.0600360000000002,4.0903939999999999,4.1171660000000001,4.1493070000000003,4.1898999999999997]
["Electric Utility Steam Coal",null,null,null,null,null,null,null,null,null,null,null,null,null,2.4223750000000002,2.39,2.37385,2.329834,2.4039359999999999,2.422212,2.4863749999999998,2.5503130000000001,2.589102,2.6113439999999999,2.6429999999999998,2.675691,2.7024710000000001,2.7390279999999998,2.7738589999999999,2.807261,2.8368190000000002,2.8649870000000002,2.8913859999999998,2.9256030000000002,2.9494180000000001,2.9743849999999998,3.0006210000000002,3.0244930000000001,3.050074,3.076149,3.099027,3.1208209999999998,3.153797,3.1896749999999998]
["Commercial Electricity",null,null,null,null,null,null,null,null,null,null,null,null,null,30.531154999999998,29.553346999999999,29.462689999999998,29.619807999999999,29.992000999999998,30.137812,30.368880999999998,30.723389000000001,31.014326000000001,30.799534000000001,30.631943,30.294862999999999,30.159492,30.497467,30.549484,30.628119000000002,30.831617000000001,30.906943999999999,31.016119,31.259630000000001,31.506346000000001,31.548763000000001,31.537307999999999,31.727125000000001,31.983875000000001,32.252009999999999,32.456364000000001,32.526015999999998,32.747635000000002,33.007354999999997]
["Industrial Electricity",null,null,null,null,null,null,null,null,null,null,null,null,null,20.348036,19.495602000000002,20.081951,19.872589000000001,20.106300000000001,20.110336,20.286434,20.591933999999998,20.859487999999999,20.769625000000001,20.751276000000001,20.654140000000002,20.663025000000001,20.946209,21.079236999999999,21.236912,21.461658,21.586451,21.737777999999999,21.988303999999999,22.237325999999999,22.342414999999999,22.437189,22.654578999999998,22.911854000000002,23.191139,23.409314999999999,23.521646,23.76399,24.052772999999998]
["Residential Electricity",null,null,null,null,null,null,null,null,null,null,null,null,null,34.952885000000002,34.831184,34.015979999999999,34.409668000000003,34.941752999999999,35.163139000000001,35.519157,35.913296000000003,36.178234000000003,36.146892999999999,36.061802,35.804130999999998,35.695621000000003,36.040774999999996,36.141415000000002,36.246937000000003,36.470740999999997,36.579631999999997,36.725307000000001,36.981831,37.256236999999999,37.335673999999997,37.369007000000003,37.567386999999997,37.817901999999997,38.082256000000001,38.298912000000001,38.369354000000001,38.582217999999997,38.834609999999998]
[]
[]
[]
[]
[]
[]
[]
[]
[]
[]
[]
[]
[]
["AEO_2017_Reference_Case","Prices are in $(2012)/GJ LHV",null,null,null,null,null,null,null,null,null,null,null,null,null,null,null,null,null,null,null,null,null,null,null,null,null,null,null,null,null,null,null,null,null,null,null,null,null,null,null,null,null,null,null,null,null,null,null,null,null,null,null,"Values are extrapolated based on PNNL GCAM model for years 2050-2100"]
["Year","Source Data Year","Reference year Conversion","Display Units","Use Category","LHV (MJ/kg)","HHV (MJ/kg)",2004,{"$f":"+H131+1","v":2005},{"$f":"+I131+1","v":2006},2007,2008,2009,2010,2011,2012,2013,2014,2015,2016,2017,2018,2019,2020,2021,2022,2023,2024,2025,2026,2027,2028,2029,2030,2031,2032,2033,2034,2035,2036,2037,2038,2039,2040,2041,2042,2043,2044,2045,2046,2047,2048,2049,2050,2051,2052,2053,2054,2055,2056,2057,2058,2059,2060,2061,2062,2063,2064,2065,2066,2067,2068,2069,{"$f":"+BU131+1","v":2070},2071,2072,2073,2074,2075,2076,2077,2078,2079,2080,2081,2082,2083,2084,2085,2086,2087,2088,2089,2090,2091,2092,2093,2094,2095,2096,2097,2098,2099,2100]
["Feedstock Type"]
["Residential Natural Gas",2016,{"$f":"VLOOKUP(ref_year,DeflatorTable,2,FALSE)/VLOOKUP(B133,DeflatorTable,2,FALSE)","v":1},"mmBtu","Feed Utility",47.141269049911173,52.224661236371581,13.604875014867702,15.571757228276402,16.331995797204218,15.155672177020728,15.783516201764996,13.69149010361817,12.691188457250465,12.04142243701838,11.415954621928984,10.886628367710442,11.368469484946878,10.641362038493474,10.173400019832483,10.023002570479671,10.033707215541167,10.158951752324048,10.289627280447673,10.38663350570965,10.458822090960101,10.541361785535555,10.671303703310535,10.821196220864106,10.961130973142659,11.387951919139837,11.524366479125279,11.653679994237272,11.727599293307653,11.827238554162054,11.877874728924342,11.891573527850655,11.9827791131466,12.163475682807357,12.259449735369497,12.356256919064013,12.41256198723101,12.490714236969412,12.496378391289182,12.55376491863939,12.651412816002184,12.770777096192051,12.886454368298935,13.010888521557151,13.118997475015544,13.217679440712152,13.363983523149482,13.453606254075613,13.593337225701765,13.668907227280409,13.744897348292845,13.821309924326409,13.898147303952761,13.975411848800078,14.050424531225174,14.12583984239463,14.201659943408417,14.277887006966159,14.354523217429389,14.422221698840277,14.490239458315362,14.558578001626712,14.627238841647882,14.696223498387408,14.75529333521281,14.814600596681556,14.874146237095607,14.933931214592636,14.993956491161448,15.043740835540882,15.093690478582264,15.143805969125756,15.19408785783383,15.244536697197322,15.277067444573643,15.309667610230484,15.342337342301477,15.375076789236356,15.407886099801638,15.41853907481957,15.42919941527855,15.439867126271025,15.450542212892964,15.461224680243861,15.464845562477739,15.468467292690251,15.472089871079984,15.475713297845573,15.479337573185701,15.484830510437597,15.490325396891745,15.49582223323983,15.501321020173785,15.506821758385787,15.515287417782641,15.523757698847955,15.532232604104841,15.540712136077792,15.549196297292674]
["Commercial Natural Gas",2016,1,"mmBtu","Feed Utility",47.141269049911173,52.224661236371581,11.934322920018829,13.90423046997279,14.274140536522257,13.139550648884942,13.897221248926272,11.345666428533674,10.551848524158197,9.7270239269114924,8.6825570363966911,8.5236392646415098,9.2232797097563566,8.1091689522623707,7.3693882730726834,7.4731047451509687,7.9843107853990691,8.5650780622071245,9.1477570858798014,9.2514909161219876,9.3094669856386769,9.3761326413005577,9.4891655040111615,9.6143446414218783,9.7258827967425425,10.087086372666475,10.198695614261233,10.304737378868989,10.357640731866367,10.427655972763532,10.453569289213085,10.441948105124277,10.506270757192036,10.658282593530579,10.722901912315555,10.786351624937444,10.817805879498341,10.86596540847121,10.838793391061706,10.868085675073171,10.937640276914211,11.027299024885883,11.114692490256441,11.212257927541287,11.293368314098968,11.35816487466068,11.46581792814789,11.521194135666732,11.628119265707223,11.692763949840026,11.757768015837698,11.823133461626696,11.888862296240635,11.954956539882032,12.019124477688386,12.083636835336717,12.148495461492134,12.213702214742405,12.279258963651227,12.337170130194249,12.395354416085945,12.453813109405683,12.512547504307637,12.571558901049444,12.622088884688262,12.672821967979766,12.723758967260437,12.774900702147928,12.826247995554251,12.868834910334423,12.911563226193937,12.954433412625956,12.997445940682496,13.040601282979605,13.06842899033459,13.096316080020177,13.124262678753999,13.152268913524093,13.180334911589481,13.189447763127433,13.198566915268799,13.207692372369801,13.216824138789674,13.225962218890665,13.22905962240266,13.232157751299196,13.23525660575015,13.23835618592544,13.241456491995026,13.246155303510076,13.250855782427021,13.255557929337549,13.260261744833558,13.264967229507157,13.272208990341527,13.279454704679821,13.286704374680379,13.293958002502723,13.30121559030755]
["Industrial Natural Gas",2016,1,"mmBtu","Feed Utility",47.141269049911173,52.224661236371581,8.2641705904266125,10.495609596381577,9.3614571685358463,8.8987432965993278,10.965509816201024,6.0111731674040234,6.1171751211856922,5.6004077154944953,4.1590520124961925,4.894763142071362,5.8241384234641265,4.0289549914527321,3.5632207034637156,3.8686572087168831,4.230424735748624,4.6374903322667231,5.0398775041324821,5.0452222441273262,4.9894479534735598,5.0008757828968315,5.0866427943161305,5.1985543895300337,5.3142743134013735,5.4069765017212355,5.498883471588238,5.5761078084954727,5.5953977798334869,5.6194116710392619,5.6053299540498323,5.5496627667157004,5.5482476759527453,5.6344516310034729,5.6381945602887429,5.6485162872871211,5.6430123140383071,5.6644386648670784,5.6215300420072483,5.6260767200982693,5.6802473044084865,5.7631623345111542,5.819991545472468,5.8947240715184783,5.9518546882819487,6.0145186606208574,6.1247620979360331,6.1606322318436177,6.238633778680942,6.2733164733478626,6.3081919809530058,6.3432613734093088,6.3785257285888406,6.4139861303559274,6.4484130445592944,6.4830247443854354,6.5178222216666768,6.5528064735589808,6.5879785025705191,6.6190485794679574,6.6502651883672899,6.6816290203394662,6.7131407697146503,6.7448011340975915,6.7719111125525773,6.7991300565526132,6.8264584040725946,6.8538965948478108,6.8814450703810159,6.904293491437457,6.9272177759701634,6.9502181758681845,6.9732949438569127,6.996448333500866,7.0113782521851409,7.0263400302445289,7.0413337356646508,7.0563594365762032,7.0714172012552687,7.0763063619291211,7.0811989029567863,7.0860948266754322,7.090994135423843,7.0958968315424205,7.0975586278944007,7.0992208134244059,7.1008833882235782,7.1025463523830812,7.1042097059940996,7.1067306780935082,7.1092525447752264,7.1117753063567024,7.1142989631554965,7.1168235154892816,7.1207088122192239,7.1245962300542702,7.1284857701523974,7.1323774336722154,7.1362712217729669]
["Electric Utility Natural Gas",2016,1,"mmBtu","Feed Utility",47.141269049911173,52.224661236371581,8.4160389626855991,10.630483084185546,10.241695834954719,9.4549147526367854,10.431438353650302,7.3081429877632402,6.8860004096407268,6.1462564207083838,5.0701845410069568,5.147940545971605,5.9174075441245835,4.3672641892083037,3.755553639162041,3.3468214009493336,3.6078009129373227,3.9595869792693468,4.2992239274502966,4.3362295461094007,4.2972619462853157,4.3209431537283329,4.4388231525151278,4.5598555906037213,4.6705511366221319,4.7905826799714895,4.8909868291351355,4.9795195705251665,5.0140428564929254,5.034241784322349,5.0303794300966009,4.9817061843162831,5.005816752854825,5.1117353012541518,5.1218001698488047,5.1563490468752367,5.1654177598155924,5.1952502995101684,5.1548078964528896,5.1691436283950809,5.2239208155775625,5.3036701369405987,5.3698761013633396,5.4477553798092231,5.5105548899774046,5.5735610242489493,5.6745566112130543,5.7069198222653581,5.8107835034348891,5.8430876323795795,5.8755713510037442,5.9082356577077126,5.9410815564422617,5.974110056739474,6.006175946840397,6.0384139498247791,6.0708249895043265,6.1034099946492821,6.1361698990150408,6.1651091662794615,6.1941849162690321,6.2233977926605295,6.2527484421664239,6.2822375145491964,6.3074882699506478,6.3328405179567433,6.3582946665057261,6.3838511251755019,6.4095103051902287,6.4307917640583545,6.4521438836275307,6.473566898512062,6.4950610441052419,6.5166265565819383,6.5305325700258869,6.5444682579046409,6.5584336835413142,6.5724289103941489,6.5864540020568016,6.5910078603528843,6.5955648671755291,6.6001250247016205,6.6046883351095476,6.6092548005792047,6.6108026296665843,6.6123508212418631,6.6138993753899316,6.6154482921957012,6.6169975717441041,6.6193456536491393,6.6216945687853457,6.6240443174483996,6.6263948999340831,6.6287463165382841,6.6323651566473876,6.6359859723945851,6.6396087648584388,6.6432335351180996,6.6468602842533091]
["Woody Biomass",2016,1,"kg","Feed Utility",19.551069237418005,20.588656379262464,5.0967849132778742,5.0967849132778742,5.0967849132778742,5.0967849132778742,5.0967849132778742,5.0967849132778742,5.0967849132778742,5.0967849132778742,5.0967849132778742,5.0967849132778742,5.0967849132778742,5.0967849132778742,5.0967849132778742,5.0967849132778742,5.0967849132778742,5.0967849132778742,5.0967849132778742,5.0967849132778742,5.0967849132778742,5.0967849132778742,5.0967849132778742,5.0967849132778742,5.0967849132778742,5.0967849132778742,5.0967849132778742,5.0967849132778742,5.0967849132778742,5.0967849132778742,5.0967849132778742,5.0967849132778742,5.0967849132778742,5.0967849132778742,5.0967849132778742,5.0967849132778742,5.0967849132778742,5.0967849132778742,5.0967849132778742,5.0967849132778742,5.0967849132778742,5.0967849132778742,5.0967849132778742,5.0967849132778742,5.0967849132778742,5.0967849132778742,5.0967849132778742,5.0967849132778742,5.0967849132778742,5.1179587571540939,5.1392205646528959,5.1605707012062227,5.1820095337641501,5.2035374308011946,5.2223240063357927,5.2411784079262249,5.2601008804480855,5.2790916696610548,5.2981510222120916,5.3113630812048802,5.3246080872582748,5.3378861225327325,5.3511972693935945,5.3645416104115968,5.3779717491778074,5.3914355103185612,5.4049329780075288,5.4184642366291094,5.4320293707789578,5.4450858323773135,5.458173676572823,5.471292978796904,5.4844438146622805,5.4976262599634209,5.509165721372697,5.5207294039936956,5.5323173586664938,5.5439296363378796,5.5555662880615797,5.5698816197819898,5.5842338386011479,5.598623039568059,5.6130493179766479,5.6275127693663878,5.6395580019552014,5.6516290163830023,5.6637258678337163,5.6758486116093856,5.6879973031304223,5.6991168854631553,5.7102582056949531,5.7214213063216786,5.732606229922272,5.7438130191589121,5.7570440466225028,5.7703055521130002,5.7835976058373566,5.796920278164249,5.8102736396244499]
["Electric Utility Steam Coal",2016,1,"kg","Feed",22.7322030001394,23.967615189707661,{"$error":"#N/A"},{"$error":"#N/A"},{"$error":"#N/A"},{"$error":"#N/A"},2.2148742453355847,2.3408877437334223,2.3629142410275352,2.4181318326423913,2.3501923436687169,2.2749877363600257,2.2671813119268305,2.0920368648072634,1.9706687398025258,2.067600203211962,2.1142782942327232,2.1573963846468813,2.1900363582596567,2.1929897559939948,2.2028650611910647,2.2090827406317772,2.2092997907220093,2.2079918032786887,2.2065492258230841,2.1995552842692714,2.1903510334996437,2.1795345460335755,2.1771697426487315,2.177831318906295,2.1809505846135182,2.1861806387528246,2.1973402359685172,2.2020565733003745,2.2177912831167257,2.2206593773221517,2.2289385587115755,2.2351116907538557,2.2481536525075447,2.2492673374683427,2.2496910116619402,2.2544263053335558,2.2540196918457411,2.2546357728878843,2.2490256441364247,2.2531477002168603,2.2540841434009193,2.2596705767276806,2.2620458060993922,2.2703711301923084,2.2787270951418623,2.2871138137198912,2.2955313991132824,2.3039799649255008,2.3125787529279784,2.3212096328567045,2.3298727244834101,2.338568148026833,2.3472960241543843,2.3559838582312191,2.3647038478010849,2.3734561118781943,2.3822407699172565,2.3910579418151077,2.3997099382358895,2.4083932417365861,2.4171079656012542,2.4258542235238663,2.434632129609795,2.4428635118796533,2.4511227240845761,2.4594098603163279,2.467725014984794,2.476068282819055,2.4831576550549128,2.4902673252765117,2.4973973516001715,2.5045477923086086,2.5117187058514112,2.5171937058097216,2.5226806400759916,2.5281795346644143,2.5336904156458884,2.539213309148141,2.5429573704375228,2.5467069523323964,2.5504620629728754,2.554222710511076,2.5579889031111347,2.5592501421168059,2.5605120029875006,2.5617744860298348,2.5630375915505756,2.564301319856642,2.5624850697467836,2.5606701060553489,2.5588564278711901,2.5570440342838041,2.555232924383334]
["Commercial Electricity",2016,1,"kWh","Feed Utility Byprod",null,null,28.373013628420669,29.17093293229123,30.878569780545078,30.682595180991225,31.992353762541459,31.4429334181984,31.156600892671783,30.676058322376605,29.679126186318804,29.700131988890092,30.54196479432273,29.932211922183079,28.972214109999999,29.128232055928784,28.995688380521983,29.39475155821113,29.885964346916182,30.089071101439163,31.081689502737298,31.400245105473072,31.337976372818122,31.854564117923594,32.189964324168578,32.274661250208517,32.347049824843424,32.398275541772193,32.473329377777105,32.424485524938959,32.33705604252286,32.213589610409308,32.123147965605618,32.189031672252469,32.20134665837643,32.137342472816606,32.106067355666433,32.055398007309563,31.985796962436115,31.883579639374592,31.88043762605966,31.921825950470875,31.967798865652629,32.011030694105337,32.04019407500644,32.084258086774547,32.12290532445671,32.1438833578502,32.210559439498944,32.212518425109167,32.214477529861206,32.216436753762309,32.218396096819724,32.220355559040698,32.225068562587758,32.229782255525173,32.234496637953782,32.239211709974448,32.243927471688032,32.234738373564198,32.225551894213289,32.216368032888994,32.207186788845206,32.198008161336034,32.188328675270981,32.178652099089362,32.168978431916393,32.15930767287756,32.14963982109861,32.135484213462775,32.121334838594358,32.107191693749044,32.093054776183735,32.078924083156537,32.05322936592912,32.027555229768936,32.001901658190874,31.976268634723027,31.950656142906677,31.915373500092528,31.880129819385399,31.844925057760001,31.809759172238564,31.774632119890772,31.736335048107414,31.698084134709202,31.659879324062725,31.621720560601634,31.583607788826551,31.539463246970023,31.495380406125889,31.451359180054389,31.407399482636293,31.363501227872742,31.320648715953933,31.277854754187555,31.235119262575491,31.192442161228929,31.1498233703682]
["Industrial Electricity",2016,1,"kWh","Feed Utility Byprod",null,null,18.232352698801531,19.279059481202857,20.106975671052609,20.31728323383771,21.702415417864383,21.137326303769196,20.699724047437488,20.430734156114106,19.619402543384187,19.94482547791937,20.190684361237558,19.439058682545589,18.777772519999996,19.537493744407882,19.094688812726531,19.340880484069093,19.700726786066333,19.809231927025674,20.448628319255093,20.513438149254636,20.459361398826221,20.950622526197662,21.163384692376518,21.285322295688569,21.423623959296947,21.53228264660833,21.607771530610695,21.635145433038627,21.585785019942069,21.508628925857963,21.446118499871098,21.521952389257063,21.600204159779199,21.583872325260458,21.588666383585327,21.605374501448264,21.554715579078266,21.491324631109631,21.516251270074765,21.58191413536343,21.663232093841465,21.742367229796333,21.822824570449338,21.895024529503647,21.976239175929997,22.046603213478718,22.114819497732821,22.13487665280584,22.15495199882406,22.175045552285859,22.195157329704575,22.215287347608523,22.237407284551185,22.259549246489641,22.281713255354351,22.303899333097611,22.326107501693581,22.336823207612067,22.347544056673097,22.358270051345187,22.369001194098043,22.379737487402554,22.390100389733625,22.400468090590362,22.410840592194713,22.421217896769658,22.431600006539206,22.438377931004013,22.44515790348412,22.451939924598356,22.458723994965737,22.465510115205461,22.462969438648798,22.46042904942313,22.45788894749596,22.455349132834797,22.452809605407158,22.442624812220661,22.432444638946507,22.422269083489063,22.412098143753649,22.401931817646531,22.389459823741635,22.376994773462549,22.364536662943497,22.352085488320853,22.339641245733144,22.322592014179389,22.305555794307125,22.288532576186064,22.271522349893491,22.254525105514261,22.238544472899552,22.222575315731635,22.206617625770171,22.190671394780733,22.174736614534808]
["Residential Electricity",2016,1,"kWh","Feed Utility Byprod",null,null,31.081820315099751,31.795307521355493,33.946842042036877,33.862138723062856,35.110516897292094,35.620882248372396,35.284315436843215,35.109707376782602,34.944303180720262,35.113313940081568,35.603854676435802,35.586699324775935,34.861101349999998,34.664653819323334,34.410290069910978,34.908531869398402,35.616671532127199,35.947520321196222,36.987705865849776,37.546039262370911,37.510823122184988,38.008797637281816,38.419808048103611,38.480927078752217,38.529894147798792,38.610432052895767,38.669048846696292,38.631731396248163,38.567872226687491,38.465126969563705,38.413723063041203,38.515467425425761,38.527084818246614,38.521472793861179,38.546973809920992,38.560691565187064,38.568356561168315,38.569368829711408,38.651143635977618,38.781520601750053,38.929117506558889,39.08758776785308,39.228047610742941,39.393119417357944,39.595269824540118,39.769550621009692,39.980674011616443,39.983105560972888,39.985537258211586,39.987969103341534,39.990401096371727,39.99283323731116,39.998683153044055,40.00453392446812,40.010385551708517,40.016238034890421,40.022091374139045,40.01068560090993,39.999283078177193,39.987883805014484,39.976487780495717,39.965095003695069,39.953080546830584,39.941069701797218,39.929062467509169,39.917058842880955,39.905058826827435,39.887488478960996,39.869925867384971,39.852370988693046,39.8348238394804,39.817284416343718,39.785391393336162,39.75352391614198,39.721681964299371,39.689865517362925,39.658074554903607,39.614280722534119,39.57053525105394,39.526838087058842,39.48318917720357,39.439588468201791,39.392053039782866,39.344574904480901,39.297153993242112,39.249790237095944,39.202483567154964,39.147690090479308,39.092973198877175,39.038332785305279,38.983768742869955,38.929280964826951,38.876091192919297,38.822974095147039,38.769929572214203,38.716957524960492,38.66405785436109]

{"sheet":"Non-Energy Material Prices","index":12,"n_rows":8,"n_cols":104,"rows_kept":8,"cut":false,"hidden":false,"merged":[]}
["Other Inputs and Byproducts","Units","Source Data Year","Reference Year Conversion - Chemical price indexes are used to update costs to reference year dollars",2001,2002,2003,2004,2005,2006,2007,2008,2009,2010,2011,2012,2013,2014,2015,2016,2017,2018,2019,2020,2021,2022,2023,2024,2025,2026,2027,2028,2029,2030,2031,2032,2033,2034,2035,2036,2037,2038,2039,2040,2041,2042,2043,2044,2045,2046,2047,2048,2049,2050,2051,2052,2053,2054,2055,2056,2057,2058,2059,2060,2061,2062,2063,2064,2065,2066,2067,2068,2069,2070,{"$f":"+BV1+1","v":2071},{"$f":"+BW1+1","v":2072},2073,2074,2075,2076,2077,2078,2079,2080,2081,2082,2083,2084,2085,2086,2087,2088,2089,2090,2091,2092,2093,2094,2095,2096,2097,2098,2099,2100]
["Cooling Water","gal",2005,{"$f":"VLOOKUP(ref_year,Chemical_price_indexes,2,FALSE)/VLOOKUP(C2,Chemical_price_indexes,2,FALSE)","v":1.4260544580886279},{"$f":"0.000079485*($D$2)","v":1.1334993860117458E-4},1.1334993860117458E-4,1.1334993860117458E-4,1.1334993860117458E-4,1.1334993860117458E-4,1.1334993860117458E-4,1.1334993860117458E-4,1.1334993860117458E-4,1.1334993860117458E-4,1.1334993860117458E-4,1.1334993860117458E-4,1.1334993860117458E-4,1.1334993860117458E-4,1.1334993860117458E-4,1.1334993860117458E-4,1.1334993860117458E-4,1.1334993860117458E-4,1.1334993860117458E-4,1.1334993860117458E-4,1.1334993860117458E-4,1.1334993860117458E-4,1.1334993860117458E-4,1.1334993860117458E-4,1.1334993860117458E-4,1.1334993860117458E-4,1.1334993860117458E-4,1.1334993860117458E-4,1.1334993860117458E-4,1.1334993860117458E-4,1.1334993860117458E-4,1.1334993860117458E-4,1.1334993860117458E-4,{"$f":"0.000079485*($D$2)","v":1.1334993860117458E-4},1.1334993860117458E-4,1.1334993860117458E-4,1.1334993860117458E-4,1.1334993860117458E-4,1.1334993860117458E-4,1.1334993860117458E-4,1.1334993860117458E-4,1.1334993860117458E-4,1.1334993860117458E-4,1.1334993860117458E-4,1.1334993860117458E-4,1.1334993860117458E-4,1.1334993860117458E-4,1.1334993860117458E-4,1.1334993860117458E-4,1.1334993860117458E-4,1.1334993860117458E-4,1.1334993860117458E-4,1.1334993860117458E-4,1.1334993860117458E-4,1.1334993860117458E-4,1.1334993860117458E-4,1.1334993860117458E-4,1.1334993860117458E-4,1.1334993860117458E-4,1.1334993860117458E-4,1.1334993860117458E-4,1.1334993860117458E-4,1.1334993860117458E-4,1.1334993860117458E-4,1.1334993860117458E-4,{"$f":"0.000079485*($D$2)","v":1.1334993860117458E-4},1.1334993860117458E-4,1.1334993860117458E-4,1.1334993860117458E-4,1.1334993860117458E-4,1.1334993860117458E-4,{"$f":"+BV2","v":1.1334993860117458E-4},{"$f":"+BW2","v":1.1334993860117458E-4},1.1334993860117458E-4,1.1334993860117458E-4,1.1334993860117458E-4,1.1334993860117458E-4,1.1334993860117458E-4,1.1334993860117458E-4,1.1334993860117458E-4,1.1334993860117458E-4,1.1334993860117458E-4,1.1334993860117458E-4,1.1334993860117458E-4,1.1334993860117458E-4,1.1334993860117458E-4,1.1334993860117458E-4,1.1334993860117458E-4,1.1334993860117458E-4,1.1334993860117458E-4,1.1334993860117458E-4,1.1334993860117458E-4,1.1334993860117458E-4,1.1334993860117458E-4,1.1334993860117458E-4,1.1334993860117458E-4,1.1334993860117458E-4,1.1334993860117458E-4,1.1334993860117458E-4,1.1334993860117458E-4,1.1334993860117458E-4]
["Demineralized Water","gal",2005,1.4260544580886279,{"$f":"0.0049962*($D$3)","v":7.1248532835024025E-3},7.1248532835024025E-3,7.1248532835024025E-3,7.1248532835024025E-3,7.1248532835024025E-3,7.1248532835024025E-3,7.1248532835024025E-3,7.1248532835024025E-3,7.1248532835024025E-3,7.1248532835024025E-3,7.1248532835024025E-3,7.1248532835024025E-3,7.1248532835024025E-3,7.1248532835024025E-3,7.1248532835024025E-3,7.1248532835024025E-3,7.1248532835024025E-3,7.1248532835024025E-3,7.1248532835024025E-3,7.1248532835024025E-3,7.1248532835024025E-3,7.1248532835024025E-3,7.1248532835024025E-3,7.1248532835024025E-3,7.1248532835024025E-3,7.1248532835024025E-3,7.1248532835024025E-3,7.1248532835024025E-3,7.1248532835024025E-3,7.1248532835024025E-3,7.1248532835024025E-3,7.1248532835024025E-3,{"$f":"0.0049962*($D$3)","v":7.1248532835024025E-3},7.1248532835024025E-3,7.1248532835024025E-3,7.1248532835024025E-3,7.1248532835024025E-3,7.1248532835024025E-3,7.1248532835024025E-3,7.1248532835024025E-3,7.1248532835024025E-3,7.1248532835024025E-3,7.1248532835024025E-3,7.1248532835024025E-3,7.1248532835024025E-3,7.1248532835024025E-3,7.1248532835024025E-3,7.1248532835024025E-3,7.1248532835024025E-3,7.1248532835024025E-3,7.1248532835024025E-3,7.1248532835024025E-3,7.1248532835024025E-3,7.1248532835024025E-3,7.1248532835024025E-3,7.1248532835024025E-3,7.1248532835024025E-3,7.1248532835024025E-3,7.1248532835024025E-3,7.1248532835024025E-3,7.1248532835024025E-3,7.1248532835024025E-3,7.1248532835024025E-3,7.1248532835024025E-3,{"$f":"0.0049962*($D$3)","v":7.1248532835024025E-3},7.1248532835024025E-3,7.1248532835024025E-3,7.1248532835024025E-3,7.1248532835024025E-3,7.1248532835024025E-3,{"$f":"+BV3","v":7.1248532835024025E-3},7.1248532835024025E-3,7.1248532835024025E-3,7.1248532835024025E-3,7.1248532835024025E-3,7.1248532835024025E-3,7.1248532835024025E-3,7.1248532835024025E-3,7.1248532835024025E-3,7.1248532835024025E-3,7.1248532835024025E-3,7.1248532835024025E-3,7.1248532835024025E-3,7.1248532835024025E-3,7.1248532835024025E-3,7.1248532835024025E-3,7.1248532835024025E-3,7.1248532835024025E-3,7.1248532835024025E-3,7.1248532835024025E-3,7.1248532835024025E-3,7.1248532835024025E-3,7.1248532835024025E-3,7.1248532835024025E-3,7.1248532835024025E-3,7.1248532835024025E-3,7.1248532835024025E-3,7.1248532835024025E-3,7.1248532835024025E-3,7.1248532835024025E-3]
["Process Water","gal",2005,1.4260544580886279,{"$f":"0.0016654*($D$4)","v":2.374951094500801E-3},2.374951094500801E-3,2.374951094500801E-3,2.374951094500801E-3,2.374951094500801E-3,2.374951094500801E-3,2.374951094500801E-3,2.374951094500801E-3,2.374951094500801E-3,2.374951094500801E-3,2.374951094500801E-3,2.374951094500801E-3,2.374951094500801E-3,2.374951094500801E-3,2.374951094500801E-3,2.374951094500801E-3,2.374951094500801E-3,2.374951094500801E-3,2.374951094500801E-3,2.374951094500801E-3,2.374951094500801E-3,2.374951094500801E-3,2.374951094500801E-3,2.374951094500801E-3,2.374951094500801E-3,2.374951094500801E-3,2.374951094500801E-3,2.374951094500801E-3,2.374951094500801E-3,2.374951094500801E-3,2.374951094500801E-3,2.374951094500801E-3,{"$f":"0.0016654*($D$4)","v":2.374951094500801E-3},2.374951094500801E-3,2.374951094500801E-3,2.374951094500801E-3,2.374951094500801E-3,2.374951094500801E-3,2.374951094500801E-3,2.374951094500801E-3,2.374951094500801E-3,2.374951094500801E-3,2.374951094500801E-3,2.374951094500801E-3,2.374951094500801E-3,2.374951094500801E-3,2.374951094500801E-3,2.374951094500801E-3,2.374951094500801E-3,2.374951094500801E-3,2.374951094500801E-3,2.374951094500801E-3,2.374951094500801E-3,2.374951094500801E-3,2.374951094500801E-3,2.374951094500801E-3,2.374951094500801E-3,2.374951094500801E-3,2.374951094500801E-3,2.374951094500801E-3,2.374951094500801E-3,2.374951094500801E-3,2.374951094500801E-3,2.374951094500801E-3,{"$f":"0.0016654*($D$4)","v":2.374951094500801E-3},2.374951094500801E-3,2.374951094500801E-3,2.374951094500801E-3,2.374951094500801E-3,2.374951094500801E-3,2.374951094500801E-3,2.374951094500801E-3,2.374951094500801E-3,2.374951094500801E-3,2.374951094500801E-3,2.374951094500801E-3,2.374951094500801E-3,2.374951094500801E-3,2.374951094500801E-3,2.374951094500801E-3,2.374951094500801E-3,2.374951094500801E-3,2.374951094500801E-3,2.374951094500801E-3,2.374951094500801E-3,2.374951094500801E-3,2.374951094500801E-3,2.374951094500801E-3,2.374951094500801E-3,2.374951094500801E-3,2.374951094500801E-3,2.374951094500801E-3,2.374951094500801E-3,2.374951094500801E-3,2.374951094500801E-3,2.374951094500801E-3,2.374951094500801E-3,2.374951094500801E-3,2.374951094500801E-3,2.374951094500801E-3]
["Oxygen","kg",2005,1.4260544580886279,{"$f":"0.02*($D$5)","v":2.8521089161772557E-2},2.8521089161772557E-2,2.8521089161772557E-2,2.8521089161772557E-2,2.8521089161772557E-2,2.8521089161772557E-2,2.8521089161772557E-2,2.8521089161772557E-2,2.8521089161772557E-2,2.8521089161772557E-2,2.8521089161772557E-2,2.8521089161772557E-2,2.8521089161772557E-2,2.8521089161772557E-2,2.8521089161772557E-2,2.8521089161772557E-2,2.8521089161772557E-2,2.8521089161772557E-2,2.8521089161772557E-2,2.8521089161772557E-2,2.8521089161772557E-2,2.8521089161772557E-2,2.8521089161772557E-2,2.8521089161772557E-2,2.8521089161772557E-2,2.8521089161772557E-2,2.8521089161772557E-2,2.8521089161772557E-2,2.8521089161772557E-2,2.8521089161772557E-2,2.8521089161772557E-2,2.8521089161772557E-2,{"$f":"0.02*($D$5)","v":2.8521089161772557E-2},2.8521089161772557E-2,2.8521089161772557E-2,2.8521089161772557E-2,2.8521089161772557E-2,2.8521089161772557E-2,2.8521089161772557E-2,2.8521089161772557E-2,2.8521089161772557E-2,2.8521089161772557E-2,2.8521089161772557E-2,2.8521089161772557E-2,2.8521089161772557E-2,2.8521089161772557E-2,2.8521089161772557E-2,2.8521089161772557E-2,2.8521089161772557E-2,2.8521089161772557E-2,2.8521089161772557E-2,2.8521089161772557E-2,2.8521089161772557E-2,2.8521089161772557E-2,2.8521089161772557E-2,2.8521089161772557E-2,2.8521089161772557E-2,2.8521089161772557E-2,2.8521089161772557E-2,2.8521089161772557E-2,2.8521089161772557E-2,2.8521089161772557E-2,2.8521089161772557E-2,2.8521089161772557E-2,{"$f":"0.02*($D$5)","v":2.8521089161772557E-2},2.8521089161772557E-2,2.8521089161772557E-2,2.8521089161772557E-2,2.8521089161772557E-2,2.8521089161772557E-2,2.8521089161772557E-2,2.8521089161772557E-2,2.8521089161772557E-2,2.8521089161772557E-2,2.8521089161772557E-2,2.8521089161772557E-2,2.8521089161772557E-2,2.8521089161772557E-2,2.8521089161772557E-2,2.8521089161772557E-2,2.8521089161772557E-2,2.8521089161772557E-2,2.8521089161772557E-2,2.8521089161772557E-2,2.8521089161772557E-2,2.8521089161772557E-2,2.8521089161772557E-2,2.8521089161772557E-2,2.8521089161772557E-2,2.8521089161772557E-2,2.8521089161772557E-2,2.8521089161772557E-2,2.8521089161772557E-2,2.8521089161772557E-2,2.8521089161772557E-2,2.8521089161772557E-2,2.8521089161772557E-2,2.8521089161772557E-2,2.8521089161772557E-2,2.8521089161772557E-2]
["Sulfuric Acid","kg",2005,1.4260544580886279,{"$f":"0*($D$6)","v":0},0,0,0,0,0,0,0,0,0,0,0,0,0,0,0,0,0,0,0,0,0,0,0,0,0,0,0,0,0,0,0,{"$f":"0*($D$6)","v":0},0,0,0,0,0,0,0,0,0,0,0,0,0,0,0,0,0,0,0,0,0,0,0,0,0,0,0,0,0,0,0,{"$f":"0*($D$6)","v":0},0,0,0,0,0,0,0,0,0,0,0,0,0,0,0,0,0,0,0,0,0,0,0,0,0,0,0,0,0,0,0,0,0,0,0]
["Steam","kg",2007,1.3138219380226268,{"$f":"0.0135*($D$7)","v":1.7736596163305463E-2},1.7736596163305463E-2,1.7736596163305463E-2,1.7736596163305463E-2,1.7736596163305463E-2,1.7736596163305463E-2,1.7736596163305463E-2,1.7736596163305463E-2,1.7736596163305463E-2,1.7736596163305463E-2,1.7736596163305463E-2,1.7736596163305463E-2,1.7736596163305463E-2,1.7736596163305463E-2,1.7736596163305463E-2,1.7736596163305463E-2,1.7736596163305463E-2,1.7736596163305463E-2,1.7736596163305463E-2,1.7736596163305463E-2,1.7736596163305463E-2,1.7736596163305463E-2,1.7736596163305463E-2,1.7736596163305463E-2,1.7736596163305463E-2,1.7736596163305463E-2,1.7736596163305463E-2,1.7736596163305463E-2,1.7736596163305463E-2,1.7736596163305463E-2,1.7736596163305463E-2,1.7736596163305463E-2,{"$f":"0.0135*($D$7)","v":1.7736596163305463E-2},1.7736596163305463E-2,1.7736596163305463E-2,1.7736596163305463E-2,1.7736596163305463E-2,1.7736596163305463E-2,1.7736596163305463E-2,1.7736596163305463E-2,1.7736596163305463E-2,1.7736596163305463E-2,1.7736596163305463E-2,1.7736596163305463E-2,1.7736596163305463E-2,1.7736596163305463E-2,1.7736596163305463E-2,1.7736596163305463E-2,1.7736596163305463E-2,1.7736596163305463E-2,1.7736596163305463E-2,1.7736596163305463E-2,1.7736596163305463E-2,1.7736596163305463E-2,1.7736596163305463E-2,1.7736596163305463E-2,1.7736596163305463E-2,1.7736596163305463E-2,1.7736596163305463E-2,1.7736596163305463E-2,1.7736596163305463E-2,1.7736596163305463E-2,1.7736596163305463E-2,1.7736596163305463E-2,{"$f":"0.0135*($D$7)","v":1.7736596163305463E-2},1.7736596163305463E-2,1.7736596163305463E-2,1.7736596163305463E-2,1.7736596163305463E-2,1.7736596163305463E-2,1.7736596163305463E-2,1.7736596163305463E-2,1.7736596163305463E-2,1.7736596163305463E-2,1.7736596163305463E-2,1.7736596163305463E-2,1.7736596163305463E-2,1.7736596163305463E-2,1.7736596163305463E-2,1.7736596163305463E-2,1.7736596163305463E-2,1.7736596163305463E-2,1.7736596163305463E-2,1.7736596163305463E-2,1.7736596163305463E-2,1.7736596163305463E-2,1.7736596163305463E-2,1.7736596163305463E-2,1.7736596163305463E-2,1.7736596163305463E-2,1.7736596163305463E-2,1.7736596163305463E-2,1.7736596163305463E-2,1.7736596163305463E-2,1.7736596163305463E-2,1.7736596163305463E-2,1.7736596163305463E-2,1.7736596163305463E-2,1.7736596163305463E-2,1.7736596163305463E-2]
["Compressed Inert Gas","kg",2002,1.6980292434837889,{"$f":"0.0256*($D$8)","v":4.3469548633185001E-2},4.3469548633185001E-2,4.3469548633185001E-2,4.3469548633185001E-2,4.3469548633185001E-2,4.3469548633185001E-2,4.3469548633185001E-2,4.3469548633185001E-2,4.3469548633185001E-2,4.3469548633185001E-2,4.3469548633185001E-2,4.3469548633185001E-2,4.3469548633185001E-2,4.3469548633185001E-2,4.3469548633185001E-2,4.3469548633185001E-2,4.3469548633185001E-2,4.3469548633185001E-2,4.3469548633185001E-2,4.3469548633185001E-2,4.3469548633185001E-2,4.3469548633185001E-2,4.3469548633185001E-2,4.3469548633185001E-2,4.3469548633185001E-2,4.3469548633185001E-2,4.3469548633185001E-2,4.3469548633185001E-2,4.3469548633185001E-2,4.3469548633185001E-2,4.3469548633185001E-2,4.3469548633185001E-2,{"$f":"0.0256*($D$8)","v":4.3469548633185001E-2},4.3469548633185001E-2,4.3469548633185001E-2,4.3469548633185001E-2,4.3469548633185001E-2,4.3469548633185001E-2,4.3469548633185001E-2,4.3469548633185001E-2,4.3469548633185001E-2,4.3469548633185001E-2,4.3469548633185001E-2,4.3469548633185001E-2,4.3469548633185001E-2,4.3469548633185001E-2,4.3469548633185001E-2,4.3469548633185001E-2,4.3469548633185001E-2,4.3469548633185001E-2,4.3469548633185001E-2,4.3469548633185001E-2,4.3469548633185001E-2,4.3469548633185001E-2,4.3469548633185001E-2,4.3469548633185001E-2,4.3469548633185001E-2,4.3469548633185001E-2,4.3469548633185001E-2,4.3469548633185001E-2,4.3469548633185001E-2,4.3469548633185001E-2,4.3469548633185001E-2,4.3469548633185001E-2,{"$f":"0.0256*($D$8)","v":4.3469548633185001E-2},4.3469548633185001E-2,4.3469548633185001E-2,4.3469548633185001E-2,4.3469548633185001E-2,4.3469548633185001E-2,4.3469548633185001E-2,4.3469548633185001E-2,4.3469548633185001E-2,4.3469548633185001E-2,4.3469548633185001E-2,4.3469548633185001E-2,4.3469548633185001E-2,4.3469548633185001E-2,4.3469548633185001E-2,4.3469548633185001E-2,4.3469548633185001E-2,4.3469548633185001E-2,4.3469548633185001E-2,4.3469548633185001E-2,4.3469548633185001E-2,4.3469548633185001E-2,4.3469548633185001E-2,4.3469548633185001E-2,4.3469548633185001E-2,4.3469548633185001E-2,4.3469548633185001E-2,4.3469548633185001E-2,4.3469548633185001E-2,4.3469548633185001E-2,4.3469548633185001E-2,4.3469548633185001E-2,4.3469548633185001E-2,4.3469548633185001E-2,4.3469548633185001E-2,4.3469548633185001E-2]

{"sheet":"AEO Data","index":13,"n_rows":929,"n_cols":72,"rows_kept":929,"cut":false,"hidden":false,"merged":[[26,9,26,10],[27,9,28,9],[27,10,28,10],[35,0,36,3],[55,0,55,10],[37,0,37,1],[37,4,37,8],[44,9,47,10],[52,0,52,10],[53,0,54,10],[0,0,0,71],[1,0,2,71],[4,0,4,71],[8,0,8,71],[748,4,748,8],[735,0,735,2],[731,0,731,12],[618,2,618,24],[619,2,619,24],[13,0,13,71],[18,0,18,71],[20,0,20,19],[22,0,22,19],[24,0,24,10],[25,0,25,10],[26,4,36,8]]}
["Hydrogen Analysis Resource Center:  Feedstock and Utility Assumptions"]
["Feedstock and Utility Price Projections for 2001 - 2070 With EIA Units, Year 2005"]
[]
[null,"Units",2001,2002,2003,2004,2005,2006,2007,2008,2009,2010,2011,2012,2013,2014,2015,2016,2017,2018,2019,2020,2021,2022,2023,2024,2025,2026,2027,2028,2029,2030,2031,2032,2033,2034,2035,2036,2037,2038,2039,2040,2041,2042,2043,2044,2045,2046,2047,2048,2049,2050,2051,2052,2053,2054,2056,2056,2057,2058,2059,2060,2061,2062,2063,2064,2065,2066,2067,2068,2069,2070]
["Natural Gas Prices (HHV Basis)"]
["Commercial Natural Gas Prices","$(2005)/MMBtu",8.9541000728991982,6.8979457774252282,8.4197996967243682,8.8059982398770913,8.8656468751295598,8.2234977371287847,7.8073426530046319,7.4325694992857168,7.297531685739191,7.1966502441550162,7.2405429268783017,7.2944294079294778,7.4037989917791105,7.5440859727139706,7.6385998163583153,7.6698249061152577,7.596507558282819,7.644327174942454,7.7875295315148705,8.0180296178133954,8.1425457338117244,8.1602542175436898,8.1927349319997838,8.2544961582939571,8.3511330316651513,8.4290329061652454,8.5069327806653394,8.5848326551654335,8.6627325296655275,8.7406324041656216,8.8185322786657157,8.8964321531658097,8.9743320276659038,9.0522319021659978,9.1301317766660848,9.2578200706648097,9.3855083646635347,9.5131966586622596,9.6408849526609846,9.7685732466597095,9.8962615406584344,10.023949834657159,10.151638128655884,10.279326422654609,10.407014716653334,10.534703010652059,10.662391304650784,10.790079598649509,10.917767892648234,11.045456186646948,11.066404719719236,11.087353252791523,11.10830178586381,11.129250318936098,11.150198852008385,11.171147385080673,11.19209591815296,11.213044451225247,11.233992984297535,11.254941517369822,11.27589005044211,11.296838583514397,11.317787116586684,11.338735649658972,11.359684182731248,11.381228672680008,11.402773162628767,11.424317652577527,11.445862142526286,11.467406632475045]
["Industrial Natural Gas Prices","$(2005)/MMBtu",5.2088497969877503,4.0515519538015683,5.7953765594734321,6.3059286733843276,6.3351569917966728,5.6603640970194089,5.2154936812958672,4.824472465605103,4.7214620293311338,4.5987567766657387,4.6224680014376371,4.6768878495918127,4.7861952984108127,4.922351045428587,5.0173813554475863,5.0686005039035118,5.0229759936062797,5.0914502886106439,5.2365480121576597,5.4816269649649545,5.5841408180740668,5.5850370537559959,5.6052826350589937,5.6612136071582997,5.7676752715740598,5.8539244792759346,5.9401736869778095,6.0264228946796843,6.1126721023815591,6.1989213100834339,6.2851705177853088,6.3714197254871836,6.4576689331890584,6.5439181408909333,6.6301673485928063,6.7228927087931387,6.8156180689934711,6.9083434291938035,7.0010687893941359,7.0937941495944683,7.1865195097948007,7.2792448699951331,7.3719702301954655,7.4646955903957979,7.5574209505961303,7.6501463107964627,7.7428716709967951,7.8355970311971275,7.9283223913974599,8.021047751597786,8.0362602680624171,8.0514727845270482,8.0666853009916792,8.0818978174563103,8.0971103339209414,8.1123228503855724,8.1275353668502035,8.1427478833148346,8.1579603997794656,8.1731729162440967,8.1883854327087278,8.2035979491733588,8.2188104656379899,8.234022982102621,8.2492354985672645,8.2648807901462327,8.2805260817252009,8.2961713733041691,8.3118166648831373,8.3274619564621091]
["Electric Utility Natural Gas Prices","$(2005)/MMBtu",5.6269638934579786,3.8422456293735823,5.691139826234779,6.2376343214286925,6.1731978092553481,5.4998161252939477,5.0667498741509744,4.6999946247856554,4.5877827360944901,4.4974766767249967,4.5471429464952013,4.6470168064225401,4.7885290901615907,4.9298490038457894,5.0143193411377212,5.0431599369588911,4.9958503246307417,5.071809156885692,5.2209958625289659,5.4542850660827948,5.5514960671370845,5.5489887943807661,5.5622220646660265,5.6263508841676488,5.730461856104295,5.8123040182474703,5.8941461803906456,5.9759883425338209,6.0578305046769962,6.1396726668201715,6.2215148289633468,6.3033569911065221,6.3851991532496974,6.4670413153928727,6.5488834775360516,6.6404720525202734,6.7320606275044952,6.823649202488717,6.9152377774729388,7.0068263524571606,7.0984149274413824,7.1900035024256042,7.2815920774098259,7.3731806523940477,7.4647692273782695,7.5563578023624913,7.6479463773467131,7.7395349523309349,7.8311235273151567,7.9227121022993829,7.9377381178566102,7.9527641334138375,7.9677901489710647,7.982816164528292,7.9978421800855193,8.0128681956427457,8.0278942111999729,8.0429202267572002,8.0579462423144275,8.0729722578716547,8.087998273428882,8.1030242889861093,8.1180503045433365,8.1330763201005638,8.1481023356577857,8.1635558206357306,8.1790093056136755,8.1944627905916203,8.2099162755695652,8.2253697605475136]
["Electricity Prices"]
["Commercial Electricity","$(2005)/MMBtu",24.866788774356646,24.345010037692106,24.223933219909672,24.020635352944481,23.91295186528621,22.837542614846832,21.69091966017233,21.090846376599046,21.058556043876806,20.987678365887316,20.983490961902529,21.313707333690761,21.638938984780914,22.13258341123478,22.313049388381657,22.486876361774936,22.494946956634521,22.662665807975912,22.922821701697636,23.270139622238439,23.509686568997985,23.493712398241108,23.423848763951703,23.513217827059155,23.645542576627872,23.786749293232678,23.927956009837484,24.06916272644229,24.210369443047096,24.351576159651902,24.492782876256708,24.633989592861514,24.77519630946632,24.916403026071126,25.057609742675933,25.047759076850095,25.037908411024258,25.028057745198421,25.018207079372583,25.008356413546746,24.998505747720909,24.988655081895072,24.978804416069234,24.968953750243397,24.95910308441756,24.949252418591723,24.939401752765885,24.929551086940048,24.919700421114211,24.90984975528837,24.925673674379027,24.941497593469684,24.957321512560341,24.973145431650998,24.988969350741655,25.004793269832312,25.020617188922969,25.036441108013626,25.052265027104283,25.068088946194941,25.083912865285598,25.099736784376255,25.115560703466912,25.131384622557569,25.147208541648205,25.163183242307905,25.179157942967606,25.195132643627307,25.211107344287008,25.227082044946716]
["Industrial Electricity","$(2005)/MMBtu",16.038863482553147,15.36037109932807,15.664056310113844,16.390134465019642,16.26049394877451,15.718549229064077,15.083546116666987,14.764544869368896,14.679648534306921,14.510741661179726,14.370329416023063,14.522587083420669,14.791267903345901,15.142176731577413,15.304996360023072,15.443286072533045,15.485992224711291,15.663456831338236,15.910829809476709,16.241389166634008,16.419768400912066,16.405212897174714,16.372526888577397,16.449089176249931,16.568027554817903,16.704753726753587,16.841479898689272,16.978206070624957,17.114932242560641,17.251658414496326,17.388384586432011,17.525110758367695,17.66183693030338,17.798563102239065,17.935289274174743,17.928238540168429,17.921187806162116,17.914137072155803,17.90708633814949,17.900035604143177,17.892984870136864,17.885934136130551,17.878883402124238,17.871832668117925,17.864781934111612,17.857731200105299,17.850680466098986,17.843629732092673,17.83657899808636,17.829528264080036,17.840854426840831,17.852180589601627,17.863506752362422,17.874832915123218,17.886159077884013,17.897485240644809,17.908811403405604,17.9201375661664,17.931463728927195,17.94278989168799,17.954116054448786,17.965442217209581,17.976768379970377,17.988094542731172,17.999420705491971,18.010854791996724,18.022288878501477,18.033722965006231,18.045157051510984,18.056591138015737]
["Coal Prices (HHV Basis)"]
["Electric Utility Steam Coal","$(2005)/MMBtu",1.3268491834774256,1.32388562245189,1.3334961719108085,1.3380821099821107,1.3443425871291239,1.3528785733681756,1.3415886383011697,1.3403624656065469,1.330997225248586,1.3164209684110997,1.3072140481112184,1.3019573002491378,1.2978333982656636,1.295833644439585,1.2953486183904279,1.2970626753456174,1.2955796364343368,1.3002382724914889,1.3044509032987155,1.3304805103337984,1.3397570218680066,1.3519914094007222,1.3569265463442153,1.3726611244228613,1.3854931266802686,1.3951349014789893,1.4047766762777101,1.4144184510764308,1.4240602258751516,1.4337020006738723,1.4433437754725931,1.4529855502713138,1.4626273250700346,1.4722690998687553,1.481910874667477,1.4862555877963981,1.4906003009253193,1.4949450140542404,1.4992897271831616,1.5036344403120827,1.5079791534410039,1.512323866569925,1.5166685796988462,1.5210132928277673,1.5253580059566885,1.5297027190856096,1.5340474322145308,1.5383921453434519,1.5427368584723731,1.5470815716012942,1.5500157274134729,1.5529498832256516,1.5558840390378303,1.5588181948500091,1.5617523506621878,1.5646865064743665,1.5676206622865452,1.5705548180987239,1.5734889739109026,1.5764231297230813,1.57935728553526,1.5822914413474387,1.5852255971596174,1.5881597529717961,1.5910939087839742,1.5941115372826113,1.5971291657812485,1.6001467942798857,1.6031644227785229,1.6061820512771605]
["Transportation Fuels (HHV Basis)"]
["Distillate (Diesel) Fuel Oil for Transportation","$(2005)/MMBtu",10.789461735918687,9.9590971559848445,11.383831536994775,12.531178240506115,12.036300060884058,12.613383383121093,13.01890940036416,12.908589399085846,12.946875513724528,13.039098811599491,13.088955960183741,13.133508268392355,13.038477461293056,12.989168095138872,12.752903866318045,12.539506322932722,12.335074118848111,12.292193988584152,12.304560350921868,12.340337204483362,12.418707870087554,12.438495640484758,12.492141534697302,12.624332072599859,13.025979869770596,13.053872203635709,13.081764537500822,13.109656871365935,13.137549205231048,13.165441539096161,13.193333872961274,13.221226206826387,13.2491185406915,13.277010874556613,13.304903208421727,13.445726499778688,13.586549791135649,13.72737308249261,13.868196373849571,14.009019665206532,14.149842956563493,14.290666247920454,14.431489539277415,14.572312830634376,14.713136121991337,14.853959413348298,14.994782704705258,15.135605996062219,15.27642928741918,15.417252578776129,15.505038084680947,15.592823590585766,15.680609096490585,15.768394602395404,15.856180108300222,15.943965614205041,16.03175112010986,16.119536626014678,16.207322131919497,16.295107637824316,16.382893143729135,16.470678649633953,16.558464155538772,16.646249661443591,16.734035167348416,16.829318405103567,16.924601642858718,17.019884880613869,17.11516811836902,17.210451356124164]
["Motor Gasoline","$(2005)/MMBtu",12.730520250245322,11.801320287416596,13.477350603859424,15.275134761378448,14.956036086352325,15.333911517881027,14.969645149302909,14.856007634468792,14.855665643260203,14.676357863084307,14.660823111264261,14.621396694543213,14.496914877081778,14.525867813038341,14.406443289990676,14.511791494657368,14.408484301477108,14.421367627269808,14.483474821414545,14.423047758498246,14.678410804496627,14.842794247393387,14.985196801851416,15.125157698145465,15.225733932459173,15.312322281050708,15.398910629642243,15.485498978233778,15.572087326825313,15.658675675416848,15.745264024008383,15.831852372599919,15.918440721191454,16.005029069782989,16.091617418374518,16.26193617174043,16.432254925106342,16.602573678472254,16.772892431838166,16.943211185204078,17.113529938569989,17.283848691935901,17.454167445301813,17.624486198667725,17.794804952033637,17.965123705399549,18.135442458765461,18.305761212131372,18.476079965497284,18.646398718863171,18.752570913712709,18.858743108562248,18.964915303411786,19.071087498261324,19.177259693110862,19.283431887960401,19.389604082809939,19.495776277659477,19.601948472509015,19.708120667358553,19.814292862208092,19.92046505705763,20.026637251907168,20.132809446756706,20.238981641606255,20.354221969500514,20.469462297394774,20.584702625289033,20.699942953183292,20.815183281077545]
["Ethanol","$(2005)/MMBtu",15.730049999999999,15.730049999999999,15.730049999999999,15.730049999999999,15.730049999999999,15.730049999999999,15.730049999999999,15.730049999999999,15.730049999999999,15.730049999999999,15.730049999999999,15.730049999999999,15.730049999999999,15.730049999999999,15.730049999999999,15.730049999999999,15.730049999999999,15.730049999999999,15.730049999999999,15.730049999999999,15.730049999999999,15.730049999999999,15.730049999999999,15.730049999999999,15.730049999999999,15.730049999999999,15.730049999999999,15.730049999999999,15.730049999999999,15.730049999999999,15.730049999999999,15.730049999999999,15.730049999999999,15.730049999999999,15.730049999999999,15.730049999999999,15.730049999999999,15.730049999999999,15.730049999999999,15.730049999999999,15.730049999999999,15.730049999999999,15.730049999999999,15.730049999999999,15.730049999999999,15.730049999999999,15.730049999999999,15.730049999999999,15.730049999999999,15.730049999999999,15.730049999999999,15.730049999999999,15.730049999999999,15.730049999999999,15.730049999999999,15.730049999999999,15.730049999999999,15.730049999999999,15.730049999999999,15.730049999999999,15.730049999999999,15.730049999999999,15.730049999999999,15.730049999999999,15.730049999999999,15.730049999999999,15.730049999999999,15.730049999999999,15.730049999999999,15.730049999999999]
["Methanol","$(2005)/MMBtu",8.7353999999999985,8.7353999999999985,8.7353999999999985,8.7353999999999985,8.7353999999999985,8.7353999999999985,8.7353999999999985,8.7353999999999985,8.7353999999999985,8.7353999999999985,8.7353999999999985,8.7353999999999985,8.7353999999999985,8.7353999999999985,8.7353999999999985,8.7353999999999985,8.7353999999999985,8.7353999999999985,8.7353999999999985,8.7353999999999985,8.7353999999999985,8.7353999999999985,8.7353999999999985,8.7353999999999985,8.7353999999999985,8.7353999999999985,8.7353999999999985,8.7353999999999985,8.7353999999999985,8.7353999999999985,8.7353999999999985,8.7353999999999985,8.7353999999999985,8.7353999999999985,8.7353999999999985,8.7353999999999985,8.7353999999999985,8.7353999999999985,8.7353999999999985,8.7353999999999985,8.7353999999999985,8.7353999999999985,8.7353999999999985,8.7353999999999985,8.7353999999999985,8.7353999999999985,8.7353999999999985,8.7353999999999985,8.7353999999999985,8.7353999999999985,8.7353999999999985,8.7353999999999985,8.7353999999999985,8.7353999999999985,8.7353999999999985,8.7353999999999985,8.7353999999999985,8.7353999999999985,8.7353999999999985,8.7353999999999985,8.7353999999999985,8.7353999999999985,8.7353999999999985,8.7353999999999985,8.7353999999999985,8.7353999999999985,8.7353999999999985,8.7353999999999985,8.7353999999999985,8.7353999999999985]
["Biomass (HHV Basis)"]
["Biomass Prices (Dry Biomass Delivered)*","$(2005)/MMBtu",1.2696286520685174,1.2696286520685174,1.2696286520685174,1.2696286520685174,1.2696286520685174,1.2696286520685174,1.2696286520685174,1.2696286520685174,1.2696286520685174,1.2696286520685174,1.2716814065585227,1.2809188017635484,1.3178683825836508,1.3209475143186591,1.3435278137087219,1.3466069454437304,1.3630289813637759,1.3578970951387617,1.383556526263833,1.4030576939188868,1.460534819639046,1.4800359872941,1.4861942507641173,1.5118536818891883,1.5262229633192279,1.6236006669873051,1.7209783706553823,1.8183560743234595,1.9157337779915367,2.0131114816596138,2.1104891853276913,2.2078668889957687,2.3052445926638461,2.4026222963319235,2.5,2.5714285714285716,2.6428571428571432,2.7142857142857149,2.7857142857142865,2.8571428571428581,2.9285714285714297,3,3.071428571428573,3.1428571428571446,3.2142857142857162,3.2857142857142878,3.3571428571428594,3.428571428571431,3.5,3.5714285714285743,3.6428571428571459,3.7142857142857175,3.7857142857142891,3.8571428571428608,3.9285714285714324,4,4.0714285714285747,4.1428571428571459,4.2142857142857171,4.2857142857142883,4.3571428571428594,4.4285714285714306,4.5,4.571428571428573,4.6428571428571441,4.7142857142857153,4.7857142857142865,4.8571428571428577,4.9285714285714288,5]
["* Biomass prices shown for years 2001 through 2009 are the same as the EIA value for 2010.  For the post-2025 biomass prices:  The value for 2035 was chosen based on a review of the literature, which indicated a price of $2.50/MMBtu delivered dry English ton (in 2000$) was a reasonable mid-range projection.  Values for the 2026 through 2034 were interpolated from the 2025 and 2035 values.  The value of $5.00/MMBtu delivered dry English ton in 2065 was based on judgment.  An EIA paper by Zia Haq entitled, “Biomass for Electricity Generation” (available from EIA’s website) indicates that about 7 quads of biomass per year  would be available if the price rose to  $5/MMBtu."]
[]
["Table 1 reflects values for base case feedstock and fuel values, based on the H2A analysis done for DOE's Hydrogen, Fuel Cells and Infrastructure Program.  Values from 2001 through 2025 were derived from EIA AEO 2004, and 2002 dollars are converted to 2005 dollars by multiplying the prices in 2002$/MMBtu by the GDP Implicit Price Deflator for 2005, divided by that for 2002 (from AEO 2004 Table A2; see table 2 below). For the period between 2025 and 2035, the 2025 values were extrapolated based on the ratio of the 2025 and 2015 values. For the period between 2035 and 2070, ratios in Table 2, derived from projections of a long-term model (MiniCAM) developed by Pacific Northwest National Laboratory were used to extrapolate the 2035 values (except for ethanol, methanol and biomass; see footnote)."]
[]
["Hydrogen Analysis Resource Center:  Price Ratios from PNNL GCAM Model"]
[]
[null,"Ratio 2050 to 2035 Price","Ratio 2065 to 2050 Price","Ratio 2070 to 2065 Price",null,null,null,null,null,"GDP Implicit Deflator Price Index [1]"]
["Coal Delivered to Utilities",{"$f":"G40/F40","v":1.0482288241385485},{"$f":"H40/G40","v":1.0526415477404851},{"$f":"I40/H40","v":1.0160295046377366},null,null,null,null,null,"Year","Value"]
["Wellhead Gas",{"$f":"G41/F41","v":1.1441282284851997},{"$f":"H41/G41","v":1.1360328119345371},{"$f":"I41/H41","v":1.0363018547359477}]
["Gas Delivered to Utilities",1.1252277801242987,1.1222249629995065,1.0285793469898747,null,null,null,null,null,1991,84.5]
["Crude Oil Price",1.0687839040840581,1.0213566498986533,1.0031375164207406,null,null,null,null,null,1992,86.4]
["Delivered Diesel",1.03736526166104,1.0084486821562659,1.0010687685088917,null,null,null,null,null,1993,88.4]
["Average Electricity",0.975071533164794,1.0087393571750138,0.99663324890666094,null,null,null,null,null,1994,90.3]
["Dry Biomass at Farmgate",1.0938371922267365,1.0852680569229392,1.0142672175626977,null,null,null,null,null,1995,92.1]
["Ethanol",1.0046194107582356,1.003094645903579,0.99710816742279029,null,null,null,null,null,1996,93.9]
[null,null,null,null,null,null,null,null,null,1997,95.4]
[null,null,null,null,null,null,null,null,null,1998,96.5]
["In Units Consistent with EIA AEO",null,"From AEO","From AEO","From GCAM",null,null,null,null,1999,97.9]
[null,"Units",2000,2005,2020,2035,2050,2065,2070,2000,100]
["Coal Delivered to Utilities","$/English ton",25.276500000000002,25.071000000000002,49.911552427759986,51.73380738099187,54.228868079187265,57.083559627090274,57.998580810871225,2001,102.4]
["Wellhead Gas","$/mcf",3.83,2.88,3.4820792312666162,3.718467288972283,4.254403392012021,4.8331418485312492,5.0085938618348607,2002,104.1]
["Gas Delivered to Utilities","$/mcf",4.333333333333333,3.2058823529411766,5.3135477999345282,5.6703709369749671,6.3804589018936815,7.1603102550975084,7.3649472464330987,2003,106]
["Crude Oil Price","$/bbl",28.35,23.27,38.166254666132858,44.018296607182357,47.046046898954408,48.050792851691,48.201553003292787,2004,108.3]
["Delivered Diesel","$/gallon",1.5176666666666667,1.2925714285714285,1.9428327208531595,2.1262391061548653,2.2056865867102777,2.2243217316177319,2.2266990166381286,2005,110.5]
["Average Electricity","c/kWh",6.9,6.4,7.2674708046079139,7.0885496188632935,6.9118429447797478,6.9722480090117775,6.9487741854044058,"[2]"]
["Dry Biomass at Farmgate","$/mmBtu",null,null,3.9267286033597717,3.4025762910602637,3.7218644965506216,4.0392206503019663,4.0968490901035652]
["Ethanol","$/mmBtu",null,null,24.686324737923844,23.090083577893328,23.196746158381607,23.268531873857007,23.201243175360347]
["Biomass delivery (assuming $10/English ton average delivery price)","$/English ton",null,null,10,10,10,10]
[null,"$/mmBtu HHV",null,null,{"$f":"E48*$B$61","v":0.65713983050847458},{"$f":"F48*$B$61","v":0.65713983050847458},{"$f":"G48*$B$61","v":0.65713983050847458},{"$f":"H48*$B$61","v":0.65713983050847458}]
["Biomass delivered $/mmBtu HHV","$/mmBtu",null,null,{"$f":"E49+E46","v":4.5838684338682461},{"$f":"F49+F46","v":4.0597161215687381},{"$f":"G49+G46","v":4.3790043270590964},{"$f":"H49+H46","v":4.6963604808104407}]
[]
["Note:"]
["[2] values in italics are projections"]
["Source:"]
[]
["[1] Available from Short Term Energy Outlook, Table A.2 at http://www.eia.doe.gov/emeu/steo/pub/a2tab.html"]
[]
["Biomass conversion $/dry English ton to $/mmBtu HHV"]
["Biomass LHV (kJ/kg)",19022]
["Biomass HHV (kJ/kg)",17700]
["Conversion factor",{"$f":"2.205/2000/B60*mmBTU_to_GJ*1000000","v":6.5713983050847455E-2}]
[]
[]
[null,"Report","Annual Energy Outlook 2010"]
[null,"Scenario","aeo2010r",null,null,"Reference case"]
[null,"Datekey","d111809a"]
[null,"Release Date",null," December 2009"]
[]
[]
[]
[]
["aeo2010r.d111809a"]
[]
["Table 3.  Energy Prices by Sector and Source"]
["(2008 dollars per million Btu, unless otherwise noted)"]
[null,null,null,null,null,null,null,null,null,null,null,null,null,null,null,null,null,null,null,null,null,null,null,null,null,null,null,null,null,null,"2008-"]
[" Sector and Source",2007,2008,2009,2010,2011,2012,2013,2014,2015,2016,2017,2018,2019,2020,2021,2022,2023,2024,2025,2026,2027,2028,2029,2030,2031,2032,2033,2034,2035,2035]
[]
[" Residential"]
["   Liquefied Petroleum Gases",26.25,29.35,24.9,24.01,24.09,25.25,26.47,27.44,28.03,28.67,29.21,29.8,30.06,30.29,30.53,30.73,31.01,31.28,31.55,31.7,31.98,32.229999999999997,32.590000000000003,32.81,33.17,33.51,33.9,34.26,34.65,6.0000000000000001E-3]
["   Distillate Fuel Oil",20.3,24.47,17.98,17.57,17.72,18.84,19.86,20.58,21.08,22,22.66,23.32,23.74,24.1,24.24,24.44,24.76,24.94,25.23,25.5,25.72,26.04,26.44,26.61,27.05,27.45,27.82,28.24,28.66,6.0000000000000001E-3]
["   Natural Gas",12.94,13.48,11.39,10.89,11.78,11.87,11.48,11.41,11.56,11.65,11.69,11.76,11.83,11.95,12.07,12.26,12.29,12.2,12.29,12.46,12.66,12.9,13.16,13.44,13.78,13.93,14.03,14.25,14.4,2E-3]
["   Electricity",31.82,33.29,32.33,30.94,29.9,31.08,31.47,31.49,31.43,31.64,31.8,31.78,31.68,31.84,32.01,32.08,32.200000000000003,32.28,32.26,32.4,32.57,32.729999999999997,33.130000000000003,33.46,33.81,34.11,34.26,34.49,34.71,2E-3]
[]
[" Commercial"]
["   Liquefied Petroleum Gases",20.65,26.15,19.82,20.78,20.86,22.02,23.23,24.19,24.77,25.41,25.95,26.53,26.79,27.02,27.25,27.46,27.73,28,28.26,28.41,28.68,28.93,29.28,29.5,29.86,30.19,30.58,30.94,31.32,7.0000000000000001E-3]
["   Distillate Fuel Oil",17.48,21.5,15.8,14.82,15.24,16.38,17.399999999999999,18.11,18.72,19.559999999999999,20.2,20.84,21.26,21.6,21.78,22.04,22.29,22.43,22.72,22.97,23.21,23.53,23.93,24.11,24.54,24.94,25.28,25.69,26.13,7.0000000000000001E-3]
["   Residual Fuel",8.39,15.52,9.27,9.4499999999999993,9.6300000000000008,10.85,11.98,12.76,13.13,13.68,14.17,14.69,15.26,15.46,15.68,15.89,16.12,16.34,16.54,16.63,16.82,17.059999999999999,17.28,17.54,17.89,18.12,18.25,18.68,18.84,7.0000000000000001E-3]
["   Natural Gas",11.2,11.94,9.0500000000000007,8.67,9.7200000000000006,10.07,9.92,9.85,9.99,10.08,10.11,10.16,10.23,10.35,10.46,10.65,10.69,10.62,10.7,10.86,11.04,11.28,11.52,11.78,12.11,12.26,12.32,12.52,12.66,2E-3]
["   Electricity",28.81,30.47,28.94,27.37,25.72,26.72,26.81,26.55,26.55,26.81,26.97,26.98,26.93,27.12,27.31,27.42,27.62,27.77,27.72,27.87,28.05,28.25,28.67,28.99,29.37,29.73,29.9,30.15,30.37,0]
[]
[" Industrial 1/"]
["   Liquefied Petroleum Gases",22.01,24.2,18.64,18.36,18.46,19.61,20.9,21.9,22.49,23.25,23.76,24.31,24.62,24.86,25.09,25.3,25.59,25.86,26.12,26.27,26.55,26.8,27.15,27.38,27.74,28.08,28.48,28.86,29.25,7.0000000000000001E-3]
["   Distillate Fuel Oil",18.07,22.31,16.399999999999999,14.38,15.38,16.55,17.59,18.32,19,19.8,20.440000000000001,21.08,21.49,21.83,22.03,22.36,22.56,22.67,22.97,23.22,23.48,23.81,24.22,24.4,24.84,25.25,25.6,26.02,26.48,6.0000000000000001E-3]
["   Residual Fuel Oil",8.84,16.309999999999999,9.75,13.12,13.24,14.32,15.31,16.079999999999998,16.47,16.96,17.37,17.82,18.09,18.2,18.43,18.61,18.82,19.03,19.23,19.3,19.489999999999998,19.73,19.98,20.27,20.61,20.87,21.12,21.44,21.72,1.0999999999999999E-2]
["   Natural Gas 2/",7.58,9.11,4.2,4.87,5.97,6.39,6.33,6.28,6.45,6.52,6.51,6.55,6.6,6.7,6.78,6.96,7.01,6.96,7.02,7.15,7.29,7.51,7.73,7.98,8.2899999999999991,8.4,8.42,8.61,8.73,-2E-3]
["   Metallurgical Coal",3.69,4.49,4.72,4.8,4.8600000000000003,5.0199999999999996,5.05,5.08,5.08,5.09,5.16,5.22,5.29,5.32,5.35,5.36,5.35,5.32,5.24,5.16,5.14,5.14,5.1100000000000003,5.1100000000000003,5.09,5.08,5.08,5.0599999999999996,5.0599999999999996,4.0000000000000001E-3]
["   Other Industrial Coal",2.48,2.84,2.79,2.69,2.69,2.69,2.66,2.68,2.69,2.68,2.69,2.68,2.67,2.66,2.65,2.65,2.63,2.63,2.63,2.64,2.63,2.64,2.65,2.66,2.67,2.67,2.69,2.7,2.71,-2E-3]
["   Coal to Liquids","- -","- -","- -","- -",1.26,1.04,1.04,1.41,1.42,1.46,1.48,1.48,1.47,1.46,1.49,1.5,1.52,1.49,1.49,1.47,1.46,1.45,1.44,1.44,1.44,1.44,1.46,1.48,1.51,"- -"]
["   Electricity",19.02,20.21,20.04,19.149999999999999,17.11,17.73,17.62,17.350000000000001,17.37,17.62,17.75,17.77,17.75,17.920000000000002,18.07,18.190000000000001,18.38,18.53,18.5,18.61,18.78,18.97,19.3,19.579999999999998,19.88,20.16,20.3,20.52,20.71,1E-3]
[]
[" Transportation"]
["   Liquefied Petroleum Gases 3/",23.83,29.93,25.2,23.89,23.98,25.13,26.33,27.29,27.88,28.53,29.07,29.65,29.91,30.13,30.36,30.56,30.83,31.1,31.36,31.5,31.77,32.01,32.36,32.58,32.93,33.26,33.64,34,34.380000000000003,5.0000000000000001E-3]
["   E85 4/",27.43,26.93,23.29,20.64,20.97,22.13,24.21,25.23,25.55,25.08,25.9,26.54,26.68,26.95,27.32,27.82,28.31,28.55,28.86,29.22,29.49,30.03,30.44,30.64,30.86,31.29,31.49,31.77,32.229999999999997,7.0000000000000001E-3]
["   Motor Gasoline 5/",23.66,26.76,19.14,20.55,20.88,22.03,24.02,24.94,25.37,25.94,26.47,26.89,27.2,27.59,27.82,28.18,28.42,28.54,28.87,29.19,29.47,29.9,30.27,30.42,30.77,31.16,31.44,31.81,32.33,7.0000000000000001E-3]
["   Jet Fuel 6/",15.77,22.71,12.73,14.79,15.16,16.54,17.690000000000001,18.46,19.04,19.760000000000002,20.41,20.97,21.35,21.69,21.85,22.09,22.41,22.61,22.92,23.19,23.48,23.9,24.26,24.51,24.9,25.3,25.64,26.05,26.48,6.0000000000000001E-3]
["   Diesel Fuel (distillate fuel oil) 7/",21.55,27.65,17.77,19.12,19.309999999999999,20.51,21.54,22.25,22.93,23.68,24.26,24.91,25.29,25.6,25.79,26.12,26.26,26.34,26.63,26.83,27.09,27.4,27.8,27.96,28.38,28.78,29.09,29.49,29.96,3.0000000000000001E-3]
["   Residual Fuel Oil",9.19,14.49,8.86,10.210000000000001,10.32,11.5,12.44,13.18,13.58,13.9,14.43,14.81,14.97,14.99,15.23,15.34,15.55,15.75,15.93,15.98,16.27,16.5,16.8,17.100000000000001,17.420000000000002,17.690000000000001,17.93,18.239999999999998,18.600000000000001,8.9999999999999993E-3]
["   Natural Gas 8/",13.84,15.96,11.36,12,13.09,13.49,13.36,13.25,13.37,13.41,13.38,13.37,13.38,13.44,13.46,13.58,13.54,13.41,13.43,13.54,13.65,13.83,14,14.19,14.46,14.54,14.55,14.7,14.78,-3.0000000000000001E-3]
["   Electricity",32.03,33.729999999999997,32.299999999999997,30.29,27.63,29.66,29.72,29.07,28.79,29.01,29.04,28.87,28.59,28.55,28.54,28.43,28.48,28.64,28.63,28.88,29.32,29.79,30.51,31.01,31.61,32.15,32.47,32.89,33.26,-1E-3]
[]
[" Electric Power 9/"]
["   Distillate Fuel Oil",15.75,19.37,14.24,13.91,14.06,15.2,16.21,16.89,17.36,18.22,18.88,19.510000000000002,19.920000000000002,20.25,20.399999999999999,20.58,20.89,21.07,21.35,21.6,21.83,22.14,22.54,22.71,23.14,23.54,23.87,24.28,24.7,8.9999999999999993E-3]
["   Residual Fuel Oil",9.0399999999999991,14.56,8.7799999999999994,12,12.17,13.34,14.37,15.11,15.53,15.93,16.45,16.89,17.14,17.22,17.47,17.63,17.850000000000001,18.079999999999998,18.3,18.38,18.68,18.940000000000001,19.23,19.55,19.899999999999999,20.190000000000001,20.43,20.77,21.12,1.4E-2]
["   Natural Gas",7.26,9.09,4.1399999999999997,4.8499999999999996,5.82,6.17,5.94,5.9,6.08,6.16,6.17,6.22,6.29,6.42,6.52,6.69,6.74,6.7,6.75,6.91,7.05,7.27,7.51,7.73,8.02,8.14,8.17,8.35,8.4600000000000009,-3.0000000000000001E-3]
["   Steam Coal",1.8,2.0499999999999998,2.15,1.99,1.98,1.99,1.99,1.99,2.0099999999999998,1.99,2,1.99,1.99,1.98,1.98,1.99,1.99,1.99,1.99,2,2,2.0099999999999998,2.02,2.0299999999999998,2.04,2.0499999999999998,2.06,2.0699999999999998,2.09,1E-3]
[]
[" Average Price to All Users 10/"]
["   Liquefied Petroleum Gases",18.940000000000001,20.190000000000001,18.36,16.850000000000001,16.87,17.87,18.97,19.82,20.3,20.84,21.26,21.71,21.93,22.15,22.36,22.56,22.83,23.09,23.34,23.49,23.75,24,24.34,24.55,24.91,25.25,25.63,25.99,26.37,0.01]
["   E85 4/",27.43,26.93,23.29,20.64,20.97,22.13,24.21,25.23,25.55,25.08,25.9,26.54,26.68,26.95,27.32,27.82,28.31,28.55,28.86,29.22,29.49,30.03,30.44,30.64,30.86,31.29,31.49,31.77,32.229999999999997,7.0000000000000001E-3]
["   Motor Gasoline 5/",23.55,26.54,19.149999999999999,20.55,20.88,22.03,24.01,24.94,25.36,25.93,26.46,26.89,27.2,27.59,27.82,28.17,28.41,28.54,28.87,29.18,29.47,29.9,30.27,30.41,30.76,31.16,31.43,31.81,32.32,7.0000000000000001E-3]
["   Jet Fuel",15.77,22.71,12.73,14.79,15.16,16.54,17.690000000000001,18.46,19.04,19.760000000000002,20.41,20.97,21.35,21.69,21.85,22.09,22.41,22.61,22.92,23.19,23.48,23.9,24.26,24.51,24.9,25.3,25.64,26.05,26.48,6.0000000000000001E-3]
["   Distillate Fuel Oil",20.71,26.27,17.46,17.73,18.149999999999999,19.45,20.62,21.35,22.03,22.8,23.45,24.07,24.47,24.79,24.99,25.32,25.5,25.59,25.89,26.12,26.38,26.71,27.11,27.29,27.73,28.13,28.46,28.87,29.34,4.0000000000000001E-3]
["   Residual Fuel Oil",9.07,14.77,8.9600000000000009,10.9,11.01,12.17,13.13,13.86,14.26,14.63,15.14,15.55,15.76,15.81,16.05,16.190000000000001,16.399999999999999,16.600000000000001,16.8,16.850000000000001,17.13,17.37,17.66,17.96,18.3,18.559999999999999,18.79,19.12,19.46,0.01]
["   Natural Gas",9.19,10.53,6.57,6.87,7.87,8.1999999999999993,8.0500000000000007,8.02,8.14,8.2200000000000006,8.2200000000000006,8.27,8.33,8.44,8.5500000000000007,8.73,8.77,8.68,8.75,8.89,9.0399999999999991,9.26,9.49,9.74,10.050000000000001,10.17,10.210000000000001,10.4,10.54,0]
["   Metallurgical Coal",3.69,4.49,4.72,4.8,4.8600000000000003,5.0199999999999996,5.05,5.08,5.08,5.09,5.16,5.22,5.29,5.32,5.35,5.36,5.35,5.32,5.24,5.16,5.14,5.14,5.1100000000000003,5.1100000000000003,5.09,5.08,5.08,5.0599999999999996,5.0599999999999996,4.0000000000000001E-3]
["   Other Coal",1.84,2.1,2.19,2.0299999999999998,2.02,2.0299999999999998,2.0299999999999998,2.0299999999999998,2.0499999999999998,2.0299999999999998,2.04,2.0299999999999998,2.02,2.02,2.02,2.0299999999999998,2.02,2.02,2.02,2.0299999999999998,2.0299999999999998,2.04,2.0499999999999998,2.06,2.0699999999999998,2.08,2.09,2.1,2.12,0]
["   Coal to Liquids","- -","- -","- -","- -",1.26,1.04,1.04,1.41,1.42,1.46,1.48,1.48,1.47,1.46,1.49,1.5,1.52,1.49,1.49,1.47,1.46,1.45,1.44,1.44,1.44,1.44,1.46,1.48,1.51,"- -"]
["   Electricity",27.25,28.81,28.07,26.77,25.2,26.1,26.17,25.97,25.95,26.2,26.36,26.37,26.31,26.51,26.7,26.84,27.04,27.19,27.17,27.33,27.53,27.74,28.16,28.49,28.86,29.21,29.38,29.64,29.87,1E-3]
[]
["Non-Renewable Energy Expenditures by Sector"]
["(billion 2008 dollars)"]
[" Residential",241.67,254.66,231.65,223.76,222.61,230.62,228.9,229.4,230.89,234.53,236.76,239.14,241.36,245.14,247.96,251.14,253.92,256.67,258.7,262.54000000000002,266.58999999999997,271.26,275.8,280.39999999999998,285.83,290.58999999999997,292.89999999999998,297.16000000000003,301.11,6.0000000000000001E-3]
[" Commercial",176.61,191.19,168.7,163.43,163.69,172.64,173.85,174.18,176.9,180.82,184.11,186.86,189.36,193.15,196.83,200.4,204.1,207.27,210.07,214.23,218.63,223.34,229.36,234.79,240.94,246.37,250.61,256.01,261.07,1.2E-2]
[" Industrial",219.69,244.81,175.42,163.24,173.51,191.66,201.52,207.49,213.14,218.86,223.15,228.05,231.33,234.86,236.42,237.67,239.07,240.3,241.75,242.96,245.17,247.67,250.95,253.51,257.7,259.55,261.58,265.05,267.18,3.0000000000000001E-3]
[" Transportation",613.37,705.86,465.68,508.22,528.5,567.33000000000004,615.79,640.91999999999996,655.77,671.91,690.32,704.34,717.08,729.77,737.71,743.52,757.24,767.89,782.71,795.25,808.06,822.03,834.45,846.64,856.24,869.12,883.55,894.05,908.01,8.9999999999999993E-3]
["   Total Non-Renewable Expenditures",1251.3499999999999,1396.52,1041.45,1058.6500000000001,1088.31,1162.25,1220.05,1251.99,1276.69,1306.1199999999999,1334.33,1358.39,1379.14,1402.91,1418.92,1432.73,1454.32,1472.13,1493.23,1514.98,1538.45,1564.3,1590.55,1615.34,1640.71,1665.62,1688.65,1712.28,1737.37,8.0000000000000002E-3]
[" Transportation Renewable Expenditures",0.05,0.17,0.04,0.09,0.11,0.13,0.15,0.17,0.21,2.34,3.15,4,5.31,7.12,9.59,17.39,15.56,14.53,15.06,16.98,18.95,20.57,23.66,25.05,31.91,36.74,40.74,48.35,56.42,0.24099999999999999]
["   Total Expenditures",1251.3900000000001,1396.69,1041.49,1058.74,1088.42,1162.3699999999999,1220.2,1252.1600000000001,1276.9000000000001,1308.46,1337.48,1362.4,1384.44,1410.03,1428.51,1450.12,1469.88,1486.66,1508.29,1531.96,1557.41,1584.86,1614.21,1640.39,1672.62,1702.37,1729.39,1760.62,1793.79,8.9999999999999993E-3]
[]
[]
["Prices in Nominal Dollars"]
[" Residential"]
["   Liquefied Petroleum Gases",25.67,29.35,25.28,24.73,25.15,26.73,28.51,30.06,31.23,32.520000000000003,33.75,35.06,36.020000000000003,37.020000000000003,38.1,39.200000000000003,40.409999999999997,41.61,42.82,43.92,45.24,46.58,48.12,49.52,51.18,52.85,54.62,56.39,58.23,2.5999999999999999E-2]
["   Distillate Fuel Oil",19.86,24.47,18.260000000000002,18.100000000000001,18.489999999999998,19.940000000000001,21.4,22.55,23.49,24.96,26.17,27.44,28.46,29.45,30.25,31.17,32.25,33.17,34.24,35.33,36.380000000000003,37.630000000000003,39.049999999999997,40.159999999999997,41.73,43.3,44.82,46.47,48.16,2.5000000000000001E-2]
["   Natural Gas",12.66,13.48,11.57,11.22,12.29,12.56,12.36,12.51,12.88,13.22,13.5,13.83,14.18,14.61,15.06,15.64,16.010000000000002,16.22,16.68,17.260000000000002,17.91,18.649999999999999,19.440000000000001,20.29,21.26,21.98,22.61,23.44,24.2,2.1999999999999999E-2]
["   Electricity",31.12,33.29,32.83,31.88,31.21,32.9,33.9,34.5,35.020000000000003,35.89,36.74,37.39,37.97,38.92,39.950000000000003,40.92,41.95,42.94,43.78,44.88,46.07,47.3,48.93,50.5,52.16,53.81,55.2,56.77,58.33,2.1000000000000001E-2]
[]
[" Commercial"]
["   Liquefied Petroleum Gases",20.2,26.15,20.12,21.4,21.77,23.3,25.02,26.51,27.61,28.83,29.98,31.22,32.11,33.020000000000003,34.01,35.020000000000003,36.130000000000003,37.24,38.35,39.36,40.57,41.81,43.24,44.53,46.07,47.62,49.27,50.92,52.64,2.5999999999999999E-2]
["   Distillate Fuel Oil",17.100000000000001,21.5,16.04,15.27,15.91,17.34,18.739999999999998,19.850000000000001,20.86,22.18,23.33,24.52,25.47,26.39,27.18,28.11,29.04,29.83,30.83,31.82,32.83,34.01,35.340000000000003,36.380000000000003,37.86,39.340000000000003,40.74,42.29,43.92,2.7E-2]
["   Residual Fuel",8.2100000000000009,15.52,9.41,9.74,10.050000000000001,11.48,12.9,13.98,14.63,15.52,16.37,17.29,18.29,18.899999999999999,19.57,20.27,21.01,21.73,22.45,23.04,23.8,24.66,25.52,26.47,27.6,28.58,29.4,30.75,31.66,2.7E-2]
["   Natural Gas",10.96,11.94,9.18,8.93,10.15,10.65,10.68,10.8,11.14,11.44,11.67,11.96,12.27,12.65,13.05,13.58,13.92,14.13,14.53,15.05,15.62,16.3,17.010000000000002,17.78,18.690000000000001,19.329999999999998,19.86,20.61,21.27,2.1999999999999999E-2]
["   Electricity",28.18,30.47,29.38,28.19,26.85,28.28,28.88,29.09,29.58,30.41,31.16,31.75,32.270000000000003,33.15,34.090000000000003,34.97,35.99,36.94,37.619999999999997,38.61,39.68,40.82,42.33,43.75,45.32,46.89,48.18,49.63,51.04,1.9E-2]
[]
[" Industrial 1/"]
["   Liquefied Petroleum Gases",21.53,24.2,18.920000000000002,18.920000000000002,19.260000000000002,20.76,22.51,24,25.06,26.38,27.45,28.6,29.51,30.38,31.31,32.270000000000003,33.340000000000003,34.39,35.450000000000003,36.4,37.549999999999997,38.729999999999997,40.1,41.33,42.81,44.29,45.9,47.5,49.15,2.7E-2]
["   Distillate Fuel Oil",17.68,22.31,16.649999999999999,14.82,16.05,17.52,18.95,20.07,21.18,22.46,23.62,24.81,25.76,26.68,27.5,28.52,29.39,30.15,31.18,32.159999999999997,33.21,34.409999999999997,35.770000000000003,36.83,38.33,39.83,41.25,42.82,44.51,2.5999999999999999E-2]
["   Residual Fuel Oil",8.65,16.309999999999999,9.89,13.52,13.82,15.16,16.489999999999998,17.62,18.350000000000001,19.239999999999998,20.059999999999999,20.97,21.68,22.24,23,23.74,24.52,25.31,26.1,26.74,27.57,28.51,29.51,30.6,31.8,32.92,34.03,35.29,36.5,0.03]
["   Natural Gas 2/",7.41,9.11,4.26,5.0199999999999996,6.23,6.76,6.82,6.89,7.18,7.39,7.52,7.71,7.91,8.19,8.4700000000000006,8.8800000000000008,9.14,9.26,9.52,9.9,10.31,10.85,11.41,12.04,12.79,13.25,13.56,14.17,14.67,1.7999999999999999E-2]
["   Metallurgical Coal",3.61,4.49,4.79,4.9400000000000004,5.07,5.31,5.44,5.56,5.66,5.77,5.97,6.14,6.34,6.5,6.68,6.84,6.98,7.07,7.11,7.15,7.27,7.43,7.55,7.72,7.86,8.02,8.18,8.33,8.5,2.4E-2]
["   Other Industrial Coal",2.4300000000000002,2.84,2.83,2.77,2.81,2.85,2.86,2.93,3,3.04,3.11,3.16,3.2,3.26,3.31,3.38,3.43,3.5,3.56,3.65,3.72,3.82,3.91,4.01,4.12,4.21,4.33,4.4400000000000004,4.55,1.7999999999999999E-2]
["   Coal to Liquids","- -","- -","- -","- -",1.32,1.1000000000000001,1.1200000000000001,1.55,1.58,1.65,1.72,1.74,1.76,1.79,1.86,1.91,1.98,1.99,2.02,2.04,2.0699999999999998,2.1,2.13,2.1800000000000002,2.2200000000000002,2.2799999999999998,2.35,2.44,2.5299999999999998,"- -"]
["   Electricity",18.600000000000001,20.21,20.350000000000001,19.73,17.86,18.77,18.98,19.010000000000002,19.36,19.989999999999998,20.51,20.91,21.27,21.9,22.56,23.2,23.95,24.64,25.11,25.79,26.57,27.41,28.5,29.55,30.67,31.8,32.71,33.76,34.799999999999997,0.02]
[]
[" Transportation"]
["   Liquefied Petroleum Gases 3/",23.31,29.93,25.58,24.61,25.02,26.61,28.36,29.9,31.07,32.36,33.58,34.89,35.840000000000003,36.82,37.89,38.979999999999997,40.17,41.36,42.56,43.64,44.94,46.27,47.79,49.17,50.81,52.46,54.21,55.95,57.77,2.5000000000000001E-2]
["   E85 4/",26.83,26.93,23.64,21.26,21.89,23.43,26.07,27.64,28.47,28.45,29.92,31.23,31.97,32.94,34.090000000000003,35.479999999999997,36.880000000000003,37.979999999999997,39.17,40.479999999999997,41.72,43.4,44.96,46.25,47.62,49.36,50.75,52.29,54.17,2.5999999999999999E-2]
["   Motor Gasoline 5/",23.15,26.76,19.43,21.17,21.79,23.32,25.87,27.33,28.27,29.42,30.58,31.65,32.6,33.72,34.72,35.94,37.020000000000003,37.96,39.18,40.44,41.69,43.21,44.7,45.91,47.47,49.16,50.66,52.36,54.33,2.7E-2]
["   Jet Fuel 6/",15.42,22.71,12.92,15.23,15.82,17.510000000000002,19.05,20.23,21.21,22.42,23.58,24.67,25.58,26.51,27.27,28.18,29.2,30.07,31.1,32.130000000000003,33.21,34.54,35.83,36.99,38.42,39.92,41.32,42.87,44.51,2.5000000000000001E-2]
["   Diesel Fuel (distillate fuel oil) 7/",21.08,27.65,18.04,19.7,20.149999999999999,21.71,23.2,24.38,25.56,26.86,28.03,29.31,30.31,31.28,32.19,33.32,34.22,35.03,36.130000000000003,37.17,38.32,39.61,41.05,42.2,43.79,45.41,46.88,48.53,50.35,2.1999999999999999E-2]
["   Residual Fuel Oil",8.99,14.49,9,10.51,10.77,12.17,13.4,14.45,15.13,15.77,16.670000000000002,17.43,17.940000000000001,18.32,19,19.57,20.260000000000002,20.94,21.63,22.13,23.02,23.85,24.8,25.81,26.88,27.91,28.9,30.02,31.26,2.9000000000000001E-2]
["   Natural Gas 8/",13.54,15.96,11.54,12.36,13.66,14.28,14.39,14.52,14.9,15.21,15.46,15.74,16.04,16.43,16.8,17.32,17.64,17.829999999999998,18.23,18.760000000000002,19.309999999999999,19.98,20.67,21.42,22.31,22.94,23.44,24.19,24.84,1.7000000000000001E-2]
["   Electricity",31.32,33.729999999999997,32.79,31.2,28.83,31.39,32.01,31.85,32.08,32.909999999999997,33.549999999999997,33.97,34.26,34.89,35.61,36.26,37.11,38.1,38.86,40,41.47,43.05,45.05,46.8,48.78,50.72,52.33,54.13,55.89,1.9E-2]
[]
[" Electric Power 9/"]
["   Distillate Fuel Oil",15.41,19.37,14.46,14.33,14.68,16.09,17.46,18.510000000000002,19.350000000000001,20.67,21.81,22.96,23.88,24.75,25.46,26.24,27.22,28.03,28.98,29.93,30.88,32,33.28,34.28,35.71,37.130000000000003,38.46,39.950000000000003,41.52,2.9000000000000001E-2]
["   Residual Fuel Oil",8.84,14.56,8.92,12.37,12.7,14.13,15.48,16.55,17.3,18.07,19.010000000000002,19.88,20.54,21.05,21.8,22.48,23.26,24.05,24.83,25.46,26.42,27.37,28.4,29.5,30.7,31.85,32.92,34.19,35.49,3.4000000000000002E-2]
["   Natural Gas",7.1,9.09,4.2,4.99,6.07,6.53,6.4,6.47,6.77,6.99,7.13,7.32,7.53,7.85,8.1300000000000008,8.5399999999999991,8.7799999999999994,8.91,9.17,9.57,9.9700000000000006,10.51,11.09,11.66,12.38,12.84,13.16,13.75,14.22,1.7000000000000001E-2]
["   Steam Coal",1.76,2.0499999999999998,2.1800000000000002,2.0499999999999998,2.0699999999999998,2.1,2.15,2.19,2.2400000000000002,2.2599999999999998,2.31,2.34,2.38,2.42,2.4700000000000002,2.54,2.59,2.65,2.69,2.77,2.82,2.9,2.98,3.06,3.15,3.23,3.32,3.41,3.51,0.02]
[]
[" Average Price to All Users 10/"]
["   Liquefied Petroleum Gases",18.53,20.190000000000001,18.64,17.36,17.61,18.920000000000002,20.43,21.72,22.62,23.64,24.56,25.55,26.28,27.06,27.91,28.78,29.75,30.7,31.68,32.54,33.6,34.69,35.950000000000003,37.049999999999997,38.44,39.83,41.29,42.77,44.32,0.03]
["   E85 4/",26.83,26.93,23.64,21.26,21.89,23.43,26.07,27.64,28.47,28.45,29.92,31.23,31.97,32.94,34.090000000000003,35.479999999999997,36.880000000000003,37.979999999999997,39.17,40.479999999999997,41.72,43.4,44.96,46.25,47.62,49.36,50.75,52.29,54.17,2.5999999999999999E-2]
["   Motor Gasoline 5/",23.03,26.54,19.440000000000001,21.17,21.79,23.32,25.87,27.33,28.27,29.42,30.58,31.64,32.6,33.71,34.71,35.93,37.020000000000003,37.950000000000003,39.17,40.43,41.68,43.21,44.69,45.9,47.46,49.15,50.65,52.35,54.32,2.7E-2]
["   Jet Fuel",15.42,22.71,12.92,15.23,15.82,17.510000000000002,19.05,20.23,21.21,22.42,23.58,24.67,25.58,26.51,27.27,28.18,29.2,30.07,31.1,32.130000000000003,33.21,34.54,35.83,36.99,38.42,39.92,41.32,42.87,44.51,2.5000000000000001E-2]
["   Distillate Fuel Oil",20.260000000000002,26.27,17.73,18.260000000000002,18.940000000000001,20.58,22.21,23.39,24.55,25.86,27.09,28.33,29.33,30.3,31.19,32.29,33.22,34.04,35.14,36.19,37.31,38.6,40.04,41.2,42.78,44.38,45.87,47.52,49.31,2.4E-2]
["   Residual Fuel Oil",8.8699999999999992,14.77,9.1,11.22,11.49,12.89,14.14,15.19,15.89,16.600000000000001,17.5,18.3,18.89,19.329999999999998,20.03,20.64,21.36,22.08,22.8,23.35,24.24,25.11,26.08,27.11,28.23,29.29,30.29,31.46,32.700000000000003,0.03]
["   Natural Gas",8.99,10.53,6.67,7.08,8.2100000000000009,8.68,8.67,8.7799999999999994,9.07,9.33,9.5,9.73,9.98,10.32,10.67,11.14,11.42,11.55,11.88,12.31,12.79,13.39,14.02,14.7,15.51,16.05,16.46,17.12,17.71,1.9E-2]
["   Metallurgical Coal",3.61,4.49,4.79,4.9400000000000004,5.07,5.31,5.44,5.56,5.66,5.77,5.97,6.14,6.34,6.5,6.68,6.84,6.98,7.07,7.11,7.15,7.27,7.43,7.55,7.72,7.86,8.02,8.18,8.33,8.5,2.4E-2]
["   Other Coal",1.8,2.1,2.2200000000000002,2.09,2.11,2.14,2.19,2.23,2.2799999999999998,2.2999999999999998,2.35,2.39,2.4300000000000002,2.4700000000000002,2.52,2.58,2.64,2.69,2.74,2.81,2.87,2.95,3.03,3.11,3.2,3.28,3.37,3.46,3.56,0.02]
["   Coal to Liquids","- -","- -","- -","- -",1.32,1.1000000000000001,1.1200000000000001,1.55,1.58,1.65,1.72,1.74,1.76,1.79,1.86,1.91,1.98,1.99,2.02,2.04,2.0699999999999998,2.1,2.13,2.1800000000000002,2.2200000000000002,2.2799999999999998,2.35,2.44,2.5299999999999998,"- -"]
["   Electricity",26.66,28.81,28.5,27.58,26.29,27.63,28.19,28.46,28.92,29.72,30.45,31.03,31.53,32.4,33.33,34.229999999999997,35.22,36.159999999999997,36.869999999999997,37.86,38.94,40.090000000000003,41.58,43,44.53,46.07,47.34,48.78,50.19,2.1000000000000001E-2]
[]
["Non-Renewable Energy Expenditures by Sector"]
["(billion nominal dollars)"]
[" Residential",236.38,254.66,235.17,230.51,232.31,244.12,246.57,251.37,257.29000000000002,266.02999999999997,273.52999999999997,281.39999999999998,289.27,299.58999999999997,309.45,320.3,330.83,341.36,351.09,363.72,377.1,392.03,407.27,423.22,441.01,458.4,471.99,489.06,506.03,2.5999999999999999E-2]
[" Commercial",172.75,191.19,171.27,168.36,170.83,182.74,187.26,190.86,197.13,205.11,212.7,219.88,226.94,236.05,245.65,255.58,265.91000000000003,275.66000000000003,285.08999999999997,296.79000000000002,309.27,322.77,338.69,354.37,371.75,388.64,403.84,421.34,438.74,3.1E-2]
[" Industrial",214.89,244.81,178.09,168.16,181.07,202.87,217.07,227.35,237.51,248.26,257.8,268.36,277.25,287.02999999999997,295.06,303.12,311.48,319.60000000000002,328.09,336.58,346.81,357.93,370.58,382.62,397.61,409.44,421.52,436.23,449,2.3E-2]
[" Transportation",599.94000000000005,705.86,472.76,523.54,551.54,600.52,663.3,702.29,730.78,762.17,797.53,828.81,859.4,891.87,920.68,948.26,986.59,1021.27,1062.24,1101.69,1143.03,1188,1232.23,1277.8499999999999,1321.12,1371.03,1423.78,1471.43,1525.95,2.9000000000000001E-2]
["   Total Non-Renewable Expenditures",1223.96,1396.52,1057.29,1090.58,1135.76,1230.25,1314.19,1371.86,1422.72,1481.57,1541.56,1598.45,1652.86,1714.54,1770.84,1827.25,1894.81,1957.89,2026.51,2098.7800000000002,2176.1999999999998,2260.73,2348.7600000000002,2438.06,2531.5,2627.51,2721.14,2818.06,2919.72,2.8000000000000001E-2]
[" Transportation Renewable Expenditures",0.04,0.17,0.04,0.09,0.11,0.13,0.16,0.18,0.24,2.65,3.64,4.71,6.36,8.6999999999999993,11.96,22.18,20.28,19.329999999999998,20.440000000000001,23.52,26.81,29.72,34.94,37.81,49.23,57.96,65.66,79.569999999999993,94.81,0.26500000000000001]
["   Total Expenditures",1224,1396.69,1057.33,1090.67,1135.8699999999999,1230.3800000000001,1314.36,1372.05,1422.95,1484.22,1545.2,1603.16,1659.22,1723.24,1782.8,1849.44,1915.09,1977.22,2046.94,2122.3000000000002,2203.0100000000002,2290.46,2383.6999999999998,2475.87,2580.73,2685.47,2786.79,2897.63,3014.53,2.9000000000000001E-2]
[]
[]
[]
["   1/ Includes energy for combined heat and power plants, except those whose primary business is to sell electricity, or electricity and heat, to the public."]
["   2/ Excludes use for lease and plant fuel."]
["   3/ Includes Federal and State taxes while excluding county and local taxes."]
["   4/ E85 refers to a blend of 85 percent ethanol (renewable) and 15 percent motor gasoline (nonrenewable).  To address cold starting issues,"]
["the percentage of ethanol varies seasonally.  The annual average ethanol content of 74 percent is used for this forecast."]
["   5/ Sales weighted-average price for all grades.  Includes Federal, State, and local taxes."]
["   6/ Kerosene-type jet fuel.  Includes Federal and State taxes while excluding county and local taxes."]
["   7/ Diesel fuel for on-road use.  Includes Federal and State taxes while excluding county and local taxes."]
["   8/ Compressed natural gas used as a vehicle fuel.  Includes estimated motor vehicle fuel taxes and estimated dispensing costs or charges."]
["   9/ Includes electricity-only and combined heat and power plants whose primary business is to sell electricity, or electricity and heat, to the public."]
["   10/ Weighted averages of end-use fuel prices are derived from the prices shown in each sector and the corresponding sectoral consumption."]
["   Btu = British thermal unit."]
["   - - = Not applicable."]
["   Note:  Data for 2007 and 2008 are model results and may differ slightly from official EIA data reports."]
["   Sources:  2007 and 2008 prices for motor gasoline, distillate fuel oil, and jet fuel are based on prices in the Energy Information Administration (EIA), Petroleum Marketing Annual"]
["2008, DOE/EIA-0487(2008) (Washington, DC, August 2009).  2007 residential and commercial natural gas delivered prices:  EIA,"]
["Natural Gas Annual 2007, DOE/EIA-0131(2007) (Washington, DC, January, 2009).  2008 residential and commercial natural gas"]
["delivered prices:  EIA, Natural Gas Monthly, DOE/EIA-0130(2009/07) (Washington, DC, July 2009).  2007 and 2008"]
["industrial natural gas delivered prices are estimated based on:  EIA, Manufacturing Energy Consumption Survey and"]
["industrial and wellhead prices from the Natural Gas Annual 2007, DOE/EIA-0131(2007) (Washington, DC, January, 2009) and the"]
["Natural Gas Monthly, DOE/EIA-0130(2009/07) (Washington, DC, July 2009).  2007 transportation sector natural gas delivered prices are based on:  EIA, Natural Gas Annual"]
["2007, DOE/EIA-0131(2007) (Washington, DC, January, 2009) and estimated State taxes, Federal taxes, and dispensing costs or charges."]
["2008 transportation sector natural gas delivered prices are model results. 2007 and 2008 electric power sector natural gas prices:  EIA, Electric Power Monthly,"]
["April 2008 and April 2009, Table 4.13.B.  2007 and 2008 coal prices based on:  EIA, Quarterly Coal Report,"]
["October-December 2008, DOE/EIA-0121(2008/4Q) (Washington, DC, March 2009) and EIA, AEO2010 National Energy Modeling System run aeo2010r.d111809a."]
["2007 and 2008 electricity prices:  EIA, Annual Energy Review 2008, DOE/EIA-0384(2008) (Washington, DC, June 2009)."]
["2007 and 2008 E85 prices derived from monthly prices in the Clean Cities Alternative Price Report."]
["Projections:  EIA, AEO2010 National Energy Modeling System run aeo2010r.d111809a."]
["Scenario:","stimulus","d041409a",null,"with American Recovery and Reinvestment Act"]
[]
[" Table   3.  Energy Prices by Sector and Source"]
["                      (2007 dollars per million Btu, unless otherwise noted)"]
[]
[]
[]
[null,"2006","2007","2008","2009","2010","2011","2012","2013","2014","2015","2016","2017","2018","2019","2020","2021","2022","2023","2024","2025","2026","2027","2028","2029","2030","2027","2028","2029","2030",2031,2032,2033,2034,2035,2036,2037,2038,2039,2040,2041,2042,2043,2044,2045,2046,2047,2048,2049,2050,2051,2052,2053,2054,2055,2056,2057,2058,2059,2060,2061,2062,2063,2064,2065,2066,2067,2068,2069,2070]
[]
[]
[" Residential"]
["   Liquefied Petroleum Gases",23.882804870605501,24.973464965820298,28.470840454101602,21.505495071411101,20.697200775146499,23.0020751953125,24.980747222900401,26.7403888702393,28.254840850830099,29.8807067871094,30.930690765380898,31.804765701293899,32.682899475097699,33.084945678710902,33.339298248291001,33.569530487060497,33.692008972167997,34.029460906982401,34.165733337402301,33.722698211669901,33.999015808105497,34.276668548583999,34.616855621337898,34.804977416992202,35.163482666015597,23.653226852416999,23.781959533691399,23.869001388549801,23.909082412719702]
["   Distillate Fuel Oil",18.4642543792725,19.664405822753899,23.940315246581999,15.6857194900513,13.3512983322144,15.708171844482401,17.491518020629901,18.8044624328613,20.071212768554702,21.571735382080099,22.444984436035199,23.2645053863525,23.975505828857401,24.350082397460898,24.6401481628418,24.7862453460693,24.899822235107401,25.1952934265137,25.492937088012699,25.134300231933601,25.433099746704102,25.7546691894531,26.098386764526399,26.3820476531982,26.7700805664063,13.801754951477101,13.897899627685501,14.058331489563001,14.125551223754901]
["   Natural Gas",13.7000589370728,12.691158294677701,12.9778490066528,10.717614173889199,11.192774772644,11.487280845642101,11.3991556167603,11.307798385620099,11.2896461486816,11.345415115356399,11.538298606872599,11.7583208084106,11.975100517272899,12.23952293396,12.557071685791,12.7957820892334,12.871651649475099,12.660281181335399,12.6240320205688,12.5992183685303,12.7868556976318,13.07555103302,13.407883644104,13.6725673675537,13.962038993835399,11.116808891296399,11.2574377059937,11.3709173202515,11.426144599914601]
["   Electricity",31.206779479980501,31.181957244873001,31.772819519043001,30.736837387085,28.616357803344702,29.873619079589801,30.101655960083001,30.425390243530298,30.7938537597656,30.883028030395501,31.149145126342798,31.4898681640625,31.815629959106399,32.020698547363303,32.4303588867188,32.7907905578613,32.994007110595703,32.923465728759801,32.920154571533203,32.902271270752003,32.958240509033203,33.321102142333999,33.734363555908203,34.149539947509801,34.490489959716797,26.5695495605469,26.6057014465332,26.7373046875,26.757972717285199]
[]
[" Commercial",null,null,null,null,null,null,null,null,null,null,null,null,null,null,null,null,null,null,null,null,null,null,null,null,null,12.0537929534912,12.2529897689819,12.3258762359619,12.452996253967299]
["   Liquefied Petroleum Gases",21.1974983215332,23.041419982910199,23.540430068969702,20.975297927856399,17.540355682373001,19.827720642089801,21.7962131500244,23.5440998077393,25.047388076782202,26.6623840332031,27.701774597168001,28.565574645996101,29.4346523284912,29.8274021148682,30.0731811523438,30.2960014343262,30.4115695953369,30.7421360015869,30.871879577636701,30.422807693481399,30.6932373046875,30.965314865112301,31.299940109252901,31.482862472534201,31.836189270019499,7.3951959609985396,7.4624595642089799,7.2386937141418501,7.3113985061645499]
["   Distillate Fuel Oil",15.019946098327599,16.054100036621101,20.9568576812744,13.740292549133301,10.759732246398899,13.277551651001,15.102119445800801,16.819028854370099,18.163129806518601,19.404659271240199,20.2805690765381,21.141357421875,21.870569229126001,22.288406372070298,22.606428146362301,22.643785476684599,22.862098693847699,23.111530303955099,23.2818489074707,23.1139316558838,23.4434604644775,23.529294967651399,23.9437866210938,24.471529006958001,24.6476936340332,9.0512752532959002,9.1702537536621094,9.2454566955566406,9.3029346466064506,{"$f":"AD253+($AI$253-$AD$253)/5","v":9.3577216364198588},{"$f":"AE253+($AI$253-$AD$253)/5","v":9.4125086262332669},{"$f":"AF253+($AI$253-$AD$253)/5","v":9.467295616046675},{"$f":"AG253+($AI$253-$AD$253)/5","v":9.5220826058600831},{"$f":"T423*$E$742","v":9.5768695956734877},{"$f":"AI253+($AX$253-$AI$253)/15","v":9.6852727225982509},{"$f":"AJ253+($AX$253-$AI$253)/15","v":9.7936758495230141},9.9020789764477772,10.01048210337254,10.118885230297304,10.227288357222067,10.33569148414683,10.444094611071593,10.552497737996356,10.660900864921119,10.769303991845883,10.877707118770646,10.986110245695409,11.094513372620172,{"$f":"AI253*$B$742","v":11.202916499544939},{"$f":"AX253+($BM$253-$AX$253)/15","v":11.313845014700993},{"$f":"AY253+($BM$253-$AX$253)/15","v":11.424773529857047},11.535702045013101,11.646630560169156,11.75755907532521,11.868487590481264,11.979416105637318,12.090344620793372,12.201273135949426,12.312201651105481,12.423130166261535,12.534058681417589,12.644987196573643,12.755915711729697,{"$f":"AX253*$C$742","v":12.866844226885757},{"$f":"BM253+($BR$253-$BM$253)/5","v":12.994248543867917},{"$f":"BN253+($BR$253-$BM$253)/5","v":13.121652860850077},{"$f":"BO253+($BR$253-$BM$253)/5","v":13.249057177832237},{"$f":"BP253+($BR$253-$BM$253)/5","v":13.376461494814397},{"$f":"BM253*$D$742","v":13.503865811796555}]
["   Residual Fuel",8.8815975189209002,10.3074436187744,13.411918640136699,6.6991925239562997,5.8016228675842303,8.5975322723388707,10.1285858154297,11.654000282287599,12.9474182128906,14.400235176086399,15.2041673660278,15.658245086669901,16.352220535278299,16.605510711669901,16.856744766235401,17.043632507324201,17.1953125,17.403110504150401,17.4520969390869,17.016120910644499,17.163618087768601,17.311967849731399,17.516565322876001,17.704761505126999,17.873653411865199,24.1571254730225,24.207300186157202,24.2876873016357,24.267208099365199,{"$f":"AD254+($AI$254-$AD$254)/5","v":24.075703794494256},{"$f":"AE254+($AI$254-$AD$254)/5","v":23.884199489623313},{"$f":"AF254+($AI$254-$AD$254)/5","v":23.69269518475237},{"$f":"AG254+($AI$254-$AD$254)/5","v":23.501190879881428},{"$f":"T424*$E$745","v":23.309686575010492},{"$f":"AI254+($AX$254-$AI$254)/15","v":23.300523054015734},{"$f":"AJ254+($AX$254-$AI$254)/15","v":23.291359533020977},23.282196012026219,23.273032491031461,23.263868970036704,23.254705449041946,23.245541928047189,23.236378407052431,23.227214886057673,23.218051365062916,23.208887844068158,23.199724323073401,23.190560802078643,23.181397281083886,{"$f":"AI254*$B$745","v":23.172233760089139},{"$f":"AX254+($BM$254-$AX$254)/15","v":23.186953863011141},{"$f":"AY254+($BM$254-$AX$254)/15","v":23.201673965933143},23.216394068855145,23.231114171777147,23.245834274699149,23.260554377621151,23.275274480543153,23.289994583465155,23.304714686387157,23.31943478930916,23.334154892231162,23.348874995153164,23.363595098075166,23.378315200997168,{"$f":"AX254*$C$745","v":23.393035303919145},{"$f":"BM254+($BR$254-$BM$254)/5","v":23.407895670463727},{"$f":"BN254+($BR$254-$BM$254)/5","v":23.422756037008309},{"$f":"BO254+($BR$254-$BM$254)/5","v":23.437616403552891},{"$f":"BP254+($BR$254-$BM$254)/5","v":23.452476770097473},{"$f":"BM254*$D$745","v":23.467337136642058}]
["   Natural Gas",11.896094322204601,10.9898433685303,11.3387994766235,8.9075946807861293,9.4656057357788104,9.7463216781616193,9.7210922241210902,9.6719341278076207,9.7138872146606392,9.8306560516357404,10.038209915161101,10.2545003890991,10.476261138916,10.746561050415,11.0803880691528,11.314369201660201,11.4017143249512,11.212500572204601,11.1975994110107,11.159740447998001,11.3503875732422,11.640952110290501,11.9785671234131,12.2332496643066,12.5188312530518]
["   Electricity",28.3762531280518,28.029735565185501,29.057315826416001,27.6067714691162,24.835584640502901,25.581251144409201,25.4402256011963,25.470129013061499,25.672283172607401,25.763282775878899,26.100669860839801,26.468044281005898,26.885612487793001,27.169450759887699,27.620109558105501,28.002447128295898,28.245407104492202,28.186374664306602,28.203248977661101,28.139711380004901,28.178466796875,28.495182037353501,28.915565490722699,29.289411544799801,29.651695251464801,16.318952560424801,16.4172878265381,16.5084934234619,16.549221038818398]
[null,null,null,null,null,null,null,null,null,null,null,null,null,null,null,null,null,null,null,null,null,null,null,null,null,null,12.788073539733899,13.069622039794901,13.0597486495972,13.2463188171387]
[" Industrial 1/",null,null,null,null,null,null,null,null,null,null,null,null,null,null,null,null,null,null,null,null,null,null,null,null,null,9.5039434432983398,9.4975557327270508,9.6068582534790004,9.5831336975097692]
["   Liquefied Petroleum Gases",21.041078567504901,23.3795166015625,26.646581649780298,22.2440700531006,16.6379299163818,18.920274734497099,20.8892612457275,22.636520385742202,24.1346244812012,25.742292404174801,26.783767700195298,27.652248382568398,28.520401000976602,28.932659149169901,29.169765472412099,29.4143581390381,29.524629592895501,29.853767395019499,29.959171295166001,29.528638839721701,29.7813510894775,30.054143905639599,30.3852443695068,30.4649448394775,30.849096298217798,6.3330101966857901,6.4338274002075204,6.5134425163268999,6.5598897933959996,{"$f":"AD259+($AI$259-$AD$259)/5","v":6.5507078532683796},{"$f":"AE259+($AI$259-$AD$259)/5","v":6.5415259131407595},{"$f":"AF259+($AI$259-$AD$259)/5","v":6.5323439730131394},{"$f":"AG259+($AI$259-$AD$259)/5","v":6.5231620328855193},{"$f":"T429*$E$742","v":6.5139800927579001},{"$f":"AI259+($AX$259-$AI$259)/15","v":6.5877135610615332},{"$f":"AJ259+($AX$259-$AI$259)/15","v":6.6614470293651662},6.7351804976687992,6.8089139659724323,6.8826474342760653,6.9563809025796983,7.0301143708833314,7.1038478391869644,7.1775813074905974,7.2513147757942304,7.3250482440978635,7.3987817124014965,7.4725151807051295,7.5462486490087626,{"$f":"AI259*$B$742","v":7.6199821173123929},{"$f":"AX259+($BM$259-$AX$259)/15","v":7.6954333002095865},{"$f":"AY259+($BM$259-$AX$259)/15","v":7.77088448310678},7.8463356660039736,7.9217868489011671,7.9972380317983607,8.0726892146955542,8.1481403975927478,8.2235915804899413,8.2990427633871349,8.3744939462843284,8.449945129181522,8.5253963120787155,8.6008474949759091,8.6762986778731026,{"$f":"AX259*$C$742","v":8.7517498607702962},{"$f":"BM259+($BR$259-$BM$259)/5","v":8.8384075286295438},{"$f":"BN259+($BR$259-$BM$259)/5","v":8.9250651964887915},{"$f":"BO259+($BR$259-$BM$259)/5","v":9.0117228643480392},{"$f":"BP259+($BR$259-$BM$259)/5","v":9.0983805322072868},{"$f":"BM259*$D$742","v":9.1850382000665363}]
["   Distillate Fuel Oil",15.7354278564453,16.8219394683838,21.937858581543001,14.291754722595201,10.6247463226318,13.4027051925659,15.2648477554321,17.266075134277301,18.658037185668899,19.740333557128899,20.622322082519499,21.514814376831101,22.261856079101602,22.720048904418899,23.0620517730713,23.029100418090799,23.327865600585898,23.5460414886475,23.635374069213899,23.588466644287099,23.9423828125,23.870851516723601,24.336980819702099,25.037542343139599,25.073137283325199,2.7168338298797599,2.7307398319244398,2.7413196563720699,2.7546591758728001]
["   Residual Fuel Oil",9.2125787734985405,10.5954837799072,13.7473258972168,6.9127345085143999,9.8444128036499006,12.2499532699585,13.9352369308472,15.428977966308601,16.646518707275401,18.037969589233398,18.8180332183838,19.4296264648438,20.112428665161101,20.448431015014599,20.727931976318398,20.973798751831101,21.101537704467798,21.306892395019499,21.394767761230501,21.017236709594702,21.180326461791999,21.338615417480501,21.660650253295898,21.793584823608398,22.078443527221701,2.2517027854919398,2.2682161331176802,2.2745745182037398,2.2862651348114]
["   Natural Gas 2/",7.9540700912475604,7.5152516365051296,8.8012723922729492,4.8485679626464799,5.4989199638366699,5.8261642456054696,5.87778615951538,5.9538393020629901,6.1098570823669398,6.3294844627380398,6.5125813484191903,6.7027301788330096,6.8988709449768102,7.1528282165527299,7.4686021804809597,7.6786775588989302,7.7538070678710902,7.5584783554077104,7.5461778640747097,7.4592709541320801,7.6002230644226101,7.8596048355102504,8.1941757202148402,8.4216127395629901,8.6935501098632795,1.2833950519561801,1.3286876678466799,1.33012855052948,1.33445107936859]
["   Metallurgical Coal",3.6353600025177002,3.6099998950958301,4.0558156967163104,4.0487108230590803,3.9977276325225799,4.1121706962585396,4.1809573173522896,4.2343683242797896,4.27162742614746,4.2985162734985396,4.3192996978759801,4.3337044715881303,4.3530845642089799,4.3696141242981001,4.3899216651916504,4.4470157623290998,4.5093812942504901,4.5352845191955602,4.5618190765380904,4.5643453598022496,4.5493078231811497,4.5490665435790998,4.5331215858459499,4.4955492019653303,4.4319190979003897,17.3004150390625,17.331628799438501,17.425392150878899,17.430723190307599,{"$f":"AD263+($AI$263-$AD$263)/5","v":17.267158349957999},{"$f":"AE263+($AI$263-$AD$263)/5","v":17.103593509608398},{"$f":"AF263+($AI$263-$AD$263)/5","v":16.940028669258798},{"$f":"AG263+($AI$263-$AD$263)/5","v":16.776463828909197},{"$f":"T433*$E$745","v":16.612898988559596},{"$f":"AI263+($AX$263-$AI$263)/15","v":16.606368113587273},{"$f":"AJ263+($AX$263-$AI$263)/15","v":16.599837238614949},16.593306363642625,16.586775488670302,16.580244613697978,16.573713738725655,16.567182863753331,16.560651988781007,16.554121113808684,16.54759023883636,16.541059363864036,16.534528488891713,16.527997613919389,16.521466738947066,{"$f":"AI263*$B$745","v":16.514935863974742},{"$f":"AX263+($BM$263-$AX$263)/15","v":16.525426935236357},{"$f":"AY263+($BM$263-$AX$263)/15","v":16.535918006497972},16.546409077759588,16.556900149021203,16.567391220282818,16.577882291544434,16.588373362806049,16.598864434067664,16.60935550532928,16.619846576590895,16.63033764785251,16.640828719114126,16.651319790375741,16.661810861637356,{"$f":"AX263*$C$745","v":16.672301932898996},{"$f":"BM263+($BR$263-$BM$263)/5","v":16.682892970558111},{"$f":"BN263+($BR$263-$BM$263)/5","v":16.693484008217226},{"$f":"BO263+($BR$263-$BM$263)/5","v":16.704075045876341},{"$f":"BP263+($BR$263-$BM$263)/5","v":16.714666083535455},{"$f":"BM263*$D$745","v":16.725257121194577}]
["   Other Industrial Coal",2.4029970169067401,2.4299483299255402,2.5420303344726598,2.4490520954132098,2.3906834125518799,2.4765830039978001,2.4936084747314502,2.5247271060943599,2.54471778869629,2.53918480873108,2.54552221298218,2.5526983737945601,2.5639333724975599,2.5611753463745099,2.56861472129822,2.5710935592651398,2.57420825958252,2.5741758346557599,2.5788726806640598,2.5789062976837198,2.59378290176392,2.6088099479675302,2.6259028911590598,2.64452123641968,2.6644773483276398]
["   Coal to Liquids",0,0,0,0,0,1.5133428573608401,1.3742095232009901,1.19064140319824,1.3664953708648699,1.33487153053284,1.31654036045074,1.30223417282104,1.30838906764984,1.32146644592285,1.3489345312118499,1.3524934053421001,1.3570195436477701,1.3626403808593801,1.37119424343109,1.3635557889938399,1.3662919998168901,1.37254309654236,1.37609398365021,1.3784751892089799,1.3805129528045701,24.056577682495099,24.1739406585693,24.2586994171143,24.288969039916999]
["   Electricity",18.400894165039102,18.6226921081543,20.334409713745099,19.159486770629901,16.828172683715799,17.264308929443398,17.156070709228501,17.083604812622099,17.1988334655762,17.318143844604499,17.615074157714801,17.910154342651399,18.210170745849599,18.456880569458001,18.803001403808601,19.085206985473601,19.30615234375,19.3043308258057,19.3253479003906,19.324813842773398,19.354219436645501,19.614883422851602,19.97239112854,20.29469871521,20.560989379882798,21.3195495605469,21.43874168396,21.398374557495099,21.4992275238037,{"$f":"AD266+($AI$266-$AD$266)/5","v":21.318281718011935},{"$f":"AE266+($AI$266-$AD$266)/5","v":21.13733591222017},{"$f":"AF266+($AI$266-$AD$266)/5","v":20.956390106428405},{"$f":"AG266+($AI$266-$AD$266)/5","v":20.775444300636639},{"$f":"T436*$E$747","v":20.594498494844878},{"$f":"AI266+($AX$266-$AI$266)/15","v":20.60819416894353},{"$f":"AJ266+($AX$266-$AI$266)/15","v":20.621889843042183},20.635585517140836,20.649281191239488,20.662976865338141,20.676672539436794,20.690368213535447,20.704063887634099,20.717759561732752,20.731455235831405,20.745150909930057,20.75884658402871,20.772542258127363,20.786237932226015,{"$f":"AI266*$B$747","v":20.799933606324664},{"$f":"AX266+($BM$266-$AX$266)/15","v":20.807002050879195},{"$f":"AY266+($BM$266-$AX$266)/15","v":20.814070495433725},20.821138939988256,20.828207384542786,20.835275829097316,20.842344273651847,20.849412718206377,20.856481162760907,20.863549607315438,20.870618051869968,20.877686496424499,20.884754940979029,20.891823385533559,20.89889183008809,{"$f":"AX266*$C$747","v":20.905960274642634},{"$f":"BM266+($BR$266-$BM$266)/5","v":20.913064750255749},{"$f":"BN266+($BR$266-$BM$266)/5","v":20.920169225868865},{"$f":"BO266+($BR$266-$BM$266)/5","v":20.92727370148198},{"$f":"BP266+($BR$266-$BM$266)/5","v":20.934378177095095},{"$f":"BM266*$D$747","v":20.94148265270821}]
[null,null,null,null,null,null,null,null,null,null,null,null,null,null,null,null,null,null,null,null,null,null,null,null,null,null,17.292875289916999,17.531343460083001,17.526832580566399,17.756109237670898,{"$f":"AD267+($AI$267-$AD$267)/5","v":18.740759573600641},{"$f":"AE267+($AI$267-$AD$267)/5","v":19.725409909530384},{"$f":"AF267+($AI$267-$AD$267)/5","v":20.710060245460127},{"$f":"AG267+($AI$267-$AD$267)/5","v":21.69471058138987},{"$f":"T437*$E$744","v":22.67936091731961},{"$f":"AI267+($AX$267-$AI$267)/15","v":22.91940642537169},{"$f":"AJ267+($AX$267-$AI$267)/15","v":23.159451933423771},23.399497441475852,23.639542949527932,23.879588457580013,24.119633965632094,24.359679473684174,24.599724981736255,24.839770489788336,25.079815997840416,25.319861505892497,25.559907013944578,25.799952521996659,26.039998030048739,{"$f":"AI267*$B$744","v":26.28004353810082},{"$f":"AX267+($BM$267-$AX$267)/15","v":26.429681543018035},{"$f":"AY267+($BM$267-$AX$267)/15","v":26.579319547935249},26.728957552852464,26.878595557769678,27.028233562686893,27.177871567604107,27.327509572521322,27.477147577438537,27.626785582355751,27.776423587272966,27.92606159219018,28.075699597107395,28.225337602024609,28.374975606941824,{"$f":"AX267*$C$744","v":28.524613611859053},{"$f":"BM267+($BR$267-$BM$267)/5","v":28.687032150691561},{"$f":"BN267+($BR$267-$BM$267)/5","v":28.849450689524069},{"$f":"BO267+($BR$267-$BM$267)/5","v":29.011869228356577},{"$f":"BP267+($BR$267-$BM$267)/5","v":29.174287767189085},{"$f":"BM267*$D$744","v":29.336706306021593}]
[" Transportation",null,null,null,null,null,null,null,null,null,null,null,null,null,null,null,null,null,null,null,null,null,null,null,null,null,11.227470397949199,11.517865180969199,11.5089683532715,11.7493782043457]
["   Liquefied Petroleum Gases 3/",22.296371459960898,25.0072345733643,28.759458541870099,21.685003280639599,20.534326553344702,22.796831130981399,24.8035278320313,26.570152282714801,28.076972961425799,29.693559646606399,30.7330017089844,31.595745086669901,32.463813781738303,32.853603363037102,33.095050811767599,33.3141899108887,33.425758361816399,33.752655029296903,33.878787994384801,33.426109313964801,33.692680358886697,33.960933685302699,34.291332244872997,34.467491149902301,34.819602966308601,16.025825500488299,16.333782196044901,16.2625331878662,16.470952987670898,{"$f":"AD269+($AI$269-$AD$269)/5","v":17.380928094850553},{"$f":"AE269+($AI$269-$AD$269)/5","v":18.290903202030208},{"$f":"AF269+($AI$269-$AD$269)/5","v":19.200878309209862},{"$f":"AG269+($AI$269-$AD$269)/5","v":20.110853416389517},{"$f":"T439*$E$744","v":21.020828523569172},{"$f":"AI269+($AX$269-$AI$269)/15","v":21.243319601735415},{"$f":"AJ269+($AX$269-$AI$269)/15","v":21.465810679901658},21.688301758067901,21.910792836234144,22.133283914400387,22.35577499256663,22.578266070732873,22.800757148899116,23.023248227065359,23.245739305231602,23.468230383397845,23.690721461564088,23.913212539730331,24.135703617896574,{"$f":"AI269*$B$744","v":24.358194696062842},{"$f":"AX269+($BM$269-$AX$269)/15","v":24.496889734844629},{"$f":"AY269+($BM$269-$AX$269)/15","v":24.635584773626416},24.774279812408203,24.91297485118999,25.051669889971777,25.190364928753564,25.32905996753535,25.467755006317137,25.606450045098924,25.745145083880711,25.883840122662498,26.022535161444285,26.161230200226072,26.299925239007859,{"$f":"AX269*$C$744","v":26.438620277789649},{"$f":"BM269+($BR$269-$BM$269)/5","v":26.589161215265516},{"$f":"BN269+($BR$269-$BM$269)/5","v":26.739702152741383},{"$f":"BO269+($BR$269-$BM$269)/5","v":26.89024309021725},{"$f":"BP269+($BR$269-$BM$269)/5","v":27.040784027693118},{"$f":"BM269*$D$744","v":27.191324965168981}]
["   E85 4/",25.5142211914063,26.818180084228501,34.073703765869098,20.3962516784668,18.869060516357401,22.499189376831101,24.345371246337901,25.8835773468018,27.376197814941399,25.5507621765137,26.3307495117188,27.042121887206999,27.074653625488299,28.861484527587901,29.593324661254901,29.691083908081101,29.8394565582275,30.056737899780298,30.123649597168001,30.045396804809599,30.335887908935501,30.1821899414063,30.567377090454102,31.227724075317401,30.935503005981399,8.1832656860351598,8.1197490692138707,8.3803300857543892,8.2735004425048793]
["   Motor Gasoline 5/",21.784559249877901,22.982162475585898,26.1744689941406,15.6736001968384,17.7131462097168,20.6617527008057,22.301433563232401,23.517950057983398,24.816135406494102,26.137458801269499,27.061580657958999,27.993299484252901,28.802474975585898,29.411088943481399,29.938217163085898,30.057752609252901,30.3159790039063,30.494945526123001,30.528341293335,30.4458103179932,30.726751327514599,30.704950332641602,31.110511779785199,31.9617519378662,31.583656311035199,13.240598678588899,13.359972000122101,13.395259857177701,13.453570365905801]
["   Jet Fuel 6/",15.2446508407593,16.0964660644531,22.1856594085693,10.540905952453601,10.4131317138672,12.992267608642599,14.8510446548462,16.4927158355713,17.888269424438501,19.120731353759801,20.025011062622099,20.925888061523398,21.650459289550799,22.054113388061499,22.358533859252901,22.535087585449201,22.624557495117202,22.875423431396499,23.088819503784201,22.878332138061499,23.229129791259801,23.440977096557599,23.911849975585898,24.3618278503418,24.669164657592798,24.345100402831999,24.401657104492202,24.482112884521499,24.4609375]
["   Diesel Fuel (distillate fuel oil) 7/",20.2724208831787,20.921422958373999,27.066003799438501,15.379162788391101,14.6322994232178,17.082887649536101,18.906814575195298,21.012025833129901,22.391767501831101,23.401908874511701,24.249780654907202,25.151100158691399,25.830009460449201,26.267305374145501,26.5901203155518,26.487575531005898,26.7318305969238,26.979133605956999,27.001283645629901,26.997362136840799,27.317785263061499,27.182266235351602,27.638069152831999,28.388862609863299,28.337171554565401]
["   Residual Fuel Oil",8.20648097991943,9.4357099533081108,14.2847747802734,6.3925981521606401,6.5852246284484899,8.6673641204834002,10.3328533172607,11.815202713012701,13.023598670959499,14.4141092300415,15.219378471374499,15.915946006774901,16.592523574829102,16.9536838531494,17.162534713745099,17.429744720458999,17.456914901733398,17.5628662109375,17.630765914916999,17.410764694213899,17.6028347015381,17.926630020141602,18.257143020629901,18.451654434204102,18.835027694702099,10.4858131408691,10.572740554809601,10.740042686462401,10.786236763000501]
["   Natural Gas 8/",15.5415086746216,15.4958410263062,16.8896675109863,12.7877197265625,13.502610206604,13.8291311264038,13.8390712738037,13.843875885009799,13.934069633483899,14.0993509292603,14.229956626892101,14.3684740066528,14.5119123458862,14.701403617858899,14.9462375640869,15.0934410095215,15.092455863952599,14.8220539093018,14.7596139907837,14.661186218261699,14.786495208740201,15.012266159057599,15.2852840423584,15.4684591293335,15.6974124908447,6.7344188690185502,6.7479009628295898,6.8497943878173801,6.84698486328125]
["   Electricity",30.349004745483398,30.777971267700199,33.734138488769503,31.501590728759801,27.327030181884801,28.561843872070298,28.965305328369102,28.9159030914307,28.7644939422607,28.526710510253899,28.644361495971701,28.6527919769287,28.819505691528299,28.888120651245099,29.142557144165,29.470201492309599,29.764074325561499,29.801677703857401,29.921939849853501,30.035243988037099,30.304817199706999,30.8045558929443,31.450147628784201,31.910936355590799,32.484222412109403,6.1479806900024396,6.2516684532165501,6.3134694099426296,6.3304243087768599,{"$f":"AD276+($AI$276-$AD$276)/5","v":6.3370805697154289},{"$f":"AE276+($AI$276-$AD$276)/5","v":6.3437368306539978},{"$f":"AF276+($AI$276-$AD$276)/5","v":6.3503930915925668},{"$f":"AG276+($AI$276-$AD$276)/5","v":6.3570493525311358},{"$f":"T446*$E$742","v":6.363705613469703},{"$f":"AI276+($AX$276-$AI$276)/15","v":6.4357380850865695},{"$f":"AJ276+($AX$276-$AI$276)/15","v":6.5077705567034361},6.5798030283203026,6.6518354999371692,6.7238679715540357,6.7959004431709022,6.8679329147877688,6.9399653864046353,7.0119978580215019,7.0840303296383684,7.156062801255235,7.2280952728721015,7.3001277444889681,7.3721602161058346,{"$f":"AI276*$B$742","v":7.4441926877227056},{"$f":"AX276+($BM$276-$AX$276)/15","v":7.51790324705948},{"$f":"AY276+($BM$276-$AX$276)/15","v":7.5916138063962544},7.6653243657330288,7.7390349250698032,7.8127454844065776,7.886456043743352,7.9601666030801264,8.0338771624169016,8.107587721753676,8.1812982810904504,8.2550088404272248,8.3287193997639992,8.4024299591007736,8.476140518437548,{"$f":"AX276*$C$742","v":8.5498510777743242},{"$f":"BM276+($BR$276-$BM$276)/5","v":8.6345095936975138},{"$f":"BN276+($BR$276-$BM$276)/5","v":8.7191681096207034},{"$f":"BO276+($BR$276-$BM$276)/5","v":8.8038266255438931},{"$f":"BP276+($BR$276-$BM$276)/5","v":8.8884851414670827},{"$f":"BM276*$D$742","v":8.9731436573902759}]
[null,null,null,null,null,null,null,null,null,null,null,null,null,null,null,null,null,null,null,null,null,null,null,null,null,null,1.65011918544769,1.6656291484832799,1.67491066455841,1.68971908092499,{"$f":"AD277+($AI$277-$AD$277)/5","v":1.6902380098146863},{"$f":"AE277+($AI$277-$AD$277)/5","v":1.6907569387043826},{"$f":"AF277+($AI$277-$AD$277)/5","v":1.6912758675940789},{"$f":"AG277+($AI$277-$AD$277)/5","v":1.6917947964837752},{"$f":"T447*$E$740","v":1.692313725373471},{"$f":"AI277+($AX$277-$AI$277)/15","v":1.6972753042285647},{"$f":"AJ277+($AX$277-$AI$277)/15","v":1.7022368830836583},1.7071984619387519,1.7121600407938455,1.7171216196489392,1.7220831985040328,1.7270447773591264,1.7320063562142201,1.7369679350693137,1.7419295139244073,1.7468910927795009,1.7518526716345946,1.7568142504896882,1.7617758293447818,{"$f":"AI277*$B$740","v":1.7667374081998766},{"$f":"AX277+($BM$277-$AX$277)/15","v":1.7700881577207939},{"$f":"AY277+($BM$277-$AX$277)/15","v":1.7734389072417112},1.7767896567626285,1.7801404062835458,1.783491155804463,1.7868419053253803,1.7901926548462976,1.7935434043672149,1.7968941538881322,1.8002449034090495,1.8035956529299668,1.8069464024508841,1.8102971519718014,1.8136479014927187,{"$f":"AX277*$C$740","v":1.8169986510136373},{"$f":"BM277+($BR$277-$BM$277)/5","v":1.8204447247375162},{"$f":"BN277+($BR$277-$BM$277)/5","v":1.823890798461395},{"$f":"BO277+($BR$277-$BM$277)/5","v":1.8273368721852739},{"$f":"BP277+($BR$277-$BM$277)/5","v":1.8307829459091527},{"$f":"BM277*$D$740","v":1.8342290196330318}]
[" Electric Power 9/"]
["   Distillate Fuel Oil",13.773189544677701,14.7725219726563,19.176651000976602,12.4995737075806,9.7914295196533203,12.0805196762085,13.8671321868896,15.216549873352101,16.469785690307599,17.9636936187744,18.832237243652301,19.641151428222699,20.348432540893601,20.710233688354499,20.980741500854499,21.161005020141602,21.2950553894043,21.596014022827099,21.884708404541001,21.582948684692401,21.8727416992188,22.200710296630898,22.548530578613299,22.812198638916001,23.2114353179932,18.0768718719482,18.184886932373001,18.263076782226602,18.304286956787099]
["   Residual Fuel Oil",8.3781757354736293,8.5664386749267596,14.309384346008301,6.51324510574341,6.6763448715209996,9.3123388290405291,10.994701385498001,12.5300750732422,13.7526693344116,15.155575752258301,15.963142395019499,16.617677688598601,17.274333953857401,17.322587966918899,17.542411804199201,17.799869537353501,17.916141510009801,18.075910568237301,18.1613368988037,17.935956954956101,18.128087997436499,18.400978088378899,18.7218933105469,18.9085083007813,19.247135162353501,21.3195495605469,21.43874168396,21.398374557495099,21.4992275238037]
["   Natural Gas",7.0546379089355504,7.0191597938537598,8.8716125488281303,4.5556221008300799,5.1293134689331099,5.4535460472106898,5.5187635421752903,5.53977298736572,5.6835036277770996,5.8920464515686,6.0819325447082502,6.2693996429443404,6.4775133132934597,6.7354197502136204,7.0278439521789604,7.2539091110229501,7.3283839225768999,7.1506276130676296,7.1924118995666504,7.1398839950561497,7.2806253433227504,7.5354790687561,7.8600792884826696,8.0742120742797905,8.3395175933837908,17.291141510009801,17.529483795166001,17.525184631347699,17.7543029785156]
["   Steam Coal",1.7355252504348799,1.7800002098083501,1.9310736656189,1.98230564594269,1.86225914955139,1.87335216999054,1.85759365558624,1.8817487955093399,1.9043176174163801,1.90719401836395,1.9170492887496899,1.9259506464004501,1.94080138206482,1.94636797904968,1.9562891721725499,1.9622501134872401,1.9753552675247199,1.9811542034149201,1.98549652099609,1.9898830652236901,1.99634909629822,2.00744533538818,2.0202190876007098,2.0336120128631601,2.0445194244384801,11.227470397949199,11.517865180969199,11.5089683532715,11.7493782043457]
[null,null,null,null,null,null,null,null,null,null,null,null,null,null,null,null,null,null,null,null,null,null,null,null,null,null,15.2353620529175,15.5302953720093,15.500846862793001,15.7047281265259]
[" Average Price to All Users 10/",null,null,null,null,null,null,null,null,null,null,null,null,null,null,null,null,null,null,null,null,null,null,null,null,null,7.7013258934020996,7.6767330169677699,7.8322434425354004,7.7872447967529297]
["   Liquefied Petroleum Gases",15.657142639160201,18.5313529968262,19.701341629028299,16.4090671539307,16.297544479370099,18.4262371063232,20.2184352874756,21.813219070434599,23.252103805541999,24.811630249023398,25.812454223632798,26.627546310424801,27.460300445556602,27.8579425811768,28.113265991210898,28.325565338134801,28.4571437835693,28.7732944488525,28.920036315918001,28.525373458862301,28.814060211181602,29.1242790222168,29.486963272094702,29.629682540893601,30.0484523773193,7.8213167190551802,7.9383788108825701,8.0273618698120099,8.0851049423217791]
["   E85 4/",25.5142211914063,26.818180084228501,34.073703765869098,20.3962516784668,18.869060516357401,22.499189376831101,24.345371246337901,25.8835773468018,27.376197814941399,25.5507621765137,26.3307495117188,27.042121887206999,27.074653625488299,28.861484527587901,29.593324661254901,29.691083908081101,29.8394565582275,30.056737899780298,30.123649597168001,30.045396804809599,30.335887908935501,30.1821899414063,30.567377090454102,31.227724075317401,30.935503005981399,2.7168338298797599,2.7307398319244398,2.7413196563720699,2.7546591758728001]
["   Motor Gasoline 5/",21.649000167846701,22.8191947937012,26.0107421875,15.8019914627075,17.711067199706999,20.6589241027832,22.298402786254901,23.5152263641357,24.813198089599599,26.134485244751001,27.0586547851563,27.9900207519531,28.799554824829102,29.408401489257798,29.935087203979499,30.054672241210898,30.314332962036101,30.492042541503899,30.525100708007798,30.442491531372099,30.723676681518601,30.701581954956101,31.107343673706101,31.957983016967798,31.580909729003899,1.67883205413818,1.6938681602478001,1.7024568319320701,1.71655297279358]
["   Jet Fuel",15.2446508407593,16.0964660644531,22.1856594085693,10.540905952453601,10.4131317138672,12.992267608642599,14.8510446548462,16.4927158355713,17.888269424438501,19.120731353759801,20.025011062622099,20.925888061523398,21.650459289550799,22.054113388061499,22.358533859252901,22.535087585449201,22.624557495117202,22.875423431396499,23.088819503784201,22.878332138061499,23.229129791259801,23.440977096557599,23.911849975585898,24.3618278503418,24.669164657592798,1.2833950519561801,1.3286876678466799,1.33012855052948,1.33445107936859]
["   Distillate Fuel Oil",19.171348571777301,19.9431552886963,25.721439361572301,15.1513471603394,13.5963325500488,16.098552703857401,18.014595031738299,20.0945529937744,21.487236022949201,22.551927566528299,23.4185886383057,24.295482635498001,25.028078079223601,25.4735622406006,25.7968635559082,25.744600296020501,26.0401725769043,26.245742797851602,26.316581726074201,26.282798767089801,26.623888015747099,26.532428741455099,26.9911499023438,27.692060470581101,27.7130451202393,23.429731369018601,23.480413436889599,23.589033126831101,23.596023559570298]
["   Residual Fuel Oil",8.4246683120727504,9.3672227859497106,14.1781015396118,6.5043296813964799,6.9149212837219203,9.2013835906982404,10.8588418960571,12.3554439544678,13.5696716308594,14.9571332931519,15.7562828063965,16.419845581054702,17.090215682983398,17.3671054840088,17.589653015136701,17.8480415344238,17.911899566650401,18.041828155517599,18.112939834594702,17.862413406372099,18.047613143920898,18.333000183105501,18.6528930664063,18.8375339508057,19.187860488891602]
["   Natural Gas",9.5015735626220703,9.0060253143310494,10.1816816329956,6.76324558258057,7.4289712905883798,7.7374553680419904,7.7907910346984899,7.79954290390015,7.91036033630371,8.0721502304077095,8.2674913406372106,8.4630060195922905,8.6615943908691406,8.9140930175781303,9.2212562561035192,9.4307956695556605,9.4883728027343803,9.2674760818481392,9.2395153045654297,9.1623344421386701,9.3142642974853498,9.5711297988891602,9.9057645797729492,10.151716232299799,10.4206848144531]
["   Metallurgical Coal",3.6353600025177002,3.6099998950958301,4.0558156967163104,4.0487108230590803,3.9977276325225799,4.1121706962585396,4.1809573173522896,4.2343683242797896,4.27162742614746,4.2985162734985396,4.3192996978759801,4.3337044715881303,4.3530845642089799,4.3696141242981001,4.3899216651916504,4.4470157623290998,4.5093812942504901,4.5352845191955602,4.5618190765380904,4.5643453598022496,4.5493078231811497,4.5490665435790998,4.5331215858459499,4.4955492019653303,4.4319190979003897,253.732666015625,257.28918457031301,259.96432495117199,262.21316528320301]
["   Other Coal",1.7776364088058501,1.81885313987732,1.9676311016082799,2.0067975521087602,1.88941025733948,1.9042230844497701,1.89033174514771,1.9154095649719201,1.93832087516785,1.94072294235229,1.9500694274902299,1.9586881399154701,1.9732190370559699,1.9783339500427199,1.98810267448425,1.9938982725143399,2.0064799785614,2.0119984149932901,2.0163278579711901,2.0205180644989,2.0271856784820601,2.0382561683654798,2.0508835315704301,2.0641281604766801,2.0750961303710902,208.50216674804699,213.246017456055,217.97378540039099,222.08200073242199]
["   Coal to Liquids",0,0,0,0,0,1.5133428573608401,1.3742095232009901,1.19064140319824,1.3664953708648699,1.33487153053284,1.31654036045074,1.30223417282104,1.30838906764984,1.32146644592285,1.3489345312118499,1.3524934053421001,1.3570195436477701,1.3626403808593801,1.37119424343109,1.3635557889938399,1.3662919998168901,1.37254309654236,1.37609398365021,1.3784751892089799,1.3805129528045701,212.89649963378901,216.30204772949199,219.267822265625,222.079177856445]
["   Electricity",26.672916412353501,26.680915832519499,27.799331665039102,26.6892414093018,24.2756156921387,25.0947151184082,25.0493679046631,25.093559265136701,25.339256286621101,25.454051971435501,25.7708930969238,26.1124782562256,26.474697113037099,26.7419338226318,27.1641750335693,27.529588699340799,27.7828693389893,27.754991531372099,27.792310714721701,27.7856330871582,27.867961883544901,28.2280673980713,28.6754856109619,29.0858860015869,29.4564533233643,588.97521972656295,607.12139892578102,615.45501708984398,632.78991699218795]
[null,null,null,null,null,null,null,null,null,null,null,null,null,null,null,null,null,null,null,null,null,null,null,null,null,null,1264.10656738281,1293.95861816406,1312.66088867188,1339.16430664063]
["Non-Renewable Energy Expenditures by Sector",null,null,null,null,null,null,null,null,null,null,null,null,null,null,null,null,null,null,null,null,null,null,null,null,null,0.38684526085853599,0.443235874176025,0.46923574805259699,0.51463860273361195]
["(billion 2007 dollars)",null,null,null,null,null,null,null,null,null,null,null,null,null,null,null,null,null,null,null,null,null,null,null,null,null,1264.49340820313,1294.40185546875,1313.13012695313,1339.67895507813]
[" Residential",231.10064697265599,238.40081787109401,250.00378417968801,223.81915283203099,215.29118347168,224.09677124023401,227.34310913085901,227.85260009765599,231.24415588378901,234.18721008300801,238.75100708007801,243.18489074707,248.169021606445,252.72660827636699,258.44952392578102,262.50808715820301,265.94851684570301,267.30322265625,270.58847045898398,272.04168701171898,276.25186157226602,282.20260620117199,288.93267822265602,293.60751342773398,298.90402221679699]
[" Commercial",170.28274536132801,172.89260864257801,183.352294921875,163.89425659179699,157.14476013183599,164.69047546386699,166.42567443847699,169.00093078613301,173.04789733886699,176.93461608886699,182.04042053222699,187.24485778808599,192.69107055664099,197.508544921875,203.26272583007801,208.31881713867199,212.33370971679699,214.22947692871099,217.23475646972699,219.65505981445301,223.61666870117199,229.31947326660199,235.82908630371099,241.79779052734401,247.76422119140599]
[" Industrial",216.08058166503901,226.88609313964801,248.66896057128901,181.39601135253901,151.70443725585901,172.23597717285199,186.63681030273401,200.19924926757801,207.03741455078099,213.45352172851599,218.62767028808599,224.29528808593801,229.96401977539099,233.76069641113301,239.065841674805,241.45851135253901,242.383544921875,242.41815185546901,242.89247131347699,240.916915893555,241.41357421875,242.50785827636699,244.85752868652301,245.86729431152301,245.87216186523401]
[" Transportation",564.62982177734398,596.84759521484398,693.65460205078102,393.76574707031301,430.90808105468801,516.84307861328102,568.141357421875,610.89111328125,646.41064453125,676.39013671875,696.72686767578102,719.33160400390602,737.13671875,750.27301025390602,759.33123779296898,760.33734130859398,761.04602050781295,771.55059814453102,780.57421875,783.147216796875,796.70227050781295,794.56842041015602,811.39251708984398,832.07995605468795,835.36431884765602]
["   Total Non-Renewable Expenditures",1182.09375,1235.02709960938,1375.6796875,962.87518310546898,955.04846191406295,1077.86633300781,1148.54699707031,1207.94384765625,1257.74011230469,1300.96545410156,1336.14599609375,1374.056640625,1407.96081542969,1434.26879882813,1460.109375,1472.62280273438,1481.71179199219,1495.50146484375,1511.28991699219,1515.76086425781,1537.984375,1548.59838867188,1581.01184082031,1613.3525390625,1627.90478515625]
[" Transportation Renewable Expenditures",3.2131362706422799E-2,4.0145620703697198E-2,3.7687420845031697E-2,2.54867300391197E-2,5.4010055959224701E-2,6.77362531423569E-2,8.3178348839283003E-2,9.4869345426559407E-2,0.113030456006527,1.97330021858215,4.8567194938659703,6.7303171157836896,10.514961242675801,15.7356252670288,22.100711822509801,25.9892463684082,35.539012908935497,35.597633361816399,34.1677055358887,35.613494873046903,37.140151977539098,45.276290893554702,47.974498748779297,53.190200805664098,54.179977416992202]
["   Total Expenditures",1182.12585449219,1235.06726074219,1375.71740722656,962.90069580078102,955.10247802734398,1077.93408203125,1148.63012695313,1208.03869628906,1257.85314941406,1302.93872070313,1341.00268554688,1380.78698730469,1418.47583007813,1450.00439453125,1482.21008300781,1498.61206054688,1517.25085449219,1531.09912109375,1545.45764160156,1551.37438964844,1575.12451171875,1593.87463378906,1628.986328125,1666.54272460938,1682.08471679688]
[]
[]
["Prices in Nominal Dollars"]
[" Residential"]
["   Liquefied Petroleum Gases",23.2563285827637,24.973464965820298,29.096658706665,22.194786071777301,21.477947235107401,24.1509113311768,26.557428359985401,28.936630249023398,31.2247924804688,33.758499145507798,35.743316650390597,37.599853515625,39.552177429199197,40.9905815124512,42.334590911865199,43.7123832702637,44.985881805419901,46.523696899414098,47.765018463134801,48.143123626708999,49.548942565917997,50.986961364746101,52.580905914306598,53.965934753417997,55.648300170898402]
["   Distillate Fuel Oil",17.979913711547901,19.664405822753899,24.466548919677699,16.188474655151399,13.8549404144287,16.4927158355713,18.5955104827881,20.348911285400401,22.1809597015381,24.3712253570557,25.9372863769531,27.5034885406494,29.0146675109863,30.168525695800799,31.2883205413818,32.275276184082003,33.246475219726598,34.4459838867188,35.640113830566399,35.882171630859403,37.065284729003899,38.310382843017599,39.641868591308601,40.905982971191399,42.365245819091797]
["   Natural Gas",13.3406887054443,12.691158294677701,13.2631158828735,11.061133384704601,11.614992141723601,12.061012268066399,12.1186227798462,12.236530303955099,12.476335525512701,12.8177757263184,13.333586692810099,13.900782585144,14.492022514343301,15.1641521453857,15.945101737976101,16.661958694458001,17.186347961425799,17.308622360229499,17.6488857269287,17.9868679046631,18.635103225708001,19.4500408172607,20.3657627105713,21.1996364593506,22.095756530761701]
["   Electricity",30.388185501098601,31.181957244873001,32.471218109130902,31.722009658813501,29.6958332061768,31.365653991699201,32.001548767089801,32.924289703369098,34.030689239502003,34.890899658203097,35.995761871337898,37.227577209472699,38.5026245117188,39.672031402587898,41.180412292480497,42.698352813720703,44.053905487060497,45.011627197265597,46.023651123046903,46.971866607666001,48.032154083252003,49.565544128417997,51.240451812744098,52.949665069580099,54.583251953125]
[]
[" Commercial"]
["   Liquefied Petroleum Gases",20.6414604187012,23.041419982910199,24.0578727722168,21.6475944519043,18.202018737793001,20.8180141448975,23.171899795532202,25.4778232574463,27.6801948547363,30.122516632080099,32.012001037597699,33.770454406738303,35.6212158203125,36.9546508789063,38.187240600585902,39.449775695800803,40.605808258056598,42.0293998718262,43.160079956054702,43.432140350341797,44.7312202453613,46.061283111572301,47.542713165283203,48.814918518066399,50.382663726806598]
["   Distillate Fuel Oil",14.625953674316399,16.054100036621101,21.4175109863281,14.1806936264038,11.1656141281128,13.940697669982899,16.055301666259801,18.2004089355469,20.072311401367202,21.922914505004901,23.436100006103501,24.993484497070298,26.4673175811768,27.614213943481399,28.7058811187744,29.4854850769043,30.5256862640381,31.597146987915,32.548923492431598,32.997859954833999,34.165657043457003,35.000114440917997,36.3691596984863,37.943679809570298,39.006439208984403]
["   Residual Fuel",8.64862155914307,10.3074436187744,13.7067270278931,6.9139137268066397,6.0204734802246103,9.0269355773925799,10.767860412597701,12.611166954040501,14.3083610534668,16.269037246704102,17.569841384887699,18.511304855346701,19.7891235351563,20.573390960693398,21.404872894287099,22.193275451660199,22.9593410491943,23.7928276062012,24.398706436157202,24.292516708373999,25.0136394500732,25.751762390136701,26.606601715087901,27.4516487121582,28.286119461059599]
["   Natural Gas",11.5840444564819,10.9898433685303,11.588038444519,9.1930990219116193,9.8226709365844709,10.233100891113301,10.334647178649901,10.4663095474243,10.734943389892599,11.106437683105501,11.600093841552701,12.1229543685913,12.6781578063965,13.3144483566284,14.069993019104,14.7329454421997,15.223674774169901,15.329276084899901,15.6546773910522,15.9318437576294,16.5416469573975,17.316057205200199,18.194717407226602,18.967941284179702,19.811794281005898]
["   Electricity",27.631908416748001,28.029735565185501,29.6960258483887,28.491619110107401,25.7724418640137,26.858903884887699,27.045906066894499,27.5620422363281,28.370775222778299,29.106733322143601,30.1617736816406,31.290737152099599,32.536418914794901,33.661582946777301,35.072307586669901,36.4632377624512,37.713531494140597,38.535266876220703,39.429233551025398,40.172752380371101,41.0662841796875,42.386928558349602,43.920989990234403,45.4139213562012,46.925571441650398]
[]
[" Industrial 1/"]
["   Liquefied Petroleum Gases",20.489143371581999,23.3795166015625,27.232301712036101,22.957033157348601,17.265552520751999,19.8652458190918,22.207704544067401,24.495702743530298,26.6714878082275,29.0830192565918,30.951156616210898,32.690711975097699,34.514808654785199,35.846107482910199,37.040077209472699,38.301750183105497,39.421558380127003,40.814861297607401,41.884078979492202,42.155609130859403,43.402267456054702,44.705905914306598,46.153343200683601,47.236614227294901,48.820529937744098]
["   Distillate Fuel Oil",15.3226671218872,16.8219394683838,22.4200763702393,14.749831199646,11.025536537170399,14.0721025466919,16.2283020019531,18.6841716766357,20.619239807128899,22.302150726318398,23.831027984619102,25.434989929199201,26.940843582153299,28.1489963531494,29.2844352722168,29.987220764160199,31.1475830078125,32.191192626953097,33.043167114257798,33.6753120422363,34.892765045166001,35.508182525634801,36.966400146484403,38.821296691894503,39.679729461669901]
["   Residual Fuel Oil",8.9709205627441406,10.5954837799072,14.049506187439,7.1343002319335902,10.215766906738301,12.8617763519287,14.814771652221699,16.696189880371101,18.396284103393601,20.378862380981399,21.7460041046143,22.969861984252901,24.3396511077881,25.3345756530762,26.3205471038818,27.310920715331999,28.174968719482401,29.129919052123999,29.910713195800799,30.004579544067401,30.867444992065401,31.741449356079102,32.901214599609403,33.791465759277301,34.9404487609863]
["   Natural Gas 2/",7.7454247474670401,7.5152516365051296,8.9947338104247994,5.0039734840393102,5.7063522338867196,6.1171517372131303,6.2487673759460396,6.4428400993347203,6.7520828247070304,7.1508984565734899,7.5258989334106401,7.9240221977233896,8.3488731384277308,8.8619937896728498,9.4837093353271502,9.9987487792968803,10.352954864501999,10.3336448669434,10.549848556518601,10.6489877700806,11.076291084289601,11.6912574768066,12.4464559555054,13.0579080581665,13.758059501647899]
["   Metallurgical Coal",3.53999996185303,3.6099998950958301,4.1449666023254403,4.1784791946411097,4.1485314369201696,4.3175525665283203,4.44484186172485,4.5821456909179696,4.7206311225891104,4.8563599586486799,4.9913563728332502,5.1233406066894496,5.2680139541626003,5.4137320518493697,5.5743689537048304,5.7906579971313503,6.0209679603576696,6.20045709609985,6.3775997161865199,6.5161404609680202,6.6299972534179696,6.7667918205261204,6.88553714752197,6.9704546928405797,7.0137753486633301]
["   Other Industrial Coal",2.3399634361267099,2.4299483299255402,2.5979068279266402,2.52754878997803,2.4808654785156299,2.6002757549285902,2.6509947776794398,2.73208808898926,2.8122007846832302,2.8687095642089799,2.94158983230591,3.0178208351135298,3.1028199195861799,3.17316722869873,3.2616541385650599,3.3479356765747101,3.4371068477630602,3.5193088054657,3.6053638458252002,3.6816923618316699,3.7800858020782502,3.88063645362854,3.98858737945557,4.1003923416137704,4.2166938781738299]
["   Coal to Liquids",0,0,0,0,0,1.5889266729354901,1.46094393730164,1.28843116760254,1.5101318359375,1.50810551643372,1.5213859081268299,1.53951179981232,1.58338570594788,1.63723039627075,1.71289122104645,1.76114201545715,1.8119050264358501,1.8629466295242301,1.9169825315475499,1.9466364383697501,1.9911848306655899,2.0416746139526398,2.09020328521729,2.1373581886291499,2.1847438812255899]
["   Electricity",17.918214797973601,18.6226921081543,20.7813816070557,19.773582458496101,17.462970733642599,18.126573562622099,18.238889694213899,18.4867153167725,19.006654739379901,19.565620422363299,20.355871200561499,21.173530578613299,22.037576675415,22.867145538330099,23.876249313354499,24.851699829101602,25.777753829956101,26.392097473144499,27.017583847045898,27.588447570800799,28.206142425537099,29.1773777008057,30.336851119995099,31.4674072265625,32.538986206054702]
[]
[" Transportation"]
["   Liquefied Petroleum Gases 3/",21.711509704589801,25.0072345733643,29.391622543335,22.380046844482401,21.3089294433594,23.935417175293001,26.369024276733398,28.752412796020501,31.0282287597656,33.547065734863303,35.514869689941399,37.352748870849602,39.287044525146499,40.7039604187012,42.024444580078097,43.379894256591797,44.630382537841797,46.145259857177699,47.363857269287102,47.7197074890137,49.102500915527301,50.517303466796903,52.086456298828097,53.442653656005902,55.104091644287102]
["   E85 4/",24.84494972229,26.818180084228501,34.822681427002003,21.049989700317401,19.580844879150401,23.622909545898398,25.881950378418001,28.009447097778299,30.2537937164307,28.866632461547901,30.4276523590088,31.969417572021499,32.765193939208999,35.757926940917997,37.577915191650398,38.662086486816399,39.8419189453125,41.092353820800803,42.114028930664098,42.893341064453097,44.2104301452637,44.896373748779297,46.4299926757813,48.419319152832003,48.957271575927699]
["   Motor Gasoline 5/",21.213121414184599,22.982162475585898,26.749811172485401,16.175968170166001,18.381326675415,21.693702697753899,23.709007263183601,25.449525833129901,27.424634933471701,29.529468536376999,31.27219581604,33.093906402587898,34.856166839599602,36.438858032226598,38.015861511230497,39.139541625976598,40.478176116943402,41.691452026367202,42.679801940917997,43.464977264404297,44.780059814453097,45.673988342285199,47.254981994628899,49.557445526122997,49.9830131530762]
["   Jet Fuel 6/",14.844763755798301,16.0964660644531,22.673322677612301,10.878761291503899,10.805939674377401,13.641165733337401,15.7883806228638,17.847295761108398,19.768560409545898,21.6021404266357,23.1407794952393,24.738756179809599,26.200944900512699,27.323936462402301,28.3911018371582,29.343944549560501,30.208518981933601,31.274351119995099,32.279064178466797,32.661514282226598,33.853298187255902,34.868740081787102,36.320652008056598,37.773586273193402,39.040420532226598]
["   Diesel Fuel (distillate fuel oil) 7/",19.740650177001999,20.921422958373999,27.660943984985401,15.872093200683601,15.1842641830444,17.936090469360401,20.100133895873999,22.737785339355501,24.745433807373001,26.438911437988299,28.0228977203369,29.7338352203369,31.2589511871338,32.543869018554702,33.764415740966797,34.490653991699197,35.692588806152301,36.884777069091797,37.7488403320313,38.541912078857401,39.811958312988303,40.433952331542997,41.980552673339801,44.0175971984863,44.845256805419901]
["   Residual Fuel Oil",7.9912142753601101,9.4357099533081108,14.5987691879272,6.5974926948547399,6.8336348533630398,9.1002550125122106,10.9850196838379,12.7856092453003,14.3925485610962,16.284711837768601,17.587419509887699,18.815961837768601,20.079933166503899,21.0047607421875,21.793167114257798,22.696048736572301,23.3086338043213,24.011238098144499,24.648492813110401,24.8559169769287,25.6537380218506,26.666080474853501,27.731492996215799,28.609724044799801,29.807550430297901]
["   Natural Gas 8/",15.1338348388672,15.4958410263062,17.260919570922901,13.197589874267599,14.011960029602101,14.5198259353638,14.7125358581543,14.9809007644653,15.3987216949463,15.929105758666999,16.444049835205099,16.986526489257798,17.562019348144499,18.214298248291001,18.978889465331999,19.653842926025401,20.151586532592798,20.264110565185501,20.6345119476318,20.930568695068398,21.5493049621582,22.330928802490199,23.217420578002901,23.984209060668899,24.842088699340799]
["   Electricity",29.552911758422901,30.777971267700199,34.475650787353501,32.511272430419901,28.3578701019287,29.9883632659912,30.793474197387699,31.290824890136701,31.788017272949201,32.228786468505902,33.101249694824197,33.873565673828097,34.876777648925803,35.790927886962898,37.005527496337898,38.374465942382798,39.741268157958999,40.743644714355497,41.832027435302699,42.8788452148438,44.165149688720703,45.822151184082003,47.770866394042997,49.4786567687988,51.408214569091797]
[null,null,null,null,null,null,null,null,null,null,null,null,null,null,null,null,null,null,null,null,null,null,null,null,null,null,2027,2028,2029,2030,2031,2032,2033,2034,2035,2036,2037,2038,2039,2040,2041,2042,2043,2044,2045,2046,2047,2048,2049,2050,2051,2052,2053,2054,2055,2056,2057,2058,2059,2060,2061,2062,2063,2064,2065,2066,2067,2068,2069,2070]
[" Electric Power 9/"]
["   Distillate Fuel Oil",13.411901473999,14.7725219726563,19.598173141479499,12.9002075195313,10.160784721374499,12.683879852294901,14.742367744445801,16.466316223144499,18.200975418090799,20.294946670532202,21.762416839599599,23.219928741455099,24.625257492065401,25.658937454223601,26.641567230224599,27.554689407348601,28.433355331420898,29.525194168090799,30.595668792724599,30.812200546264599,31.8765468597412,33.023826599121101,34.249851226806598,35.370849609375,36.733474731445298]
["   Residual Fuel Oil",8.1584053039550799,8.5664386749267596,14.623919486999499,6.72200632095337,6.9281921386718803,9.7774429321289098,11.688641548156699,13.5591955184937,15.198254585266101,17.122402191162099,18.4469089508057,19.645553588867202,20.905046463012699,21.461814880371101,22.275539398193398,23.178005218505898,23.921798706054702,24.712652206420898,25.390251159668001,25.605690002441399,26.419223785400401,27.371679306030298,28.437421798706101,29.318086624145501,30.4597358703613]
["   Natural Gas",6.8695855140686,7.0191597938537598,9.0666198730468803,4.70163822174072,5.3228030204772896,5.7259230613708496,5.8670849800109899,5.9947657585143999,6.2809138298034703,6.6566915512084996,7.0282440185546902,7.4117355346679696,7.8389544486999503,8.3448457717895508,8.9240303039550799,9.4456386566162092,9.7849264144897496,9.7760477066040004,10.055270195007299,10.193024635314901,10.610521316528301,11.20911693573,11.9389839172363,12.519255638122599,13.197782516479499]
["   Steam Coal",1.6900001764297501,1.7800002098083501,1.97352075576782,2.0458421707153298,1.9325078725814799,1.9669165611267101,1.97483730316162,2.0363006591796902,2.1044862270355198,2.15470170974731,2.2153303623199498,2.2768745422363299,2.3487181663513201,2.4114518165588401,2.4841165542602499,2.5551335811614999,2.63751268386841,2.7085535526275599,2.7758009433746298,2.84079241752625,2.9094073772430402,2.9860992431640598,3.0685904026031499,3.1531631946563698,3.23557353019714]
[]
[" Average Price to All Users 10/"]
["   Liquefied Petroleum Gases",15.246436119079601,18.5313529968262,20.134397506713899,16.9350070953369,16.912326812744102,19.346534729003899,21.4945392608643,23.604782104492202,25.696203231811499,28.031579971313501,29.828712463378899,31.479301452636701,33.231895446777301,34.5145874023438,35.698520660400398,36.883983612060497,37.996242523193402,39.337680816650398,40.431327819824197,40.7233276367188,41.9925727844238,43.322719573974602,44.788909912109403,45.941520690917997,47.553462982177699]
["   E85 4/",24.84494972229,26.818180084228501,34.822681427002003,21.049989700317401,19.580844879150401,23.622909545898398,25.881950378418001,28.009447097778299,30.2537937164307,28.866632461547901,30.4276523590088,31.969417572021499,32.765193939208999,35.757926940917997,37.577915191650398,38.662086486816399,39.8419189453125,41.092353820800803,42.114028930664098,42.893341064453097,44.2104301452637,44.896373748779297,46.4299926757813,48.419319152832003,48.957271575927699]
["   Motor Gasoline 5/",21.081119537353501,22.8191947937012,26.582485198974599,16.308473587036101,18.3791694641113,21.690732955932599,23.705785751342798,25.446578979492202,27.421388626098601,29.526109695434599,31.268815994262699,33.090030670166001,34.852634429931598,36.4355278015137,38.011890411377003,39.135532379150398,40.475978851318402,41.687484741210902,42.675270080566399,43.460239410400398,44.775581359863303,45.668975830078097,47.250167846679702,49.551605224609403,49.978668212890597]
["   Jet Fuel",14.844763755798301,16.0964660644531,22.673322677612301,10.878761291503899,10.805939674377401,13.641165733337401,15.7883806228638,17.847295761108398,19.768560409545898,21.6021404266357,23.1407794952393,24.738756179809599,26.200944900512699,27.323936462402301,28.3911018371582,29.343944549560501,30.208518981933601,31.274351119995099,32.279064178466797,32.661514282226598,33.853298187255902,34.868740081787102,36.320652008056598,37.773586273193402,39.040420532226598]
["   Distillate Fuel Oil",18.668458938598601,19.9431552886963,26.286823272705099,15.636975288391101,14.1092176437378,16.902593612670898,19.1516017913818,21.744958877563501,23.745824813842798,25.478622436523398,27.0623779296875,28.722316741943398,30.288469314575199,31.560461044311499,32.757129669189503,33.523193359375,34.769081115722699,35.882114410400398,36.791599273681598,37.5217895507813,38.800697326660199,39.467311859130902,40.997920989990199,42.937191009521499,43.857540130615199]
["   Residual Fuel Oil",8.2036781311035192,9.3672227859497106,14.4897508621216,6.7128052711486799,7.1757683753967303,9.6609458923339808,11.544206619262701,13.370221138000501,14.996021270751999,16.898206710815401,18.207862854003899,19.411674499511701,20.6822299957275,21.516969680786101,22.335527420043899,23.2407321929932,23.916133880615199,24.6660556793213,25.322589874267599,25.500698089599599,26.3019409179688,27.270561218261701,28.332614898681602,29.2080383300781,30.365930557251001]
["   Natural Gas",9.2523355484008807,9.0060253143310494,10.405486106872599,6.98002004623413,7.7092094421386701,8.12390232086182,8.2825136184692401,8.4401350021362305,8.7418422698974592,9.1197204589843803,9.5538625717163104,10.0050344467163,10.4820852279663,11.0441122055054,11.7092485427856,12.280260086059601,12.668963432311999,12.670117378234901,12.917200088501,13.0803108215332,13.574273109436,14.23717212677,15.0462560653687,15.740474700927701,16.4913539886475]
["   Metallurgical Coal",3.53999996185303,3.6099998950958301,4.1449666023254403,4.1784791946411097,4.1485314369201696,4.3175525665283203,4.44484186172485,4.5821456909179696,4.7206311225891104,4.8563599586486799,4.9913563728332502,5.1233406066894496,5.2680139541626003,5.4137320518493697,5.5743689537048304,5.7906579971313503,6.0209679603576696,6.20045709609985,6.3775997161865199,6.5161404609680202,6.6299972534179696,6.7667918205261204,6.88553714752197,6.9704546928405797,7.0137753486633301]
["   Other Coal",1.73100674152374,1.81885313987732,2.01088166236877,2.0711190700531001,1.96068322658539,1.99932932853699,2.0096416473388699,2.07272601127625,2.1420636177063002,2.1925818920135498,2.2534883022308301,2.3155770301818799,2.38794946670532,2.4510562419891402,2.52451372146606,2.5963439941406299,2.6790707111358598,2.7507226467132599,2.8189043998718302,2.8845274448394802,2.9543473720550502,3.0319309234619101,3.1151678562164302,3.20047926902771,3.2839629650115998,{"$f":"Z527+($AI$357-$Y$527)/10","v":8.0623037763536161},{"$f":"AA357+($AI$357-$Y$527)/10","v":8.1146083992868938},8.1669130222201716,8.2192176451534493,8.2715222680867271,8.3238268910200048,8.3761315139532826,8.4284361368865603,{"$f":"T527*$E$742","v":8.4807407598198452},{"$f":"AI357+($AX$357-$AI$357)/15","v":8.5767365137369804},{"$f":"AJ357+($AX$357-$AI$357)/15","v":8.6727322676541156},8.7687280215712509,8.8647237754883861,8.9607195294055213,9.0567152833226565,9.1527110372397917,9.248706791156927,9.3447025450740622,9.4406982989911974,9.5366940529083326,9.6326898068254678,9.728685560742603,9.8246813146597383,{"$f":"AI357*$B$742","v":9.9206770685768717},{"$f":"AX357+($BM$357-$AX$357)/15","v":10.018909165246043},{"$f":"AY357+($BM$357-$AX$357)/15","v":10.117141261915215},10.215373358584387,10.313605455253558,10.41183755192273,10.510069648591902,10.608301745261073,10.706533841930245,10.804765938599417,10.902998035268588,11.00123013193776,11.099462228606932,11.197694325276103,11.295926421945275,{"$f":"AX357*$C$742","v":11.394158518614441},{"$f":"BM357+($BR$357-$BM$357)/5","v":11.506980665059427},{"$f":"BN357+($BR$357-$BM$357)/5","v":11.619802811504412},{"$f":"BO357+($BR$357-$BM$357)/5","v":11.732624957949398},{"$f":"BP357+($BR$357-$BM$357)/5","v":11.845447104394383},{"$f":"BM357*$D$742","v":11.95826925083937}]
["   Coal to Liquids",0,0,0,0,0,1.5889266729354901,1.46094393730164,1.28843116760254,1.5101318359375,1.50810551643372,1.5213859081268299,1.53951179981232,1.58338570594788,1.63723039627075,1.71289122104645,1.76114201545715,1.8119050264358501,1.8629466295242301,1.9169825315475499,1.9466364383697501,1.9911848306655899,2.0416746139526398,2.09020328521729,2.1373581886291499,2.1847438812255899,{"$f":"Z528+($AI$358-$Y$528)/10","v":22.224617194901626},{"$f":"AA358+($AI$358-$Y$528)/10","v":22.135413455621489},22.046209716341352,21.957005977061215,21.867802237781078,21.778598498500941,21.689394759220804,21.600191019940667,{"$f":"T528*$E$745","v":21.510987280660522},{"$f":"AI358+($AX$358-$AI$358)/15","v":21.502530865644818},{"$f":"AJ358+($AX$358-$AI$358)/15","v":21.494074450629114},21.48561803561341,21.477161620597705,21.468705205582001,21.460248790566297,21.451792375550593,21.443335960534888,21.434879545519184,21.42642313050348,21.417966715487776,21.409510300472071,21.401053885456367,21.392597470440663,{"$f":"AI358*$B$745","v":21.384141055424955},{"$f":"AX358+($BM$358-$AX$358)/15","v":21.397725276976207},{"$f":"AY358+($BM$358-$AX$358)/15","v":21.411309498527459},21.42489372007871,21.438477941629962,21.452062163181214,21.465646384732466,21.479230606283718,21.49281482783497,21.506399049386221,21.519983270937473,21.533567492488725,21.547151714039977,21.560735935591229,21.574320157142481,{"$f":"AX358*$C$745","v":21.587904378693722},{"$f":"BM358+($BR$358-$BM$358)/5","v":21.601618040381013},{"$f":"BN358+($BR$358-$BM$358)/5","v":21.615331702068303},{"$f":"BO358+($BR$358-$BM$358)/5","v":21.629045363755594},{"$f":"BP358+($BR$358-$BM$358)/5","v":21.642759025442885},{"$f":"BM358*$D$745","v":21.656472687130176}]
["   Electricity",25.973251342773398,26.680915832519499,28.4103908538818,27.544679641723601,25.191349029541001,26.348068237304702,26.6303806304932,27.154542922973601,28.002742767333999,28.757371902465799,29.780685424804702,30.870384216308601,32.039138793945298,33.131908416747997,34.493354797363303,35.847507476806598,37.095943450927699,37.945499420166001,38.854724884033203,39.667263031005902,40.613765716552699,41.989593505859403,43.556324005127003,45.098350524902301,46.616588592529297]
[]
["Non-Renewable Energy Expenditures by Sector"]
["(billion nominal dollars)"]
[" Residential",225.03859096661196,238.40081787109398,255.49913625772319,230.9929746666815,223.41247611699868,235.2892736225177,241.6920712265439,246.56659612211084,255.55094332875294,264.57905396662414,275.89920726734971,287.49516661999758,300.32909110683801,313.11554742582229,328.18192619930682,341.8235015289352,355.09694320426638,365.44612056098629,378.29315112389759,388.37155634393389,402.59953615177363,419.77981120164446,438.87123825530841,455.24534715742953,473.03338245571979]
[" Commercial",165.81601818957134,172.89260864257801,187.38257557629601,169.14737359110225,163.07263216137929,172.91593328178766,176.9297785804325,182.88131988639063,191.23749630338142,199.89645601118545,210.36479941888081,221.36240217535854,233.19080564556924,244.70314616363081,258.1051490216438,271.26123343313407,283.50995205362011,292.88584879534454,303.70259464185926,313.58347456242666,325.89089746765683,341.11550736031069,358.21009848865214,374.9131546581271,392.1016075075479]
[" Industrial",210.41252056252281,226.88609313964801,254.13497179068762,187.2100922767749,157.4270874391178,180.83829470805441,198.41655822177904,216.64201952030527,228.79975664936245,241.15463361452254,252.64480203410886,265.1637238738445,278.29776899368039,289.61773721654419,303.56832242347855,314.41390898844122,323.63277263436424,331.42426143912343,339.57307272400601,343.93727888891527,351.82746805051073,360.73339056833169,371.92375563686846,381.22301587849751,389.10731115707301]
[" Transportation",549.81888270324475,596.84759521484398,708.90187629235277,406.38667462869051,447.16295305198071,542.65678113398656,604.00010341071868,661.06483901631009,714.35686387994281,764.16924059162022,805.13331786340132,850.39970498506295,892.06783074940802,929.55049698437085,964.20679928883487,990.06920191633094,1016.1557534719609,1054.8326731961108,1091.2729592511287,1118.0349113947391,1161.085260138974,1181.9301954596156,1232.4560893451367,1290.1595195386233,1322.0136898683704,{"$f":"Z536+($AI$366-$Y$536)/10","v":5.5334229650972304},{"$f":"AA366+($AI$366-$Y$536)/10","v":5.5639341150042458},5.5944452649112613,5.6249564148182767,5.6554675647252921,5.6859787146323075,5.716489864539323,5.7470010144463384,{"$f":"T536*$E$742","v":5.7775121643533494},{"$f":"AI366+($AX$366-$AI$366)/15","v":5.8429093568498098},{"$f":"AJ366+($AX$366-$AI$366)/15","v":5.9083065493462703},5.9737037418427308,6.0391009343391913,6.1044981268356517,6.1698953193321122,6.2352925118285727,6.3006897043250332,6.3660868968214936,6.4314840893179541,6.4968812818144146,6.5622784743108751,6.6276756668073356,6.693072859303796,{"$f":"AI366*$B$742","v":6.7584700518002592},{"$f":"AX366+($BM$366-$AX$366)/15","v":6.8253907547799981},{"$f":"AY366+($BM$366-$AX$366)/15","v":6.8923114577597371},6.959232160739476,7.026152863719215,7.0930735666989539,7.1599942696786929,7.2269149726584319,7.2938356756381708,7.3607563786179098,7.4276770815976487,7.4945977845773877,7.5615184875571266,7.6284391905368656,7.6953598935166045,{"$f":"AX366*$C$742","v":7.7622805964963462},{"$f":"BM366+($BR$366-$BM$366)/5","v":7.8391407838260445},{"$f":"BN366+($BR$366-$BM$366)/5","v":7.9160009711557429},{"$f":"BO366+($BR$366-$BM$366)/5","v":7.9928611584854412},{"$f":"BP366+($BR$366-$BM$366)/5","v":8.0697213458151396},{"$f":"BM366*$D$742","v":8.1465815331448379}]
["   Total Non-Renewable Expenditures",1151.0859678463546,1235.02709960938,1405.9186066996403,993.73713091111074,991.07514876947641,1131.7003147881212,1221.038560105055,1307.1547250090439,1389.9450601614428,1469.7993497059265,1544.0421618496678,1624.4209976542634,1703.8854780296228,1776.9868521708881,1854.0622550605767,1917.5679054742993,1978.3954213642144,2044.5889248527621,2112.8417777408945,2163.9271994062915,2241.4031618089139,2303.558949985179,2401.4612280803153,2501.5410135735665,2576.2560875804752]
[" Transportation Renewable Expenditures",3.1288517293273019E-2,4.0145620703697205E-2,3.8515830891447944E-2,2.6303627333810531E-2,5.6047443014104255E-2,7.1119337023784479E-2,8.8428224145552056E-2,0.10266115711707489,0.12491143634290662,2.2293869286864165,5.6123954184121017,7.9566359351664051,12.724991751969894,19.495647700796784,28.06371652814466,33.841758141316177,47.452021910622882,48.667640008057987,47.767774332439714,50.842459413568172,54.12672288853372,67.349033728123644,72.870357898145016,82.472655922369356,85.74303480046683]
["   Total Expenditures",1151.1172301979784,1235.06726074219,1405.957155546361,993.76346133595302,991.13120249830877,1131.7714475332546,1221.1269368042056,1307.2573637523753,1390.0699789505047,1472.0286986549243,1549.6545225531884,1632.3776685401217,1716.6105344121597,1796.4824632434897,1882.1259667447755,1951.4096785174786,2025.8475094892897,2093.2565961526161,2160.609578738799,2214.7697023873047,2295.5298624598372,2370.9079156203875,2474.3315685955818,2584.0136458368329,2661.9990499371279,{"$f":"Z539+($AI$369-$Y$539)/10","v":15.611683809514826},{"$f":"AA369+($AI$369-$Y$539)/10","v":15.541748469704389},15.471813129893953,15.401877790083516,15.331942450273079,15.262007110462642,15.192071770652205,15.122136430841769,{"$f":"T539*$E$745","v":15.052201091031337},{"$f":"AI369+($AX$369-$AI$369)/15","v":15.046283758755285},{"$f":"AJ369+($AX$369-$AI$369)/15","v":15.040366426479233},15.034449094203181,15.028531761927129,15.022614429651076,15.016697097375024,15.010779765098972,15.00486243282292,14.998945100546868,14.993027768270816,14.987110435994763,14.981193103718711,14.975275771442659,14.969358439166607,{"$f":"AI369*$B$745","v":14.963441106890555},{"$f":"AX369+($BM$369-$AX$369)/15","v":14.972946595029557},{"$f":"AY369+($BM$369-$AX$369)/15","v":14.982452083168559},14.991957571307561,15.001463059446563,15.010968547585565,15.020474035724567,15.029979523863569,15.03948501200257,15.048990500141572,15.058495988280574,15.068001476419576,15.077506964558578,15.08701245269758,15.096517940836582,{"$f":"AX369*$C$745","v":15.106023428975591},{"$f":"BM369+($BR$369-$BM$369)/5","v":15.115619492174282},{"$f":"BN369+($BR$369-$BM$369)/5","v":15.125215555372973},{"$f":"BO369+($BR$369-$BM$369)/5","v":15.134811618571664},{"$f":"BP369+($BR$369-$BM$369)/5","v":15.144407681770355},{"$f":"BM369*$D$745","v":15.154003744969049}]
[]
[]
[]
["   1/ Includes energy for combined heat and power plants, except those whose primary business is to sell electricity, or electricity and heat, to the public."]
["   2/ Excludes use for lease and plant fuel.",null,null,null,null,null,null,null,null,null,null,null,null,null,null,null,null,null,null,null,null,null,null,null,null,null,{"$f":"Z544+($AI$374-$Y$544)/10","v":11.584123362673006},{"$f":"AA374+($AI$374-$Y$544)/10","v":11.952852829654059},12.321582296635112,12.690311763616165,13.059041230597218,13.427770697578271,13.796500164559324,14.165229631540377,{"$f":"T544*$E$744","v":14.533959098521429},{"$f":"AI374+($AX$374-$AI$374)/15","v":14.687791105011014},{"$f":"AJ374+($AX$374-$AI$374)/15","v":14.841623111500599},14.995455117990184,15.14928712447977,15.303119130969355,15.45695113745894,15.610783143948526,15.764615150438111,15.918447156927696,16.072279163417281,16.226111169906865,16.379943176396448,16.533775182886032,16.687607189375615,{"$f":"AI374*$B$744","v":16.841439195865195},{"$f":"AX374+($BM$374-$AX$374)/15","v":16.937333989857837},{"$f":"AY374+($BM$374-$AX$374)/15","v":17.033228783850479},17.129123577843121,17.225018371835763,17.320913165828404,17.416807959821046,17.512702753813688,17.60859754780633,17.704492341798971,17.800387135791613,17.896281929784255,17.992176723776897,18.088071517769539,18.18396631176218,{"$f":"AX374*$C$744","v":18.27986110575484},{"$f":"BM374+($BR$374-$BM$374)/5","v":18.383946243287554},{"$f":"BN374+($BR$374-$BM$374)/5","v":18.488031380820267},{"$f":"BO374+($BR$374-$BM$374)/5","v":18.592116518352981},{"$f":"BP374+($BR$374-$BM$374)/5","v":18.696201655885694},{"$f":"BM374*$D$744","v":18.800286793418415}]
["   3/ Includes Federal and State taxes while excluding county and local taxes."]
["   4/ E85 refers to a blend of 85 percent ethanol (renewable) and 15 percent motor gasoline (nonrenewable).  To address cold starting issues, the percentage of ethanol varies",null,null,null,null,null,null,null,null,null,null,null,null,null,null,null,null,null,null,null,null,null,null,null,null,null,{"$f":"Z546+($AI$376-$Y$546)/10","v":13.665763245709009},{"$f":"AA376+($AI$376-$Y$546)/10","v":14.091688195895063},14.517613146081118,14.943538096267172,15.369463046453227,15.795387996639281,16.221312946825336,16.64723789701139,{"$f":"T546*$E$744","v":17.073162847197445},{"$f":"AI376+($AX$376-$AI$376)/15","v":17.253870586919582},{"$f":"AJ376+($AX$376-$AI$376)/15","v":17.43457832664172},17.615286066363858,17.795993806085995,17.976701545808133,18.157409285530271,18.338117025252409,18.518824764974546,18.699532504696684,18.880240244418822,19.060947984140959,19.241655723863097,19.422363463585235,19.603071203307373,{"$f":"AI376*$B$744","v":19.783778943029514},{"$f":"AX376+($BM$376-$AX$376)/15","v":19.896427356509733},{"$f":"AY376+($BM$376-$AX$376)/15","v":20.009075769989952},20.121724183470171,20.23437259695039,20.347021010430609,20.459669423910828,20.572317837391047,20.684966250871266,20.797614664351485,20.910263077831704,21.022911491311923,21.135559904792142,21.248208318272361,21.36085673175258,{"$f":"AX376*$C$744","v":21.47350514523281},{"$f":"BM376+($BR$376-$BM$376)/5","v":21.595774823509927},{"$f":"BN376+($BR$376-$BM$376)/5","v":21.718044501787045},{"$f":"BO376+($BR$376-$BM$376)/5","v":21.840314180064162},{"$f":"BP376+($BR$376-$BM$376)/5","v":21.962583858341279},{"$f":"BM376*$D$744","v":22.084853536618393}]
["seasonally.  The annual average ethanol content of 74 percent is used for this forecast."]
["   5/ Sales weighted-average price for all grades.  Includes Federal, State, and local taxes."]
["   6/ Kerosene-type jet fuel.  Includes Federal and State taxes while excluding county and local taxes."]
["   7/ Diesel fuel for on-road use.  Includes Federal and State taxes while excluding county and local taxes.",null,null,null,null,null,null,null,null,null,null,null,null,null,null,null,null,null,null,null,null,null,null,null,null,null,{"$f":"Z550+($AI$380-$Y$550)/10","v":17.944433063730909},{"$f":"AA380+($AI$380-$Y$550)/10","v":17.852387205459664},17.760341347188419,17.668295488917174,17.576249630645929,17.484203772374684,17.392157914103439,17.300112055832194,{"$f":"T550*$E$747","v":17.208066197560942},{"$f":"AI380+($AX$380-$AI$380)/15","v":17.219509839491277},{"$f":"AJ380+($AX$380-$AI$380)/15","v":17.230953481421611},17.242397123351946,17.253840765282281,17.265284407212615,17.27672804914295,17.288171691073284,17.299615333003619,17.311058974933953,17.322502616864288,17.333946258794622,17.345389900724957,17.356833542655291,17.368277184585626,{"$f":"AI380*$B$747","v":17.379720826515971},{"$f":"AX380+($BM$380-$AX$380)/15","v":17.385626979648983},{"$f":"AY380+($BM$380-$AX$380)/15","v":17.391533132781994},17.397439285915006,17.403345439048017,17.409251592181029,17.41515774531404,17.421063898447052,17.426970051580064,17.432876204713075,17.438782357846087,17.444688510979098,17.45059466411211,17.456500817245121,17.462406970378133,{"$f":"AX380*$C$747","v":17.468313123511169},{"$f":"BM380+($BR$380-$BM$380)/5","v":17.474249382977746},{"$f":"BN380+($BR$380-$BM$380)/5","v":17.480185642444322},{"$f":"BO380+($BR$380-$BM$380)/5","v":17.486121901910899},{"$f":"BP380+($BR$380-$BM$380)/5","v":17.492058161377475},{"$f":"BM380*$D$747","v":17.497994420844059}]
["   8/ Compressed natural gas used as a vehicle fuel.  Includes estimated motor vehicle fuel taxes and estimated dispensing costs or charges."]
["   9/ Includes electricity-only and combined heat and power plants whose primary business is to sell electricity, or electricity and heat, to the public."]
["   10/ Weighted averages of end-use fuel prices are derived from the prices shown in each sector and the corresponding sectoral consumption."]
["   Btu = British thermal unit."]
["   - - = Not applicable."]
["   Note:  Data for 2006 and 2007 are model results and may differ slightly from official EIA data reports."]
["   Sources:  2006 and 2007 prices for motor gasoline, distillate fuel oil, and jet fuel are based on prices in the Energy Information Administration (EIA), Petroleum Marketing Annual"]
["2007, DOE/EIA-0487(2007) (Washington, DC, August 2008).  2006 residential and commercial natural gas delivered prices:  EIA, Natural Gas Annual 2006, DOE/EIA-0131(2006)"]
["(Washington, DC, October, 2007).  2007 residential and commercial natural gas delivered prices:  EIA, Natural Gas Monthly, DOE/EIA-0130(2008/04) (Washington, DC, April 2008)."]
["2006 and 2007 industrial natural gas delivered prices are estimated based on:  EIA, Manufacturing Energy Consumption Survey 1994 and industrial and wellhead prices from the"]
["Natural Gas Annual 2006, DOE/EIA-0131(2006) (Washington, DC, October, 2007) and the Natural Gas Monthly, DOE/EIA-0130(2008/04) (Washington, DC, April 2008).  2006"]
["transportation sector natural gas delivered prices are based on:  EIA, Natural Gas Annual 2006, DOE/EIA-0131(2006) (Washington, DC, October, 2007) and estimated State taxes,",null,null,null,null,null,null,null,null,null,null,null,null,null,null,null,null,null,null,null,null,null,null,null,null,null,{"$f":"Z562+($AI$392-$Y$562)/10","v":5.5024940130181221},{"$f":"AA392+($AI$392-$Y$562)/10","v":5.5327298577229831},5.5629657024278441,5.593201547132705,5.623437391837566,5.6536732365424269,5.6839090812472879,5.7141449259521488,{"$f":"T562*$E$742","v":5.7443807706570116},{"$f":"AI392+($AX$392-$AI$392)/15","v":5.809402940121136},{"$f":"AJ392+($AX$392-$AI$392)/15","v":5.8744251095852604},5.9394472790493849,6.0044694485135093,6.0694916179776337,6.1345137874417581,6.1995359569058825,6.264558126370007,6.3295802958341314,6.3946024652982558,6.4596246347623802,6.5246468042265047,6.5896689736906291,6.6546911431547535,{"$f":"AI392*$B$742","v":6.7197133126188779},{"$f":"AX392+($BM$392-$AX$392)/15","v":6.7862502559294402},{"$f":"AY392+($BM$392-$AX$392)/15","v":6.8527871992400025},6.9193241425505647,6.985861085861127,7.0523980291716892,7.1189349724822515,7.1854719157928137,7.252008859103376,7.3185458024139383,7.3850827457245005,7.4516196890350628,7.518156632345625,7.5846935756561873,7.6512305189667495,{"$f":"AX392*$C$742","v":7.7177674622773127},{"$f":"BM392+($BR$392-$BM$392)/5","v":7.7941868915344088},{"$f":"BN392+($BR$392-$BM$392)/5","v":7.8706063207915049},{"$f":"BO392+($BR$392-$BM$392)/5","v":7.947025750048601},{"$f":"BP392+($BR$392-$BM$392)/5","v":8.023445179305698},{"$f":"BM392*$D$742","v":8.099864608562795}]
["Federal taxes, and dispensing costs or charges.  2007 transportation sector natural gas delivered prices are model results.  2006 and 2007 electric power sector natural gas prices:",null,null,null,null,null,null,null,null,null,null,null,null,null,null,null,null,null,null,null,null,null,null,null,null,null,{"$f":"Z563+($AI$393-$Y$563)/10","v":1.3116492415795387},{"$f":"AA393+($AI$393-$Y$563)/10","v":1.314474997718583},1.3173007538576273,1.3201265099966717,1.322952266135716,1.3257780222747604,1.3286037784138047,1.3314295345528491,{"$f":"T563*$E$740","v":1.3342552906918941},{"$f":"AI393+($AX$393-$AI$393)/15","v":1.3381671025139799},{"$f":"AJ393+($AX$393-$AI$393)/15","v":1.3420789143360656},1.3459907261581514,1.3499025379802372,1.353814349802323,1.3577261616244087,1.3616379734464945,1.3655497852685803,1.3694615970906661,1.3733734089127518,1.3772852207348376,1.3811970325569234,1.3851088443790092,1.3890206562010949,{"$f":"AI393*$B$740","v":1.3929324680231794},{"$f":"AX393+($BM$393-$AX$393)/15","v":1.3955742685410359},{"$f":"AY393+($BM$393-$AX$393)/15","v":1.3982160690588925},1.4008578695767491,1.4034996700946056,1.4061414706124622,1.4087832711303188,1.4114250716481753,1.4140668721660319,1.4167086726838884,1.419350473201745,1.4219922737196016,1.4246340742374581,1.4272758747553147,1.4299176752731713,{"$f":"AX393*$C$740","v":1.4325594757910274},{"$f":"BM393+($BR$393-$BM$393)/5","v":1.4352764318903966},{"$f":"BN393+($BR$393-$BM$393)/5","v":1.4379933879897657},{"$f":"BO393+($BR$393-$BM$393)/5","v":1.4407103440891349},{"$f":"BP393+($BR$393-$BM$393)/5","v":1.4434273001885041},{"$f":"BM393*$D$740","v":1.4461442562878735}]
["EIA, Electric Power Monthly, April 2007 and April 2008, Table 4.13.B.  2006 and 2007 coal prices based on:  EIA, Quarterly Coal Report, October-December 2007,"]
["DOE/EIA-0121(2007/4Q) (Washington, DC, March 2008) and EIA, AEO2009 National Energy Modeling System run nostimls.d041409a.  2006 and 2007 electricity prices:  EIA, Annual"]
["Energy Review 2007, DOE/EIA-0384(2007) (Washington, DC, June 2008).  2006 and 2007 E85 prices derived from monthly prices in the Clean Cities Alternative Fuel Price Report."]
["Projections:  EIA, AEO2009 National Energy Modeling System run stimulus.d041409a."]
[]
[]
[]
[]
[]
["AEO 2007 Report #: DOE/EIA-0383(2007)"]
["Release date full report: February 2007"]
["Next release date full report: February 2008"]
[]
[" Table   3.  Energy Prices by Sector and Source"]
["                     (2005 dollars per million Btu, unless otherwise noted)"]
[]
[]
[]
[null,null,null,"2004","2005","2006","2007","2008","2009","2010","2011","2012","2013","2014","2015","2016","2017","2018","2019","2020","2021","2022","2023","2024","2025","2026"]
[]
[]
[" Residential"]
["   Liquefied Petroleum Gases",null,null,18.210411071777301,19.293371200561499,21.158409118652301,24.5404376983643,24.494813919067401,23.9600429534912,23.672391891479499,23.2634162902832,23.106723785400401,22.905719757080099,22.942964553833001,22.881586074829102,22.979688644409201,23.190465927123999,23.129106521606399,23.088548660278299,23.183416366577099,23.1546516418457,23.285535812377901,23.420475006103501,23.540468215942401,23.532218933105501,23.562456130981399]
["   Distillate Fuel Oil",null,null,12.893347740173301,14.727064132690399,16.906724929809599,17.4485054016113,16.910488128662099,15.8367977142334,14.87486743927,14.031831741333001,13.359474182128899,12.596385955810501,12.5241403579712,12.595507621765099,12.630928039550801,12.738121032714799,12.8303670883179,13.052293777465801,13.1472158432007,13.2630777359009,13.422198295593301,13.360619544982899,13.513841629028301,13.560380935668899,13.627392768859901]
["   Natural Gas",null,null,10.721179008483899,12.4281768798828,13.040691375732401,11.8341617584229,11.7410221099854,11.2507781982422,10.9759874343872,10.5919141769409,10.441241264343301,10.249824523925801,10.2927255630493,10.2421607971191,10.3305416107178,10.557685852050801,10.4870929718018,10.439262390136699,10.539955139160201,10.5361185073853,10.6743927001953,10.830116271972701,10.948052406311,10.9735927581787,11.0174913406372]
["   Electricity",null,null,27.0989685058594,27.587884902954102,27.636594772338899,27.492031097412099,27.368114471435501,27.154861450195298,26.912786483764599,26.5094184875488,26.281187057495099,26.172458648681602,26.036540985107401,25.993564605712901,26.085290908813501,26.304872512817401,26.445003509521499,26.355556488037099,26.368726730346701,26.419284820556602,26.420993804931602,26.4647102355957,26.5621242523193,26.608213424682599,26.564920425415]
[" Commercial"]
["   Distillate Fuel Oil",null,null,10.4802904129028,12.6793832778931,14.632154464721699,15.3235988616943,14.4384679794312,13.4501142501831,12.7189273834229,11.9810342788696,11.338329315185501,10.8460388183594,10.667523384094199,10.728004455566399,10.8701782226563,10.9251909255981,11.0219278335571,11.292310714721699,11.349814414978001,11.461010932922401,11.6882877349854,11.5126600265503,11.6838274002075,11.8503408432007,11.857501029968301]
["   Residual Fuel Oil",null,null,6.2490105628967303,8.4144115447997994,10.1003465652466,7.8816242218017596,7.7979149818420401,7.67907810211182,7.5374598503112802,7.0601482391357404,6.9191079139709499,5.9906802177429199,6.31249952316284,6.4941840171814,6.4476203918456996,6.5857205390930202,6.7015118598937997,6.98899221420288,7.0690569877624503,7.2425847053527797,7.4012169837951696,7.2363023757934597,7.3775544166564897,7.1704416275024396,7.2997760772705096]
["   Natural Gas",null,null,9.4024562835693395,11.2028198242188,11.3786783218384,10.2688541412354,10.157588958740201,9.6297473907470703,9.3356885910034197,8.9214458465576207,8.7509040832519496,8.5351839065551793,8.5524559020996094,8.47686672210693,8.5459880828857404,8.7391986846923793,8.6564092636108398,8.5963792800903303,8.6742591857910192,8.6351099014282209,8.7470979690551793,8.8685941696166992,8.9716949462890607,8.9597854614257795,8.9777603149414098]
["   Electricity",null,null,24.591539382934599,25.251781463623001,25.738388061523398,25.3376979827881,25.268539428710898,24.918291091918899,24.500482559204102,23.8594665527344,23.593626022338899,23.443479537963899,23.311824798583999,23.328050613403299,23.4844055175781,23.749778747558601,23.944339752197301,23.889307022094702,23.952335357666001,24.000473022460898,24.006351470947301,24.077814102172901,24.1955890655518,24.23095703125,24.1812038421631]
[" Industrial 1/"]
["   Liquefied Petroleum Gases",null,null,11.1755380630493,16.959981918335,18.9578742980957,17.513134002685501,17.389408111572301,16.750247955322301,16.423851013183601,15.943309783935501,15.769355773925801,15.620997428894,15.627494812011699,15.565483093261699,15.6823263168335,15.8655786514282,15.8662757873535,15.8647546768188,15.9073581695557,15.883088111877401,15.994482994079601,16.1067924499512,16.2546577453613,16.219263076782202,16.2301216125488]
["   Distillate Fuel Oil",null,null,10.9898891448975,13.0814533233643,15.1407413482666,15.435567855835,14.2919836044312,13.4232997894287,12.948052406311,12.4780015945435,11.882830619811999,11.641848564147899,11.349123954772899,11.401933670043899,11.6324548721313,11.632493019104,11.737724304199199,12.060711860656699,12.0405569076538,12.1396341323853,12.421196937561,12.169375419616699,12.3622283935547,12.619636535644499,12.5786838531494]
["   Residual Fuel Oil",null,null,5.7738895416259801,7.7708010673522896,9.3422021865844709,9.8767166137695295,10.084191322326699,9.7906637191772496,9.5023155212402308,8.7792091369628906,8.4676847457885707,8.0373468399047905,7.9767365455627397,8.2131023406982404,8.4110374450683594,8.5568304061889595,8.6100654602050799,8.8084278106689506,8.9135255813598597,9.0664196014404297,9.2084608078002894,9.1494617462158203,9.2910699844360405,9.2583961486816406,9.38494873046875]
["   Natural Gas 2/",null,null,6.4688553810119602,8.1627740859985405,7.4494204521179199,7.3632249832153303,7.2901554107665998,6.7422003746032697,6.4267692565918004,6.0213589668273899,5.8671450614929199,5.6813068389892596,5.6900143623352104,5.6504640579223597,5.7415480613708496,5.91982173919678,5.8755149841308603,5.8359832763671902,5.9000439643859899,5.8858833312988299,6.0041050910949698,6.1238050460815403,6.2412667274475098,6.2102909088134801,6.2538614273071298]
["   Metallurgical Coal",null,null,2.3078472614288299,3.0599997043609601,3.2548489570617698,3.2975256443023699,3.2872827053070099,3.1889374256134002,3.0940959453582799,2.9914577007293701,2.8927016258239702,2.78926348686218,2.7408642768859899,2.7166485786438002,2.7061200141906698,2.7063503265380899,2.7045123577117902,2.68979120254517,2.7072892189025901,2.71812868118286,2.7191135883331299,2.7064330577850302,2.68589544296265,2.69574999809265,2.7049932479858398]
["   Other Industrial Coal",null,null,1.80300605297089,2.1500017642974898,2.2005796432495099,2.2392640113830602,2.2450914382934601,2.2358458042144802,2.2614977359771702,2.2480733394622798,2.2308864593505899,2.2124359607696502,2.2059276103973402,2.1967613697052002,2.18912577629089,2.1856777667999299,2.1763286590576199,2.1755278110504199,2.18182468414307,2.19542455673218,2.2050869464874299,2.2089655399322501,2.2187693119049099,2.2309319972991899,2.2423520088195801]
["   Coal to Liquids",null,null,"N/A","N/A","N/A","N/A","N/A","N/A","N/A",0.88956671953201305,0.881245017051697,0.88442194461822499,0.89085346460342396,0.88840740919113204,0.89322775602340698,0.90440875291824296,0.91453087329864502,0.95469778776168801,0.96978461742401101,1.01334369182587,1.02781510353088,1.0294380187988299,1.1219843626022299,1.2297383546829199,1.26935982704163]
["   Electricity",null,null,15.8847751617432,16.691057205200199,18.258220672607401,18.768579483032202,18.8538303375244,18.518165588378899,18.014034271240199,17.2542610168457,16.790317535400401,16.590124130248999,16.466903686523398,16.461626052856399,16.6055717468262,16.851476669311499,17.021175384521499,17.000881195068398,17.070917129516602,17.1260585784912,17.140884399414102,17.206485748291001,17.3262729644775,17.353824615478501,17.310489654541001]
[" Transportation"]
["   Liquefied Petroleum Gases 3/",null,null,19.6766357421875,23.9161167144775,26.805564880371101,22.710954666137699,22.759067535400401,22.268846511840799,24.343835830688501,23.932544708251999,23.763250350952099,23.536403656005898,23.5618801116943,23.4868278503418,23.560710906982401,23.7542419433594,23.654756546020501,23.5774955749512,23.664421081543001,23.6253147125244,23.741106033325199,23.8700561523438,23.973831176757798,23.953416824340799,23.9759330749512]
["   E85 4/",null,null,20.914932250976602,23.101913452148398,24.811454772949201,27.774848937988299,25.9952602386475,24.2666110992432,21.291254043579102,20.525190353393601,20.3361301422119,20.197395324706999,20.009881973266602,20.093305587768601,20.196292877197301,20.4327602386475,20.4076957702637,20.624263763427699,20.610368728637699,20.617734909057599,21.067132949829102,20.970218658447301,20.962213516235401,21.257926940918001,21.098123550415]
["   Motor Gasoline 5/",null,null,15.721848487854,18.644901275634801,21.1534824371338,20.964454650878899,19.721015930175799,18.6920680999756,17.902309417724599,17.232242584228501,16.863773345947301,16.565891265869102,16.0857257843018,16.063297271728501,16.111997604370099,16.240406036376999,16.3247375488281,16.6728916168213,16.6320400238037,16.751285552978501,17.051519393920898,16.920253753662099,17.1026096343994,17.3232307434082,17.144313812255898]
["   Jet Fuel 6/",null,null,9.2184209823608398,13.1439361572266,14.9574270248413,12.9907026290894,11.722384452819799,11.2624855041504,10.9056959152222,10.3720808029175,10.059165954589799,10.0335283279419,9.8430700302124006,9.8874025344848597,10.0322532653809,10.087176322936999,10.2108345031738,10.523097038269,10.506872177124,10.5880041122437,10.8930578231812,10.788450241088899,10.9106340408325,11.0979099273682,11.0487413406372]
["   Distillate Fuel Oil 7/",null,null,13.583283424377401,17.522464752197301,19.7921543121338,19.706336975097699,18.211244583129901,17.3085613250732,16.8088684082031,16.001249313354499,15.3922462463379,15.213009834289601,14.822114944458001,14.859941482543899,15.1213598251343,15.075839042663601,15.158118247985801,15.4795846939087,15.4157457351685,15.4886207580566,15.773143768310501,15.4716739654541,15.639728546142599,15.912574768066399,15.834021568298301]
["   Residual Fuel Oil",null,null,4.8536195755004901,5.5067763328552202,7.1623473167419398,8.8221101760864293,9.0483112335205096,8.6029233932495099,8.0481967926025408,7.6902847290039098,7.3429737091064498,7.1018238067626998,6.97245073318481,7.0413579940795898,7.0324416160583496,7.12284135818481,7.14320993423462,7.1685328483581499,7.3589744567871103,7.4886426925659197,7.6476154327392596,7.6766633987426802,7.8515577316284197,7.8973522186279297,8.0370302200317401]
["   Natural Gas 8/",null,null,11.913727760314901,14.761161804199199,11.981869697570801,12.283256530761699,12.1389265060425,12.3170175552368,13.965456008911101,13.507596015930201,13.291357994079601,13.0437335968018,12.940827369689901,12.861621856689499,12.894752502441399,13.0291633605957,12.9489841461182,12.946153640747101,12.9756631851196,12.953050613403301,13.079764366149901,13.110743522644,13.198463439941399,13.2244005203247,13.175202369689901]
["   Electricity",null,null,26.1035976409912,25.216188430786101,26.121034622192401,25.629154205322301,25.7473449707031,25.392839431762699,24.861566543579102,24.317947387695298,24.125808715820298,23.980707168579102,23.787378311157202,23.809650421142599,23.876377105712901,24.074831008911101,24.262081146240199,24.183790206909201,24.2170009613037,24.245899200439499,24.2234077453613,24.307447433471701,24.4279899597168,24.465734481811499,24.386825561523398]
[" Electric Power 9/"]
["   Distillate Fuel Oil",null,null,9.5153579711914098,11.3847246170044,13.235827445983899,14.263434410095201,13.7692108154297,12.704180717468301,11.7051839828491,10.7794647216797,10.0299482345581,9.2896862030029297,9.1972703933715803,9.2599020004272496,9.2775526046752894,9.4403448104858398,9.5352287292480504,9.7515039443969709,9.8428487777709996,9.9595317840576207,10.1106100082397,10.0771369934082,10.217479705810501,10.254093170166,10.318883895874]
["   Residual Fuel Oil",null,null,4.9909768104553196,6.9611043930053702,7.8457942008972203,7.1943798065185502,7.2948379516601598,6.9926204681396502,6.5808119773864702,6.2065305709838903,5.9029440879821804,5.45705270767212,5.4534096717834499,5.5995068550109899,5.6287369728088397,5.7370648384094203,5.8140759468078604,6.0071105957031303,6.0822205543518102,6.22955322265625,6.4186983108520499,6.3188004493713397,6.5342454910278303,6.5804891586303702,6.6370191574096697]
["   Natural Gas",null,null,6.1140975952148402,8.1813249588012695,6.9707522392272896,7.1151452064514196,7.0668158531189,6.5265731811523402,6.2202811241149902,5.8298497200012198,5.6925516128540004,5.4995698928832999,5.54103326797485,5.5007095336914098,5.59739446640015,5.7880721092224103,5.7225790023803702,5.6709170341491699,5.7639327049255398,5.72597312927246,5.8378243446350098,5.9462161064147896,6.05735063552856,6.0477237701415998,6.0664491653442401]
["   Steam Coal",null,null,1.4011929035186801,1.5299999713897701,1.6714243888855,1.69177293777466,1.70398998260498,1.7000321149826001,1.7052028179168699,1.66678094863892,1.63700723648071,1.6199716329574601,1.61296951770782,1.59987056255341,1.59190189838409,1.5892090797424301,1.57604885101318,1.5779995918273899,1.5809644460678101,1.5890377759933501,1.59825491905212,1.6020262241363501,1.6148724555969201,1.62832856178284,1.63934326171875]
[" Average Price to All Users 10/"]
["   Liquefied Petroleum Gases",null,null,12.6906900405884,17.482444763183601,19.464084625244102,18.995626449585,18.880571365356399,18.286575317382798,18.020065307617202,17.571559906005898,17.417589187622099,17.2678737640381,17.291303634643601,17.241743087768601,17.364793777465799,17.562221527099599,17.562810897827099,17.558799743652301,17.620630264282202,17.599321365356399,17.721448898315401,17.8418064117432,17.9907836914063,17.9618225097656,17.988685607910199]
["   E85 4/",null,null,20.914932250976602,23.101913452148398,24.811454772949201,27.774848937988299,25.9952602386475,24.2666110992432,21.291254043579102,20.525190353393601,20.3361301422119,20.197395324706999,20.009881973266602,20.093305587768601,20.196292877197301,20.4327602386475,20.4076957702637,20.624263763427699,20.610368728637699,20.617734909057599,21.067132949829102,20.970218658447301,20.962213516235401,21.257926940918001,21.098123550415]
["   Motor Gasoline 5/",null,null,15.706001281738301,18.602125167846701,21.1080112457275,20.962741851806602,19.720066070556602,18.690637588501001,17.900485992431602,17.230388641357401,16.861814498901399,16.564214706420898,16.0839519500732,16.0615749359131,16.110080718994102,16.238643646240199,16.322971343994102,16.671089172363299,16.630247116088899,16.7495441436768,17.049686431884801,16.918500900268601,17.100944519043001,17.321361541748001,17.142530441284201]
["   Jet Fuel",null,null,9.2184209823608398,13.1439361572266,14.9574270248413,12.9907026290894,11.722384452819799,11.2624855041504,10.9056959152222,10.3720808029175,10.059165954589799,10.0335283279419,9.8430700302124006,9.8874025344848597,10.0322532653809,10.087176322936999,10.2108345031738,10.523097038269,10.506872177124,10.5880041122437,10.8930578231812,10.788450241088899,10.9106340408325,11.0979099273682,11.0487413406372]
["   Distillate Fuel Oil",null,null,12.9106340408325,16.217037200927699,18.421550750732401,18.437913894653299,17.199058532714801,16.296318054199201,15.704516410827599,14.921827316284199,14.360170364379901,14.182985305786101,13.862556457519499,13.915904045105,14.153459548950201,14.1445617675781,14.2399711608887,14.558382987976101,14.527869224548301,14.6189737319946,14.9021968841553,14.6463842391968,14.8252000808716,15.0819444656372,15.031323432922401]
["   Residual Fuel Oil",null,null,5.0985417366027797,6.5886197090148899,7.9185199737548801,8.2529850006103498,8.4050197601318395,8.0572872161865199,7.6087560653686497,7.1943945884704599,6.8676166534423801,6.4547815322876003,6.4073238372802699,6.54701900482178,6.5695567131042498,6.6816062927246103,6.7372307777404803,6.86507225036621,6.9956922531127903,7.1396765708923304,7.3088741302490199,7.2670574188232404,7.4510564804077104,7.4737396240234402,7.5808291435241699]
["   Natural Gas",null,null,7.8259296417236301,9.6487970352172905,9.1377601623535192,8.7611961364746094,8.6626396179199201,8.1270828247070295,7.8336372375488299,7.4448304176330602,7.2887372970581099,7.0927038192748997,7.1150150299072301,7.0641679763793901,7.1520218849182102,7.3469972610473597,7.2896466255187997,7.2448530197143599,7.3207983970642099,7.3070926666259801,7.4372458457946804,7.5700182914733896,7.6924967765808097,7.6794857978820801,7.7304539680481001]
["   Metallurgical Coal",null,null,2.3078472614288299,3.0599997043609601,3.2548489570617698,3.2975256443023699,3.2872827053070099,3.1889374256134002,3.0940959453582799,2.9914577007293701,2.8927016258239702,2.78926348686218,2.7408642768859899,2.7166485786438002,2.7061200141906698,2.7063503265380899,2.7045123577117902,2.68979120254517,2.7072892189025901,2.71812868118286,2.7191135883331299,2.7064330577850302,2.68589544296265,2.69574999809265,2.7049932479858398,2027,2028,2029,2030,2031,2032,2033,2034,2035,2036,2037,2038,2039,2040,2041,2042,2043,2044,2045,2046,2047,2048,2049,2050,2051,2052,2053,2054,2055,2056,2057,2058,2059,2060,2061,2062,2063,2064,2065,2066,2067,2068,2069,2070]
["   Other Coal",null,null,1.43066883087158,1.5706532001495399,1.7059867382049601,1.7268872261047401,1.7392324209213299,1.7345312833786,1.7401528358459499,1.7026997804641699,1.67319643497467,1.6556009054184,1.6479283571243299,1.63474309444427,1.6263667345046999,1.6231272220611599,1.60980331897736,1.6111264228820801,1.61373710632324,1.6214674711227399,1.6300570964813199,1.6331868171691899,1.6452817916870099,1.6581670045852701,1.6686607599258401]
["   Coal to Liquids",null,null,"N/A","N/A","N/A","N/A","N/A","N/A","N/A",0.88956671953201305,0.881245017051697,0.88442194461822499,0.89085346460342396,0.88840740919113204,0.89322775602340698,0.90440875291824296,0.91453087329864502,0.95469778776168801,0.96978461742401101,1.01334369182587,1.02781510353088,1.0294380187988299,1.1219843626022299,1.2297383546829199,1.26935982704163]
["   Electricity",null,null,23.009492874145501,23.734071731567401,24.3845615386963,24.318822860717798,24.297929763793899,24.022377014160199,23.662025451660199,23.093143463134801,22.802413940429702,22.663448333740199,22.5459308624268,22.5456428527832,22.688844680786101,22.9480895996094,23.136041641235401,23.0899753570557,23.154170989990199,23.213594436645501,23.230543136596701,23.3047065734863,23.429094314575199,23.4709377288818,23.433801651001001]
["Non-Renewable Energy Expenditures by Sector"]
["(billion 2005 dollars)"]
[" Residential",null,null,195.98880004882801,215.13366699218801,218.80557250976599,221.29866027832,223.50036621093801,221.10458374023401,220.438400268555,218.08479309082,218.45701599121099,217.84970092773401,219.40165710449199,221.00289916992199,224.59239196777301,228.53056335449199,230.97148132324199,232.57162475585901,236.03457641601599,237.58020019531301,240.43632507324199,243.39186096191401,247.24427795410199,248.98767089843801,251.02548217773401]
[" Commercial",null,null,141.77845764160199,154.38449096679699,157.84999084472699,156.06527709960901,159.312088012695,158.53677368164099,157.966796875,156.350173950195,157.31393432617199,158.58882141113301,160.74195861816401,163.37489318847699,167.20817565918,172.04411315918,175.58262634277301,178.093505859375,181.73991394043,185.01341247558599,188.79048156738301,192.86947631835901,197.36026000976599,201.10684204101599,204.49230957031301]
[" Industrial",null,null,184.22943115234401,196.07313537597699,205.39855957031301,217.87611389160199,214.14784240722699,207.11370849609401,200.48422241210901,191.81477355957,187.29217529296901,184.91578674316401,184.25204467773401,184.11447143554699,186.80691528320301,189.66255187988301,190.49990844726599,192.03105163574199,194.88296508789099,196.87213134765599,200.07191467285199,202.13279724121099,205.48814392089801,206.97822570800801,209.30905151367199]
[" Transportation",null,null,385.00112915039102,474.66281127929699,545.7236328125,538.79211425781295,508.11019897460898,488.44781494140602,476.37777709960898,463.41403198242199,458.16046142578102,458.57275390625,452.78533935546898,459.41848754882801,469.74392700195301,478.67190551757801,487.87078857421898,505.29348754882801,511.07485961914102,521.646240234375,538.77532958984398,540.642822265625,554.21173095703102,570.280029296875,574.30035400390602]
["   Total Non-Renewable Expenditures",null,null,906.997802734375,1040.25415039063,1127.77770996094,1134.0322265625,1105.07055664063,1075.20288085938,1055.26721191406,1029.66381835938,1021.22357177734,1019.92706298828,1017.18103027344,1027.91076660156,1048.35144042969,1068.9091796875,1084.9248046875,1107.98962402344,1123.73229980469,1141.11193847656,1168.07409667969,1179.03698730469,1204.30444335938,1227.35278320313,1239.12719726563]
[" Transportation Renewable Expenditures",null,null,2.27928571403027E-2,3.3822253346443197E-2,4.68330308794975E-2,4.2311083525419201E-2,4.6379543840885197E-2,5.0339180976152399E-2,6.3796535134315505E-2,7.1353547275066403E-2,7.5695373117923695E-2,8.06071981787682E-2,8.2480475306510898E-2,8.9031867682933793E-2,9.6231654286384596E-2,0.10344713926315301,0.112680315971375,0.13150542974471999,0.15408998727798501,0.18660007417201999,0.21707823872566201,0.243339464068413,0.28575915098190302,0.31987324357032798,0.34808513522148099]
["   Total Expenditures",null,null,907.02056884765602,1040.28796386719,1127.82458496094,1134.07458496094,1105.11694335938,1075.25317382813,1055.3310546875,1029.73522949219,1021.29925537109,1020.00769042969,1017.26348876953,1027.99975585938,1048.44763183594,1069.01257324219,1085.03747558594,1108.12109375,1123.88635253906,1141.29858398438,1168.29113769531,1179.2802734375,1204.59020996094,1227.67260742188,1239.47534179688]
["Woody Biomass","See High A Case"]
["Methanol","See High A Case"]
["Prices for Woody Biomass, Methanol and Steam are taken from the AEO High A case below",null,null,null,null,null,null,null,null,null,null,null,null,null,null,null,null,null,null,null,null,null,null,null,null,null,{"$f":"Z641+($AI$471-$Y$641)/10","v":8.1072037368774854},{"$f":"AA471+($AI$471-$Y$641)/10","v":8.1552847846985532},8.203365832519621,8.2514468803406888,8.2995279281617567,8.3476089759828245,8.3956900238038923,8.4437710716249601,{"$f":"T641*$E$742","v":8.4918521194460261},{"$f":"AI471+($AX$471-$AI$471)/15","v":8.5879736457897184},{"$f":"AJ471+($AX$471-$AI$471)/15","v":8.6840951721334108},8.7802166984771031,8.8763382248207954,8.9724597511644877,9.06858127750818,9.1647028038518723,9.2608243301955646,9.3569458565392569,9.4530673828829492,9.5491889092266415,9.6453104355703339,9.7414319619140262,9.8375534882577185,{"$f":"AI471*$B$742","v":9.9336750146014001},{"$f":"AX471+($BM$471-$AX$471)/15","v":10.032035813725209},{"$f":"AY471+($BM$471-$AX$471)/15","v":10.130396612849017},10.228757411972826,10.327118211096634,10.425479010220442,10.523839809344251,10.622200608468059,10.720561407591868,10.818922206715676,10.917283005839485,11.015643804963293,11.114004604087102,11.21236540321091,11.310726202334719,{"$f":"AX471*$C$742","v":11.409087001458516},{"$f":"BM471+($BR$471-$BM$471)/5","v":11.522056966057418},{"$f":"BN471+($BR$471-$BM$471)/5","v":11.63502693065632},{"$f":"BO471+($BR$471-$BM$471)/5","v":11.747996895255222},{"$f":"BP471+($BR$471-$BM$471)/5","v":11.860966859854123},{"$f":"BM471*$D$742","v":11.973936824453022}]
["   1/ Includes energy for combined heat and power plants, except those whose primary business is to sell electricity, or electricity and heat, to the public.",null,null,null,null,null,null,null,null,null,null,null,null,null,null,null,null,null,null,null,null,null,null,null,null,null,{"$f":"Z642+($AI$472-$Y$642)/10","v":22.490795032640289},{"$f":"AA472+($AI$472-$Y$642)/10","v":22.394891584604984},22.29898813656968,22.203084688534375,22.10718124049907,22.011277792463765,21.915374344428461,21.819470896393156,{"$f":"T642*$E$745","v":21.723567448357841},{"$f":"AI472+($AX$472-$AI$472)/15","v":21.715027463671497},{"$f":"AJ472+($AX$472-$AI$472)/15","v":21.706487478985153},21.697947494298809,21.689407509612465,21.680867524926121,21.672327540239777,21.663787555553434,21.65524757086709,21.646707586180746,21.638167601494402,21.629627616808058,21.621087632121714,21.61254764743537,21.604007662749027,{"$f":"AI472*$B$745","v":21.595467678062693},{"$f":"AX472+($BM$472-$AX$472)/15","v":21.609186144316791},{"$f":"AY472+($BM$472-$AX$472)/15","v":21.622904610570888},21.636623076824986,21.650341543079083,21.664060009333181,21.677778475587278,21.691496941841375,21.705215408095473,21.71893387434957,21.732652340603668,21.746370806857765,21.760089273111863,21.77380773936596,21.787526205620058,{"$f":"AX472*$C$745","v":21.801244671874137},{"$f":"BM472+($BR$472-$BM$472)/5","v":21.815093857443394},{"$f":"BN472+($BR$472-$BM$472)/5","v":21.82894304301265},{"$f":"BO472+($BR$472-$BM$472)/5","v":21.842792228581906},{"$f":"BP472+($BR$472-$BM$472)/5","v":21.856641414151163},{"$f":"BM472*$D$745","v":21.870490599720426}]
["   2/ Excludes use for lease and plant fuel."]
["   3/ Includes Federal and State taxes while excluding county and local taxes."]
["   4/ E85 refers to a blend of 85 percent ethanol (renewable) and 15 percent motor gasoline (nonrenewable).  To address cold starting issues, the percentage of ethanol actually"]
["varies seasonally.  The annual average ethanol content of 74 percent is used for this forecast."]
["   5/ Sales weighted-average price for all grades.  Includes Federal, State, and local taxes."]
["   6/ Kerosene-type jet fuel.  Includes Federal and State taxes while excluding county and local taxes."]
["   7/ Diesel fuel for on-road use.  Includes Federal and State taxes while excluding county and local taxes."]
["   8/ Compressed natural gas used as a vehicle fuel.  Includes estimated motor vehicle fuel taxes and estimated dispensing costs or charges.",null,null,null,null,null,null,null,null,null,null,null,null,null,null,null,null,null,null,null,null,null,null,null,null,null,{"$f":"Z650+($AI$480-$Y$650)/10","v":5.5873463921161282},{"$f":"AA480+($AI$480-$Y$650)/10","v":5.6146233040707969},5.6419002160254657,5.6691771279801344,5.6964540399348031,5.7237309518894719,5.7510078638441406,5.7782847757988094,{"$f":"T650*$E$742","v":5.8055616877534817},{"$f":"AI480+($AX$480-$AI$480)/15","v":5.8712763802445851},{"$f":"AJ480+($AX$480-$AI$480)/15","v":5.9369910727356885},6.0027057652267919,6.0684204577178953,6.1341351502089987,6.1998498427001021,6.2655645351912055,6.3312792276823089,6.3969939201734123,6.4627086126645157,6.5284233051556191,6.5941379976467225,6.6598526901378259,6.7255673826289293,{"$f":"AI480*$B$742","v":6.791282075120038},{"$f":"AX480+($BM$480-$AX$480)/15","v":6.858527674659193},{"$f":"AY480+($BM$480-$AX$480)/15","v":6.925773274198348},6.993018873737503,7.060264473276658,7.1275100728158129,7.1947556723549679,7.2620012718941229,7.3292468714332779,7.3964924709724329,7.4637380705115879,7.5309836700507429,7.5982292695898979,7.6654748691290528,7.7327204686682078,{"$f":"AX480*$C$742","v":7.7999660682073682},{"$f":"BM480+($BR$480-$BM$480)/5","v":7.8771994077800587},{"$f":"BN480+($BR$480-$BM$480)/5","v":7.9544327473527492},{"$f":"BO480+($BR$480-$BM$480)/5","v":8.0316660869254388},{"$f":"BP480+($BR$480-$BM$480)/5","v":8.1088994264981284},{"$f":"BM480*$D$742","v":8.1861327660708199}]
["   9/ Includes electricity-only and combined heat and power plants whose primary business is to sell electricity, or electricity and heat, to the public."]
["   10/ Weighted averages of end-use fuel prices are derived from the prices shown in each sector and the corresponding sectoral consumption."]
["   Btu = British thermal unit.",null,null,null,null,null,null,null,null,null,null,null,null,null,null,null,null,null,null,null,null,null,null,null,null,null,{"$f":"Z653+($AI$483-$Y$653)/10","v":15.747041087587585},{"$f":"AA483+($AI$483-$Y$653)/10","v":15.673905881106727},15.600770674625869,15.527635468145011,15.454500261664153,15.381365055183295,15.308229848702437,15.235094642221579,{"$f":"T653*$E$745","v":15.161959435740725},{"$f":"AI483+($AX$483-$AI$483)/15","v":15.155998955184113},{"$f":"AJ483+($AX$483-$AI$483)/15","v":15.150038474627502},15.144077994070891,15.138117513514279,15.132157032957668,15.126196552401057,15.120236071844445,15.114275591287834,15.108315110731223,15.102354630174611,15.096394149618,15.090433669061388,15.084473188504777,15.078512707948166,{"$f":"AI483*$B$745","v":15.072552227391549},{"$f":"AX483+($BM$483-$AX$483)/15","v":15.082127028094042},{"$f":"AY483+($BM$483-$AX$483)/15","v":15.091701828796536},15.101276629499029,15.110851430201523,15.120426230904016,15.130001031606509,15.139575832309003,15.149150633011496,15.15872543371399,15.168300234416483,15.177875035118976,15.18744983582147,15.197024636523963,15.206599437226457,{"$f":"AX483*$C$745","v":15.216174237928941},{"$f":"BM483+($BR$483-$BM$483)/5","v":15.225840274150585},{"$f":"BN483+($BR$483-$BM$483)/5","v":15.235506310372228},{"$f":"BO483+($BR$483-$BM$483)/5","v":15.245172346593872},{"$f":"BP483+($BR$483-$BM$483)/5","v":15.254838382815516},{"$f":"BM483*$D$745","v":15.264504419037157}]
["   N/A = Not applicable."]
["   Note:  Data for 2004 and 2005 are model results and may differ slightly from official EIA data reports."]
["   Sources:  2004 and 2005 prices for motor gasoline, distillate fuel oil, and jet fuel are based on prices in the Energy Information Administration (EIA), Petroleum Marketing Annual 2005,"]
["DOE/EIA-0487(2005) (Washington, DC, August 2006).  2004 residential and commercial natural gas delivered prices:  EIA, Natural Gas Annual 2004, DOE/EIA-0131(2004)"]
["(Washington, DC, December 2005).  2005 residential and commercial natural gas delivered prices:  EIA, Natural Gas Monthly, DOE/EIA-0130(2006/04) (Washington, DC, April 2006).",null,null,null,null,null,null,null,null,null,null,null,null,null,null,null,null,null,null,null,null,null,null,null,null,null,{"$f":"Z658+($AI$488-$Y$658)/10","v":13.224797394153365},{"$f":"AA488+($AI$488-$Y$658)/10","v":13.589441040570847},13.954084686988329,14.318728333405812,14.683371979823294,15.048015626240776,15.412659272658258,15.777302919075741,{"$f":"T658*$E$744","v":16.141946565493228},{"$f":"AI488+($AX$488-$AI$488)/15","v":16.312798018423909},{"$f":"AJ488+($AX$488-$AI$488)/15","v":16.483649471354589},16.654500924285269,16.82535237721595,16.99620383014663,17.16705528307731,17.337906736007991,17.508758188938671,17.679609641869352,17.850461094800032,18.021312547730712,18.192164000661393,18.363015453592073,18.533866906522753,{"$f":"AI488*$B$744","v":18.704718359453445},{"$f":"AX488+($BM$488-$AX$488)/15","v":18.811222625087144},{"$f":"AY488+($BM$488-$AX$488)/15","v":18.917726890720843},19.024231156354542,19.130735421988241,19.23723968762194,19.34374395325564,19.450248218889339,19.556752484523038,19.663256750156737,19.769761015790436,19.876265281424136,19.982769547057835,20.089273812691534,20.195778078325233,{"$f":"AX488*$C$744","v":20.302282343958908},{"$f":"BM488+($BR$488-$BM$488)/5","v":20.417883104696291},{"$f":"BN488+($BR$488-$BM$488)/5","v":20.533483865433674},{"$f":"BO488+($BR$488-$BM$488)/5","v":20.649084626171057},{"$f":"BP488+($BR$488-$BM$488)/5","v":20.76468538690844},{"$f":"BM488*$D$744","v":20.880286147645826}]
["2004 and 2005 industrial natural gas delivered prices are estimated based on:  EIA, Manufacturing Energy Consumption Survey 1994 and industrial and wellhead prices from the"]
["Natural Gas Annual 2004, DOE/EIA-0131(2004) (Washington, DC, December 2005) and the Natural Gas Monthly, DOE/EIA-0130(2006/04) (Washington, DC, April 2006).  2004",null,null,null,null,null,null,null,null,null,null,null,null,null,null,null,null,null,null,null,null,null,null,null,null,null,{"$f":"Z660+($AI$490-$Y$660)/10","v":15.4577980437679},{"$f":"AA490+($AI$490-$Y$660)/10","v":15.88385635596555},16.309914668163202,16.735972980360852,17.162031292558503,17.588089604756153,18.014147916953803,18.440206229151453,{"$f":"T660*$E$744","v":18.866264541349103},{"$f":"AI490+($AX$490-$AI$490)/15","v":19.065951034869943},{"$f":"AJ490+($AX$490-$AI$490)/15","v":19.265637528390783},19.465324021911623,19.665010515432463,19.864697008953303,20.064383502474143,20.264069995994983,20.463756489515823,20.663442983036663,20.863129476557503,21.062815970078343,21.262502463599183,21.462188957120024,21.661875450640864,{"$f":"AI490*$B$744","v":21.861561944161682},{"$f":"AX490+($BM$490-$AX$490)/15","v":21.986041209538687},{"$f":"AY490+($BM$490-$AX$490)/15","v":22.110520474915692},22.234999740292697,22.359479005669701,22.483958271046706,22.608437536423711,22.732916801800716,22.857396067177721,22.981875332554726,23.10635459793173,23.230833863308735,23.35531312868574,23.479792394062745,23.60427165943975,{"$f":"AX490*$C$744","v":23.728750924816747},{"$f":"BM490+($BR$490-$BM$490)/5","v":23.863861924249427},{"$f":"BN490+($BR$490-$BM$490)/5","v":23.998972923682107},{"$f":"BO490+($BR$490-$BM$490)/5","v":24.134083923114787},{"$f":"BP490+($BR$490-$BM$490)/5","v":24.269194922547467},{"$f":"BM490*$D$744","v":24.404305921980139}]
["transportation sector natural gas delivered prices are based on:  EIA, Natural Gas Annual 2004, DOE/EIA-0131(2004) (Washington, DC, December 2005) and estimated state taxes,"]
["federal taxes, and dispensing costs or charges.  2005 transportation sector natural gas delivered prices are model results.  2004 and 2005 electric power sector natural gas prices:"]
["EIA, Electric Power Monthly, May 2005 through April 2006, Table 4.11.A.  2004 and 2005 coal prices based on:  EIA, Quarterly Coal Report, October-December 2005, DOE/EIA-0121"]
["(2005/4Q) (Washington, DC, March 2006) and EIA, AEO2007 National Energy Modeling System run aeo2007.d112106a.  2004 and 2005 electricity prices:  EIA, Annual Energy Review",null,null,null,null,null,null,null,null,null,null,null,null,null,null,null,null,null,null,null,null,null,null,null,null,null,{"$f":"Z664+($AI$494-$Y$664)/10","v":19.493346965415647},{"$f":"AA494+($AI$494-$Y$664)/10","v":19.39274662152437},19.292146277633094,19.191545933741818,19.090945589850541,18.990345245959265,18.889744902067989,18.789144558176712,{"$f":"T664*$E$747","v":18.68854421428545},{"$f":"AI494+($AX$494-$AI$494)/15","v":18.700972398006513},{"$f":"AJ494+($AX$494-$AI$494)/15","v":18.713400581727576},18.72582876544864,18.738256949169703,18.750685132890766,18.763113316611829,18.775541500332892,18.787969684053955,18.800397867775018,18.812826051496081,18.825254235217145,18.837682418938208,18.850110602659271,18.862538786380334,{"$f":"AI494*$B$747","v":18.874966970101411},{"$f":"AX494+($BM$494-$AX$494)/15","v":18.881381252955478},{"$f":"AY494+($BM$494-$AX$494)/15","v":18.887795535809545},18.894209818663612,18.900624101517678,18.907038384371745,18.913452667225812,18.919866950079879,18.926281232933945,18.932695515788012,18.939109798642079,18.945524081496146,18.951938364350212,18.958352647204279,18.964766930058346,{"$f":"AX494*$C$747","v":18.971181212912409},{"$f":"BM494+($BR$494-$BM$494)/5","v":18.97762819226703},{"$f":"BN494+($BR$494-$BM$494)/5","v":18.984075171621651},{"$f":"BO494+($BR$494-$BM$494)/5","v":18.990522150976272},{"$f":"BP494+($BR$494-$BM$494)/5","v":18.996969130330893},{"$f":"BM494*$D$747","v":19.003416109685507}]
["2005, DOE/EIA-0384(2005) (Washington, DC, July 2006).  2004 and 2005 ethanol prices derived from weekly spot prices in the Oxy Fuel News.  Projections:  EIA, AEO2007 National"]
["Energy Modeling System run aeo2007.d112106a."]
[]
[]
[]
["Raw EIA Price Data"]
["AEO 2005 Reference Case"]
[" Report #: DOE/EIA-0383(2005)"]
["Release date full report: January 2005"]
["Energy Prices"]
["Name of file: aeotab_3.xls"]
["http://www.eia.doe.gov/oiaf/aeo/index.html",null,null,null,null,null,null,null,null,null,null,null,null,null,null,null,null,null,null,null,null,null,null,null,null,null,{"$f":"Z676+($AI$506-$Y$676)/10","v":5.5529965108452508},{"$f":"AA506+($AI$506-$Y$676)/10","v":5.5809474506703411},5.6088983904954315,5.6368493303205218,5.6648002701456122,5.6927512099707025,5.7207021497957928,5.7486530896208832,{"$f":"T676*$E$742","v":5.77660402944597},{"$f":"AI506+($AX$506-$AI$506)/15","v":5.8419909425225587},{"$f":"AJ506+($AX$506-$AI$506)/15","v":5.9073778555991474},5.9727647686757361,6.0381516817523249,6.1035385948289136,6.1689255079055023,6.234312420982091,6.2996993340586798,6.3650862471352685,6.4304731602118572,6.4958600732884459,6.5612469863650347,6.6266338994416234,6.6920208125182121,{"$f":"AI506*$B$742","v":6.7574077255948062},{"$f":"AX506+($BM$506-$AX$506)/15","v":6.8243179096825601},{"$f":"AY506+($BM$506-$AX$506)/15","v":6.8912280937703141},6.958138277858068,7.025048461945822,7.091958646033576,7.1588688301213299,7.2257790142090839,7.2926891982968378,7.3595993823845918,7.4265095664723457,7.4934197505600997,7.5603299346478536,7.6272401187356076,7.6941503028233615,{"$f":"AX506*$C$742","v":7.7610604869111093},{"$f":"BM506+($BR$506-$BM$506)/5","v":7.8379085930167243},{"$f":"BN506+($BR$506-$BM$506)/5","v":7.9147566991223393},{"$f":"BO506+($BR$506-$BM$506)/5","v":7.9916048052279542},{"$f":"BP506+($BR$506-$BM$506)/5","v":8.0684529113335692},{"$f":"BM506*$D$742","v":8.1453010174391842}]
[null,null,null,null,null,null,null,null,null,null,null,null,null,null,null,null,null,null,null,null,null,null,null,null,null,null,{"$f":"Z677+($AI$507-$Y$677)/10","v":1.3364941226202385},{"$f":"AA507+($AI$507-$Y$677)/10","v":1.3402060190972878},1.343917915574337,1.3476298120513863,1.3513417085284356,1.3550536050054849,1.3587655014825342,1.3624773979595834,{"$f":"T677*$E$740","v":1.3661892944366323},{"$f":"AI507+($AX$507-$AI$507)/15","v":1.3701947313799723},{"$f":"AJ507+($AX$507-$AI$507)/15","v":1.3742001683233123},1.3782056052666523,1.3822110422099922,1.3862164791533322,1.3902219160966722,1.3942273530400122,1.3982327899833522,1.4022382269266922,1.4062436638700322,1.4102491008133722,1.4142545377567122,1.4182599747000522,1.4222654116433922,{"$f":"AI507*$B$740","v":1.4262708485867317},{"$f":"AX507+($BM$507-$AX$507)/15","v":1.428975877834666},{"$f":"AY507+($BM$507-$AX$507)/15","v":1.4316809070826002},1.4343859363305345,1.4370909655784687,1.439795994826403,1.4425010240743372,1.4452060533222715,1.4479110825702057,1.45061611181814,1.4533211410660742,1.4560261703140085,1.4587311995619427,1.461436228809877,1.4641412580578113,{"$f":"AX507*$C$740","v":1.4668462873057471},{"$f":"BM507+($BR$507-$BM$507)/5","v":1.4696282709053681},{"$f":"BN507+($BR$507-$BM$507)/5","v":1.4724102545049891},{"$f":"BO507+($BR$507-$BM$507)/5","v":1.4751922381046101},{"$f":"BP507+($BR$507-$BM$507)/5","v":1.4779742217042311},{"$f":"BM507*$D$740","v":1.4807562053038525}]
[" Table   3.  Energy Prices by Sector and Source"]
["                      (2003 Dollars per Million Btu, Unless Otherwise Noted)"]
[]
["","2002","2003","2004","2005","2006","2007","2008","2009","2010","2011","2012","2013","2014","2015","2016","2017","2018","2019","2020","2021","2022","2023","2024","2025",2026]
["","","","","","","","","","","","","","","","","","","","","","","","",""]
["","","","","","","","","","","","","","","","","","","","","","","","",""]
[" Residential",15.0220499038696,15.811363220214799,16.4251308441162,16.464759826660199,15.680528640747101,15.0112085342407,14.5817928314209,14.458288192749,14.326377868652299,14.293612480163601,14.4205980300903,14.6031141281128,14.8352861404419,14.979790687561,15.0010738372803,15.073490142822299,15.2468109130859,15.482013702392599,15.6422672271729,15.809124946594199,15.869408607482899,15.910493850708001,16.000511169433601,16.127393722534201]
["   Primary Energy 1/",8.3285751342773402,9.67810153961182,10.6516561508179,10.5737972259521,9.7301187515258807,9.2126417160034197,8.7946681976318395,8.5506849288940394,8.3542766571044904,8.2684001922607404,8.3419942855834996,8.4596767425537092,8.6078786849975604,8.7398357391357404,8.7483062744140607,8.7686567306518608,8.8867673873901403,9.0631914138793892,9.2055320739746094,9.3421277999877894,9.4150266647338903,9.4582109451293892,9.5390539169311506,9.6245632171630895]
["     Petroleum Products 2/",10.0436496734619,11.266843795776399,13.0600261688232,12.5262813568115,11.260459899902299,10.814398765564,10.6458578109741,10.453662872314499,10.443992614746101,10.420529365539601,10.4911556243896,10.5971431732178,10.650529861450201,10.7566242218018,10.8697347640991,10.955939292907701,11.0780487060547,11.222780227661101,11.364427566528301,11.5109758377075,11.6184797286987,11.7467203140259,11.8437652587891,11.9311771392822]
["       Distillate Fuel",8.3698368072509801,9.5702075958252006,10.537187576293899,10.120927810668899,9.0704116821289098,8.6811342239379901,8.4951152801513707,8.3145399093627894,8.2864685058593803,8.2537784576415998,8.2966070175170898,8.3739995956420898,8.4385089874267596,8.4884243011474592,8.5346355438232404,8.5863618850708008,8.7058753967285192,8.7835302352905291,8.8462095260620099,8.9105930328369105,8.9716310501098597,9.0270709991455096,9.0740833282470703,9.1169166564941406]
["       Liquefied Petroleum Gas",12.976583480835,14.582922935485801,17.5701904296875,17.073207855224599,15.3619232177734,14.740796089172401,14.555371284484901,14.281338691711399,14.253823280334499,14.190848350524901,14.252662658691399,14.348473548889199,14.316626548767101,14.447472572326699,14.6025552749634,14.6705665588379,14.712552070617701,14.8757133483887,15.056845664978001,15.2477731704712,15.3445425033569,15.4947566986084,15.580441474914601,15.645468711853001]
["     Natural Gas",7.8179483413696298,9.2187824249267596,9.9373922348022496,10.0359506607056,9.3121318817138707,8.7750911712646502,8.2899227142334002,8.0357856750488299,7.7935147285461399,7.6957306861877397,7.7737927436828604,7.89709520339966,8.0722961425781303,8.21258449554443,8.1957035064697301,8.2030982971191406,8.3247480392456108,8.5131444931030291,8.6595201492309606,8.7975921630859393,8.8660669326782209,8.8930187225341797,8.9751634597778303,9.0651559829711896]
["   Electricity",25.222642898559599,25.415189743041999,25.1893119812012,25.147850036621101,24.3894958496094,23.460399627685501,22.990982055664102,23.018142700195298,22.960025787353501,22.974227905273398,23.1215305328369,23.312740325927699,23.5714206695557,23.632020950317401,23.589054107666001,23.650138854980501,23.8146667480469,24.0346794128418,24.122148513793899,24.230636596679702,24.181154251098601,24.130558013916001,24.148235321044901,24.238166809081999]
["","","","","","","","","","","","","","","","","","","","","","","","",""]
[" Commercial",15.064169883728001,15.629265785217299,15.835299491882299,15.918291091918899,15.0829524993896,14.3196773529053,13.910519599914601,13.8424997329712,13.762632369995099,13.8186712265015,14.058515548706101,14.316973686218301,14.661353111267101,14.869439125061,14.9301090240479,15.044508934021,15.2485342025757,15.517853736877401,15.7009220123291,15.889198303222701,15.933961868286101,15.975202560424799,16.0630493164063,16.195989608764599]
["   Primary Energy 1/",6.5697088241577104,7.9157042503356898,8.3734645843505895,8.3683490753173793,7.7444124221801802,7.3380589485168501,7.0368156433105504,6.9020848274231001,6.8100509643554696,6.84179735183716,6.8974781036376998,6.9808845520019496,7.1057710647582999,7.20139837265015,7.18692874908447,7.1932849884033203,7.2944316864013699,7.4377117156982404,7.5399260520935103,7.6392593383789098,7.6873850822448704,7.6958703994751003,7.7559337615966797,7.8220491409301802]
["     Petroleum Products 2/",6.9482707977294904,8.0266513824462908,8.9197750091552699,8.6532449722290004,7.9109911918640101,7.48618364334106,7.32971286773682,7.1282916069030797,7.1344366073608398,7.2035880088806197,7.21549415588379,7.2433881759643599,7.2548027038574201,7.2826437950134304,7.3254833221435502,7.3667011260986301,7.4382300376892099,7.5099358558654803,7.5474686622619602,7.6315479278564498,7.69354152679443,7.7161302566528303,7.7569241523742702,7.8363184928893999]
["       Distillate Fuel",6.1493649482727104,7.03082323074341,7.7272844314575204,7.4210705757141104,6.8826036453247097,6.5409913063049299,6.4167842864990199,6.2535924911498997,6.2965154647827104,6.4007697105407697,6.4218788146972701,6.4483299255371103,6.4679012298584002,6.4912290573120099,6.52826023101807,6.5738272666931197,6.6604804992675799,6.7330570220947301,6.75683689117432,6.8434348106384304,6.9099073410034197,6.9186587333679199,6.9633812904357901,7.0585165023803702]
["       Residual Fuel",4.2683343887329102,4.9646224975585902,5.0606441497802699,5.3499689102172896,5.0606269836425799,4.6454811096191397,4.44089698791504,4.3064308166503897,4.2577414512634304,4.3118896484375,4.3638815879821804,4.4166550636291504,4.4711151123046902,4.5238728523254403,4.5756058692932102,4.6275658607482901,4.6890521049499503,4.7516570091247603,4.8052668571472203,4.8599562644958496,4.9139251708984402,4.9674754142761204,5.0218071937561,5.0773591995239302]
["     Natural Gas",6.6170339584350604,8.0769119262695295,8.4474086761474592,8.5042705535888707,7.8856530189514196,7.4673976898193404,7.1177520751953098,6.9923906326293901,6.8716683387756303,6.8934268951415998,6.9598770141601598,7.0576272010803196,7.21203565597534,7.32529544830322,7.2944836616516104,7.2903637886047399,7.3995337486267099,7.56237888336182,7.6814393997192401,7.78521823883057,7.8287162780761701,7.8313083648681596,7.8953433036804199,7.9576945304870597,{"$f":"Y527+($AI$357-$Y$527)/10","v":8.0099991534203383}]
["   Electricity",23.353584289550799,23.2374382019043,23.0415229797363,22.938554763793899,21.8424968719482,20.6924953460693,20.1292018890381,20.063879013061499,19.9343872070313,19.938108444213899,20.262083053588899,20.589830398559599,21.038742065429702,21.2544975280762,21.300868988037099,21.4323215484619,21.647081375122099,21.937980651855501,22.104045867919901,22.281753540039102,22.24875831604,22.2471523284912,22.287950515747099,22.4030246734619,{"$f":"Y528+($AI$358-$Y$528)/10","v":22.313820934181763}]
["","","","","","","","","","","","","","","","","","","","","","","","",""]
[" Industrial 3/",6.3922061920165998,7.7839651107788104,8.7301359176635707,8.5276689529418892,7.7321057319641104,7.2916359901428196,7.0938224792480504,6.9649901390075701,6.8520793914794904,6.8315567970275897,6.8953166007995597,6.99013376235962,7.1103782653808603,7.2379879951477104,7.276611328125,7.3343372344970703,7.4634890556335396,7.6215224266052202,7.7529444694518999,7.8803434371948198,7.9471721649169904,7.99715328216553,8.05676174163818,8.1260271072387695]
["   Primary Energy",4.9298634529113796,6.4939708709716797,7.4592456817626998,7.2321572303771999,6.3973078727722203,5.9808039665222203,5.7940292358398402,5.64864206314087,5.54791307449341,5.5448842048645002,5.5862631797790501,5.6484580039978001,5.7157526016235396,5.8273496627807599,5.8644676208496103,5.9049983024597203,6.0105843544006303,6.1420850753784197,6.2661328315734899,6.3902029991149902,6.4639844894409197,6.5222811698913601,6.5781168937683097,6.6401424407959002,null,{"$f":"Z701+($AI$531-$Y$701)/10","v":1.6707610713595051},{"$f":"AA531+($AI$531-$Y$701)/10","v":1.7872284374395671},1.903695803519629,2.0201631695996909,2.1366305356797528,2.2530979017598147,2.3695652678398766,2.4860326339199386,2.6025,{"$f":"AI531+($BM$531-$AI$531)/30","v":2.6824166666666667},{"$f":"AJ531+($BM$531-$AI$531)/30","v":2.7623333333333333},2.8422499999999999,2.9221666666666666,3.0020833333333332,3.0819999999999999,3.1619166666666665,3.2418333333333331,3.3217499999999998,3.4016666666666664,3.481583333333333,3.5614999999999997,3.6414166666666663,3.7213333333333329,3.8012499999999996,3.8811666666666662,3.9610833333333328,4.0409999999999995,4.1209166666666661,4.2008333333333328,4.2807499999999994,4.360666666666666,4.4405833333333327,4.5204999999999993,4.6004166666666659,4.6803333333333326,4.7602499999999992,4.8401666666666658,4.9200833333333325,5,5.0799166666666666,5.1598333333333333,5.2397499999999999,5.3196666666666665,5.3995833333333332]
["     Petroleum Products 2/",6.5291514396667498,8.2850980758666992,9.8001232147216797,9.3072748184204102,8.1255960464477504,7.6394152641296396,7.5353851318359402,7.29905128479004,7.2437157630920401,7.2615475654602104,7.28952884674072,7.3323044776916504,7.3129158020019496,7.4180650711059597,7.5101509094238299,7.5518846511840803,7.6326026916503897,7.7444272041320801,7.8752341270446804,8.0334920883178693,8.1469945907592791,8.2539978027343803,8.3047761917114293,8.3638219833374006,null,8.7353999999999985,8.7353999999999985,8.7353999999999985,8.7353999999999985,8.7353999999999985,8.7353999999999985,8.7353999999999985,8.2799999999999994,8.2799999999999994,{"$f":"AI532+($AX$532-$AI$532)/15","v":8.2855063337213686},{"$f":"AJ532+($AX$532-$AI$532)/15","v":8.2910126674427378},8.296519001164107,8.3020253348854762,8.3075316686068454,8.3130380023282147,8.3185443360495839,8.3240506697709531,8.3295570034923223,8.3350633372136915,8.3405696709350607,8.34607600465643,8.3515823383777992,8.3570886720991684,{"$f":"AI532*$B$747","v":8.3625950058205305},{"$f":"AX532+($BM$532-$AX$532)/15","v":8.3654368677345836},{"$f":"AY532+($BM$532-$AX$532)/15","v":8.3682787296486367},8.3711205915626898,8.373962453476743,8.3768043153907961,8.3796461773048492,8.3824880392189023,8.3853299011329554,8.3881717630470085,8.3910136249610616,8.3938554868751147,8.3966973487891678,8.399539210703221,8.4023810726172741,{"$f":"AX532*$C$747","v":8.4052229345313236},{"$f":"BM532+($BR$532-$BM$532)/5","v":8.4080792827007791},{"$f":"BN532+($BR$532-$BM$532)/5","v":8.4109356308702345},{"$f":"BO532+($BR$532-$BM$532)/5","v":8.41379197903969},{"$f":"BP532+($BR$532-$BM$532)/5","v":8.4166483272091455},{"$f":"BM532*$D$747","v":8.4195046753785974}]
["       Distillate Fuel",6.3323707580566397,7.2384452819824201,7.96527099609375,7.6527137756347701,7.15256595611572,6.8207654953002903,6.8779778480529803,6.7174663543701199,6.78255271911621,7.1339807510376003,7.1601362228393599,7.1876134872436497,7.1760501861572301,7.19400835037231,7.2192950248718297,7.2771706581115696,7.32332468032837,7.37906789779663,7.3721222877502397,7.4461221694946298,7.5145907402038601,7.4954967498779297,7.5633401870727504,7.7325506210327104,null,4.78,4.78,4.78,4.78,4.78,4.78,4.78,4.78,4.78,4.78,4.78,4.78,4.78,4.78,4.78,4.78,4.78,4.78,4.78,4.78,4.78,4.78,4.78,4.78,4.78,4.78,4.78,4.78,4.78,4.78,4.78,4.78,4.78,4.78,4.78,4.78,4.78,4.78,4.78,4.78,4.78,4.78,4.78,4.78]
["       Liquefied Petroleum Gas",8.4833917617797905,12.566796302795399,15.1470994949341,13.2375335693359,11.1595468521118,10.509430885314901,10.3245944976807,10.044970512390099,10.0157480239868,9.9449577331543004,10.002993583679199,10.097089767456101,10.020875930786101,10.2241611480713,10.3367824554443,10.319104194641101,10.409514427185099,10.552604675293001,10.737306594848601,10.9299325942993,11.0452260971069,11.198148727416999,11.303442955017101,11.352322578430201,null,{"$f":"AA533*GJ_p_MMBtu","v":{"$error":"#NAME?"}},{"$error":"#NAME?"},{"$error":"#NAME?"},{"$error":"#NAME?"},{"$error":"#NAME?"},{"$error":"#NAME?"},{"$error":"#NAME?"},{"$f":"AH533*GJ_p_MMBtu","v":{"$error":"#NAME?"}},{"$error":"#NAME?"},{"$error":"#NAME?"},{"$error":"#NAME?"},{"$error":"#NAME?"},{"$error":"#NAME?"},{"$error":"#NAME?"},{"$error":"#NAME?"},{"$error":"#NAME?"},{"$error":"#NAME?"},{"$error":"#NAME?"},{"$error":"#NAME?"},{"$error":"#NAME?"},{"$error":"#NAME?"},{"$error":"#NAME?"},{"$error":"#NAME?"},{"$error":"#NAME?"},{"$error":"#NAME?"},{"$error":"#NAME?"},{"$error":"#NAME?"},{"$error":"#NAME?"},{"$error":"#NAME?"},{"$error":"#NAME?"},{"$error":"#NAME?"},{"$error":"#NAME?"},{"$error":"#NAME?"},{"$error":"#NAME?"},{"$error":"#NAME?"},{"$error":"#NAME?"},{"$error":"#NAME?"},{"$error":"#NAME?"},{"$error":"#NAME?"},{"$f":"BN533*GJ_p_MMBtu","v":{"$error":"#NAME?"}},{"$f":"BO533*GJ_p_MMBtu","v":{"$error":"#NAME?"}},{"$f":"BP533*GJ_p_MMBtu","v":{"$error":"#NAME?"}},{"$f":"BQ533*GJ_p_MMBtu","v":{"$error":"#NAME?"}},{"$f":"BR533*GJ_p_MMBtu","v":{"$error":"#NAME?"}}]
["       Residual Fuel",3.9384419918060298,4.5867881774902299,4.6800308227539098,4.9388971328735396,4.6724338531494096,4.2573971748352104,4.0660681724548304,3.9201312065124498,3.8699574470520002,3.9242179393768302,3.9701111316680899,4.0123748779296902,4.03127193450928,4.0987625122070304,4.1393604278564498,4.1877317428588903,4.2278647422790501,4.2813539505004901,4.3376803398132298,4.4096555709838903,4.4638853073120099,4.5156707763671902,4.5648870468139604,4.6165790557861301]
["     Natural Gas 4/",3.88655662536621,5.55936574935913,6.0491561889648402,6.0767245292663601,5.4288315773010298,4.9784579277038601,4.6095819473266602,4.5152282714843803,4.3734540939331099,4.3719940185546902,4.4435229301452601,4.5411396026611301,4.7005810737609899,4.81768798828125,4.7900476455688503,4.8231658935546902,4.9558763504028303,5.1147346496581996,5.2329874038696298,5.3250308036804199,5.3559622764587402,5.3499736785888699,5.4079699516296396,5.4724006652831996,{"$f":"Y536+($AI$366-$Y$536)/10","v":5.502911815190215}]
["     Metallurgical Coal",1.88388228416443,1.8499996662139899,1.9631321430206301,1.9065624475479099,1.8876701593398999,1.8568421602249101,1.8503668308258101,1.8461718559265099,1.81827020645142,1.79229772090912,1.7775920629501301,1.7720992565155,1.7673192024230999,1.76388168334961,1.7582092285156301,1.7531107664108301,1.7537478208541899,1.7550060749053999,1.75110328197479,1.741095662117,1.72283828258514,1.7066173553466799,1.6973831653595,1.68216860294342]
["     Steam Coal",1.5976041555404701,1.5543407201767001,1.5665656328201301,1.6037170886993399,1.59409379959106,1.5766631364822401,1.5775339603424099,1.5708864927291899,1.5649564266204801,1.56413578987122,1.5547889471054099,1.54732978343964,1.54787278175354,1.5495419502258301,1.5494637489318801,1.5568271875381501,1.55967605113983,1.5613601207733201,1.5625598430633501,1.5681461095809901,1.5708984136581401,1.6035954952239999,1.60524129867554,1.6024739742279099]
["   Electricity",14.734835624694799,15.0261535644531,15.7151737213135,15.5977983474731,15.0554456710815,14.415571212768601,14.123340606689499,14.033378601074199,13.8423414230347,13.6992740631104,13.8484916687012,14.089280128479,14.438159942626999,14.622407913208001,14.680962562561,14.817166328430201,15.035754203796399,15.3131446838379,15.467190742492701,15.608844757080099,15.623446464538601,15.6070909500122,15.6627254486084,15.7515544891357,{"$f":"Y539+($AI$369-$Y$539)/10","v":15.681619149325263}]
["","","","","","","","","","","","","","","","","","","","","","","","",""]
[" Transportation",10.068477630615201,11.4567165374756,12.984972000122101,12.646059036254901,12.0215864181519,11.451254844665501,11.2903280258179,11.054517745971699,10.953487396240201,10.9616088867188,10.9120273590088,10.9370317459106,10.932166099548301,10.949841499328601,10.9948740005493,11.046938896179199,11.074780464172401,11.117128372192401,11.155697822570801,11.209436416626,11.2737817764282,11.3331050872803,11.350456237793001,11.462995529174799]
["   Primary Energy",10.0396184921265,11.4297380447388,12.961000442504901,12.6219329833984,11.9984340667725,11.4290685653687,11.2685947418213,11.0320892333984,10.930870056152299,10.938961982727101,10.8886499404907,10.913072586059601,10.9073333740234,10.9247722625732,10.969937324523899,11.021965980529799,11.049379348754901,11.0911350250244,11.129392623901399,11.182910919189499,11.247509956359901,11.307147026061999,11.324338912963899,11.436959266662599]
["     Petroleum Products 2/",10.0409812927246,11.431476593017599,12.9638833999634,12.6248769760132,12.0015964508057,11.432228088378899,11.2722625732422,11.0358724594116,10.934929847717299,10.9432172775269,10.892875671386699,10.9173030853271,10.911340713501,10.928663253784199,10.9740562438965,11.026309967041,11.0536193847656,11.0952548980713,11.1333513259888,11.1867895126343,11.251508712768601,11.3113117218018,11.328408241271999,11.4412240982056]
["       Distillate Fuel 5/",9.5535230636596697,10.9202365875244,12.0208587646484,11.5461339950562,11.286841392517101,11.003821372985801,10.8476676940918,10.675346374511699,10.7599039077759,10.8244476318359,10.807107925415,10.788902282714799,10.7359352111816,10.7108716964722,10.6978845596313,10.720422744751,10.715018272399901,10.7237329483032,10.658562660217299,10.6896152496338,10.7133436203003,10.6396188735962,10.6814889907837,10.8466644287109,{"$f":"Y544+($AI$374-$Y$544)/10","v":11.215393895691953}]
["       Jet Fuel 6/",6.0538434982299796,6.4578518867492702,8.1168746948242205,7.6875572204589799,7.0150871276855504,6.5790328979492196,6.5712537765502903,6.42602443695068,6.2476048469543501,6.2184038162231401,6.2436552047729501,6.2858424186706499,6.2737250328064,6.2926135063171396,6.3336305618286097,6.3623290061950701,6.4419050216674796,6.5377755165100098,6.5789065361022896,6.7034192085266104,6.8036813735961896,6.8691210746765101,6.8930430412292498,6.9258189201354998]
["       Motor Gasoline 7/",11.3207235336304,12.9284992218018,14.6530704498291,14.346965789794901,13.634911537170399,12.9354457855225,12.7248182296753,12.444727897644,12.3216390609741,12.333900451660201,12.228641510009799,12.2244319915771,12.232741355896,12.2594261169434,12.3207359313965,12.3872022628784,12.4125566482544,12.451280593872101,12.520702362060501,12.5581102371216,12.622034072876,12.7203483581543,12.7153625488281,12.8139133453369,{"$f":"Y546+($AI$376-$Y$546)/10","v":13.239838295522954}]
["       Residual Fuel",3.83150410652161,4.4939312934875497,4.5839381217956499,4.8374905586242702,4.5451078414917001,4.1204147338867196,3.9213058948516801,3.7859048843383798,3.7380118370056201,3.79148626327515,3.8454215526580802,3.8996179103851301,3.9557838439941402,4.0096635818481401,4.0587000846862802,4.1115031242370597,4.1679596900939897,4.2270021438598597,4.2823433876037598,4.3368558883667001,4.3924484252929696,4.4465680122375497,4.5027370452880904,4.5619544982910201]
["       Liquefied Petroleum Gas8/",15.146578788757299,16.654964447021499,20.603065490722699,20.419296264648398,16.382719039916999,15.8189392089844,15.6014108657837,15.311073303222701,15.2448682785034,15.179443359375,15.2014074325562,15.2481698989868,15.181710243225099,15.278540611267101,15.3825387954712,15.370577812194799,15.3893880844116,15.510032653808601,15.6597127914429,15.774450302124,15.847083091735801,16.037206649780298,16.107362747192401,16.244932174682599]
["     Natural Gas 9/",7.2317700386047399,9.0444478988647496,9.7142534255981392,9.7951860427856392,9.2951183319091797,8.9833269119262695,8.7195968627929705,8.6326360702514595,8.5613536834716797,8.6190090179443395,8.7080965042114293,8.8271207809448207,8.9910020828247106,9.1132879257202095,9.1042909622192401,9.1039905548095703,9.2009325027465803,9.3432521820068395,9.4465293884277308,9.5402717590331996,9.5791873931884801,9.5845136642456108,9.6436891555786097,9.694091796875]
["     Ethanol (E85) 10/",14.6543264389038,16.232709884643601,19.6646022796631,19.5902194976807,19.473403930664102,18.312351226806602,18.154972076416001,17.744245529174801,17.108533859252901,16.985416412353501,16.891477584838899,17.106473922729499,17.298709869384801,17.370653152465799,17.404756546020501,17.4316711425781,17.495216369628899,17.111986160278299,17.221326828002901,17.6731853485107,17.676996231079102,17.866504669189499,17.993064880371101,18.128524780273398,{"$f":"Y550+($AI$380-$Y$550)/10","v":18.036478922002154}]
["   Electricity",20.034517288208001,20.636144638061499,21.1998176574707,20.923387527465799,19.967187881469702,19.089002609252901,18.799640655517599,18.828804016113299,18.807792663574201,18.831340789794901,19.0241508483887,19.232509613037099,19.521226882934599,19.590469360351602,19.544775009155298,19.5792236328125,19.706111907958999,19.899772644043001,19.988050460815401,20.054973602294901,19.979206085205099,19.890190124511701,19.9172687530518,19.9590148925781]
["","","","","","","","","","","","","","","","","","","","","","","","",""]
[" Average End-Use Energy",10.2607097625732,11.4965677261353,12.498481750488301,12.3126974105835,11.5857706069946,11.0374755859375,10.8027191162109,10.6485815048218,10.5555610656738,10.564617156982401,10.6249675750732,10.7333173751831,10.851320266723601,10.9544372558594,11.0046529769897,11.070010185241699,11.175311088561999,11.313448905944799,11.4217777252197,11.534593582153301,11.6029949188232,11.660957336425801,11.7183265686035,11.827390670776399]
["   Primary Energy",7.8488264083862296,9.3171482086181605,10.5270042419434,10.2914838790894,9.5772314071655291,9.0944671630859393,8.8957033157348597,8.7092790603637695,8.6138839721679705,8.6225843429565394,8.6363019943237305,8.7009534835815394,8.7555856704711896,8.8331260681152308,8.8750228881835902,8.9212465286254901,8.9933633804321307,9.0904560089111293,9.1763067245483398,9.2688179016113299,9.3425512313842791,9.4030828475952095,9.4481410980224592,9.5455484390258807]
["   Electricity",21.599882125854499,21.735733032226602,21.728578567504901,21.659519195556602,20.859115600585898,19.947565078735401,19.5044040679932,19.468164443969702,19.363897323608398,19.340778350830099,19.565423965454102,19.829431533813501,20.184032440185501,20.348131179809599,20.384618759155298,20.4941310882568,20.6934413909912,20.961088180541999,21.1064147949219,21.2582683563232,21.2429523468018,21.2300205230713,21.277418136596701,21.3841457366943]
["","","","","","","","","","","","","","","","","","","","","","","","",""]
[" Electric Power 11/","","","","","","","","","","","","","","","","","","","","","","","",""]
["   Fossil Fuel Average",1.8996955156326301,2.2409727573394802,2.4238619804382302,2.3792355060577401,2.2243471145629901,2.11745405197144,2.0720956325531001,2.06648945808411,2.0576293468475302,2.0898380279540998,2.13185787200928,2.1827101707458501,2.2442750930786102,2.2846662998199498,2.2886507511138898,2.31255102157593,2.3658699989318799,2.41897773742676,2.4451649188995401,2.4616906642913801,2.4596512317657502,2.4499151706695601,2.46315670013428,2.4591720104217498]
["     Petroleum Products",4.3748912811279297,5.2786889076232901,5.9517397880554199,5.8145914077758798,5.36482858657837,4.9555935859680202,4.76583051681519,4.6106519699096697,4.5544371604919398,4.5760931968689,4.6005949974060103,4.65545606613159,4.7050404548645002,4.76641750335693,4.8219771385192898,4.8744759559631303,4.9555630683898899,5.0235657691955602,5.0990805625915501,5.1768889427185103,5.2447147369384801,5.3197603225707999,5.3696103096008301,5.4173326492309597]
["       Distillate Fuel",5.6938004493713397,6.4773354530334499,7.1750502586364702,6.8899459838867196,6.2672758102417001,5.8609590530395499,5.6430783271789604,5.4534807205200204,5.3617582321167001,5.3288640975952104,5.3712139129638699,5.41644287109375,5.4747476577758798,5.5268063545227104,5.5894103050231898,5.6297807693481401,5.7926478385925302,5.9167857170104998,6.0082931518554696,6.11431789398193,6.21482229232788,6.2930455207824698,6.3174986839294398,6.3298768997192401]
["       Residual Fuel",3.9850425720214799,4.7911210060119602,5.5054435729980504,5.3836607933044398,4.9928164482116699,4.5735058784484899,4.37508344650269,4.2357888221740696,4.1871180534362802,4.2367839813232404,4.2823972702026403,4.3351020812988299,4.38077735900879,4.4392328262329102,4.4927945137023899,4.5466628074645996,4.5988087654113796,4.6550941467285201,4.7130184173584002,4.7694864273071298,4.8261427879333496,4.8835220336914098,4.9410810470581099,5.0030183792114302]
["     Natural Gas",3.6857740879058798,5.4593739509582502,5.9836626052856401,5.9217834472656303,5.2677536010742196,4.83196926116943,4.4959845542907697,4.3869647979736301,4.2738447189331099,4.3073697090148899,4.4138617515564,4.5377993583679199,4.6997785568237296,4.8059244155883798,4.7723231315612802,4.7962751388549796,4.93237209320068,5.0951194763183603,5.2029786109924299,5.2939982414245597,5.3285460472106898,5.3187093734741202,5.3844461441040004,5.4420223236084002,{"$f":"Y562+($AI$392-$Y$562)/10","v":5.4722581683132612}]
["     Steam Coal",1.2699717283248899,1.27919089794159,1.2833664417266799,1.28942894935608,1.29215919971466,1.28011155128479,1.2771430015564,1.2664887905120801,1.2516112327575699,1.2440552711486801,1.2386393547058101,1.23525643348694,1.23468470573425,1.2341449260711701,1.23174548149109,1.2347780466079701,1.23870933055878,1.2427853345871001,1.24646520614624,1.2552444934845,1.26424860954285,1.2944931983947801,1.3030458688736,1.30599772930145,{"$f":"Y563+($AI$393-$Y$563)/10","v":1.3088234854404943}]
["","","","","","","","","","","","","","","","","","","","","","","","",""]
[" Average Price to All Users 12/","","","","","","","","","","","","","","","","","","","","","","","",""]
["   Petroleum Products 2/",9.0916013717651403,10.5092258453369,12.005053520202599,11.630154609680201,10.867414474487299,10.341483116149901,10.206826210021999,9.9809312820434606,9.9117403030395508,9.9329805374145508,9.9184780120849592,9.9575662612915004,9.9538516998290998,10.000968933105501,10.066521644592299,10.122728347778301,10.166119575500501,10.2242088317871,10.2887620925903,10.370365142822299,10.451409339904799,10.528607368469199,10.560112953186,10.6600894927979]
["     Distillate Fuel",8.7129955291747994,9.89868068695068,10.9323616027832,10.516496658325201,10.0722150802612,9.7644062042236293,9.6708259582519496,9.5059432983398402,9.5328626632690394,9.6073579788208008,9.6717586517334002,9.7472448348999006,9.7227439880371094,9.7185726165771502,9.7264575958252006,9.7659683227539098,9.7933034896850604,9.8243274688720703,9.7878532409668004,9.8349857330322301,9.8761272430419904,9.8313732147216797,9.8799133300781303,10.0311069488525]
["     Jet Fuel",6.0538434982299796,6.4578518867492702,8.1168746948242205,7.6875572204589799,7.0150871276855504,6.5790328979492196,6.5712537765502903,6.42602443695068,6.2476048469543501,6.2184038162231401,6.2436552047729501,6.2858424186706499,6.2737250328064,6.2926135063171396,6.3336305618286097,6.3623290061950701,6.4419050216674796,6.5377755165100098,6.5789065361022896,6.7034192085266104,6.8036813735961896,6.8691210746765101,6.8930430412292498,6.9258189201354998]
["     Liquefied Petroleum Gas",9.5166797637939506,13.0396432876587,15.6858806610107,14.0742273330688,12.086350440979,11.4653730392456,11.285403251647899,11.0092105865479,10.989564895629901,10.925596237182599,10.987684249877899,11.0838632583618,11.0187425613403,11.2084665298462,11.3385829925537,11.336560249328601,11.412732124328601,11.5561437606812,11.7385349273682,11.9240121841431,12.033415794372599,12.184607505798301,12.2847499847412,12.335958480835]
["     Motor Gasoline 7/",11.3185987472534,12.9258327484131,14.650143623352101,14.3442440032959,13.623025894165,12.923449516296399,12.7128458023071,12.432819366455099,12.310016632080099,12.3222455978394,12.2171115875244,12.2130832672119,12.22132396698,12.248191833496101,12.309587478637701,12.376181602478001,12.4016332626343,12.440443038940399,12.509931564331101,12.547391891479499,12.611403465271,12.7098541259766,12.7049369812012,12.8036108016968]
["     Residual Fuel",3.9308724403381299,4.6628575325012198,5.07232666015625,5.1433629989623997,4.8060836791992196,4.3862032890319798,4.1832194328308097,4.0440359115600604,3.9943466186523402,4.04720115661621,4.0966601371765101,4.1477751731872603,4.19142723083496,4.2503523826599103,4.3018612861633301,4.3527650833129901,4.4055538177490199,4.4662823677062997,4.5225110054016104,4.5828208923339799,4.6386957168579102,4.6918659210205096,4.7469024658203098,4.8068332672119096]
["   Natural Gas",5.1461992263793901,6.8558807373046902,7.3508329391479501,7.3838677406311,6.7167663574218803,6.2544136047363299,5.8490047454834002,5.6922402381896999,5.5182204246520996,5.4887638092040998,5.5592789649963397,5.6574964523315403,5.8102455139160201,5.9230461120605504,5.8875889778137198,5.8938632011413601,6.0147280693054199,6.1772904396057102,6.2973737716674796,6.40012407302856,6.4435343742370597,6.4505195617675799,6.5169725418090803,6.5874438285827601]
["   Coal",1.2938040494918801,1.29924309253693,1.30395972728729,1.3117660284042401,1.3130011558532699,1.3001606464386,1.2972036600112899,1.28666663169861,1.2722240686416599,1.2649568319320701,1.25909507274628,1.25531446933746,1.25464415550232,1.25405156612396,1.2516055107116699,1.25465047359467,1.2582825422287001,1.2619441747665401,1.26514172554016,1.27338314056396,1.2817230224609399,1.31160092353821,1.3194112777710001,1.3217089176178001]
["   Ethanol (E85) 10/",14.6543264389038,16.232709884643601,19.6646022796631,19.5902194976807,19.473403930664102,18.312351226806602,18.154972076416001,17.744245529174801,17.108533859252901,16.985416412353501,16.891477584838899,17.106473922729499,17.298709869384801,17.370653152465799,17.404756546020501,17.4316711425781,17.495216369628899,17.111986160278299,17.221326828002901,17.6731853485107,17.676996231079102,17.866504669189499,17.993064880371101,18.128524780273398]
["   Electricity",21.599882125854499,21.735733032226602,21.728578567504901,21.659519195556602,20.859115600585898,19.947565078735401,19.5044040679932,19.468164443969702,19.363897323608398,19.340778350830099,19.565423965454102,19.829431533813501,20.184032440185501,20.348131179809599,20.384618759155298,20.4941310882568,20.6934413909912,20.961088180541999,21.1064147949219,21.2582683563232,21.2429523468018,21.2300205230713,21.277418136596701,21.3841457366943]
["","","","","","","","","","","","","","","","","","","","","","","","",""]
["Non-Renewable Energy Expenditures by Sector","","","","","","","","","","","","","","","","","","","","","","","",""]
["(billion 2003 dollars)","","","","","","","","","","","","","","","","","","","","","","","",""]
[" Residential",163.90481567382801,177.16523742675801,181.72630310058599,185.23806762695301,178.77069091796901,174.57431030273401,173.49729919433599,174.68045043945301,175.87545776367199,177.93170166015599,181.97520446777301,185.45910644531301,189.89924621582,193.20950317382801,195.50482177734401,197.60719299316401,201.40017700195301,205.80612182617199,209.76078796386699,212.75457763671901,215.110427856445,217.42091369628901,220.97119140625,223.85739135742199]
[" Commercial",122.690147399902,128.153732299805,130.48348999023401,132.28971862793,128.48481750488301,125.5166015625,125.36106109619099,127.820442199707,129.92327880859401,133.10743713378901,137.92835998535199,142.925369262695,148.816970825195,153.52194213867199,157.03869628906301,161.345138549805,166.52362060546901,172.33033752441401,177.27947998046901,182.50421142578099,186.391357421875,190.50810241699199,195.38455200195301,200.92575073242199]
[" Industrial",124.39901733398401,147.11244201660199,168.10716247558599,167.31402587890599,151.68084716796901,143.54243469238301,141.56742858886699,140.77819824218801,139.57333374023401,140.39901733398401,142.75350952148401,145.42568969726599,149.20526123046901,152.35485839843801,153.50325012207,156.35830688476599,160.767654418945,165.76315307617199,169.931716918945,173.961990356445,176.65931701660199,179.21453857421901,182.00726318359401,184.95687866210901]
[" Transportation",263.72879028320301,302.59255981445301,352.23770141601602,351.05020141601602,340.83407592773398,332.5693359375,335.96701049804699,336.85531616210898,341.13198852539102,348.16427612304699,352.90618896484398,359.69818115234398,365.95080566406301,372.46246337890602,379.283447265625,387.02755737304699,393.88119506835898,401.07183837890602,407.83190917968801,415.10699462890602,423.06927490234398,431.36416625976602,438.52017211914102,449.30920410156301]
["   Total Non-Renewable Expenditures",674.72277832031295,755.02398681640602,832.5546875,835.89202880859398,799.77044677734398,776.20269775390602,776.392822265625,780.13439941406295,786.50402832031295,799.60241699218795,815.563232421875,833.50836181640602,853.872314453125,871.54876708984398,885.33020019531295,902.33819580078102,922.57263183593795,944.971435546875,964.80389404296898,984.32775878906295,1001.23034667969,1018.50769042969,1036.88317871094,1059.04919433594]
["   Transportation Renewable Expenditures",1.1704622767865699E-2,1.72001253813505E-2,2.0739471539855E-2,2.2893460467457799E-2,2.3359816521406201E-2,2.56899110972881E-2,2.8361881151795401E-2,3.0972529202699699E-2,3.4895084798336001E-2,3.86636592447758E-2,4.1480015963315998E-2,4.3943785130977603E-2,4.6801801770925501E-2,4.9450792372226701E-2,5.3890265524387401E-2,5.8303136378526701E-2,6.2215700745582601E-2,6.0202639549970599E-2,6.6687978804111495E-2,6.8060472607612596E-2,7.0131160318851499E-2,7.4032962322235094E-2,7.6179362833499895E-2,7.9960107803344699E-2]
["   Total Expenditures",674.73449707031295,755.04119873046898,832.575439453125,835.91491699218795,799.79382324218795,776.22839355468795,776.42120361328102,780.16534423828102,786.53894042968795,799.64105224609398,815.604736328125,833.55230712890602,853.91912841796898,871.59820556640602,885.38409423828102,902.396484375,922.63482666015602,945.03161621093795,964.87060546875,984.39581298828102,1001.30047607422,1018.58172607422,1036.95935058594,1059.12915039063]
["Woody Biomass","See High A Case"]
["Methanol","See High A Case"]
["","","","","","","","","","","","","","","","","","","","","","","","",""]
["   1/ Weighted average price includes fuels below as well as coal."]
["   2/ This quantity is the weighted average for all petroleum products, not just those listed below."]
["   3/ Includes energy for combined heat and power plants, except those whose primary business is to sell electricity, or electricity and heat, to the public."]
["   4/ Excludes use for lease and plant fuel."]
["   5/ Diesel fuel containing 500 parts per million (ppm) or 15 ppm sulfur.  Price includes Federal and State taxes while excluding county and local taxes."]
["   6/ Kerosene-type jet fuel.  Price includes Federal and State taxes while excluding county and local taxes."]
["   7/ Sales weighted-average price for all grades. Includes Federal, State, and local taxes."]
["   8/ Includes Federal and State taxes while excluding county and local taxes."]
["   9/ Compressed natural gas used as a vehicle fuel.  Price includes estimated motor vehicle fuel taxes."]
["   10/ E85 refers to a blend of 85 percent ethanol (renewable) and 15 percent motor gasoline (nonrenewable).  To address cold starting issues, the percentage of ethanol actually"]
["varies seasonally.  The annual average ethanol content of 74 percent is used for this forecast."]
["   11/ Includes electricity-only and combined heat and power plants whose primary business is to sell electricity, or electricity and heat, to the public."]
["   12/ Weighted averages of end-use fuel prices are derived from the prices shown in each sector and the corresponding sectoral consumption."]
["   Btu = British thermal unit."]
["   Note:  Data for 2002 and 2003 are model results and may differ slightly from official EIA data reports."]
["   Sources:  2002 and 2003 prices for motor gasoline, distillate, and jet fuel are based on prices in the Energy Information Administration (EIA), Petroleum Marketing Annual"]
["2003, DOE/EIA-0487(2003) (Washington, DC, August 2004).  2002 residential and commercial natural gas delivered prices:  EIA, Natural Gas Annual 2002, DOE/EIA-0131(2002)"]
["(Washington, DC, January 2004).  2003 residential and commercial natural gas delivered prices:  EIA, Natural Gas Monthly, DOE/EIA-0130(2004/07) (Washington, DC, July 2004)."]
["2002 and 2003 electric power sector natural gas prices:  EIA, Electric Power Monthly, DOE/EIA-0226, May 2003 through April 2004, Table 4.11.A.  2002 and 2003 industrial natural"]
["gas delivered prices are estimated based on:  EIA, Manufacturing Energy Consumption Survey 1994 and industrial and wellhead prices from the Natural Gas Annual 2002,"]
["DOE/EIA-0131(2002) (Washington, DC, January 2004) and the Natural Gas Monthly, DOE/EIA-0130(2004/07) (Washington, DC, July 2004).  2002 transportation sector natural"]
["gas delivered prices are based on:  EIA, Natural Gas Annual 2002, DOE/EIA-0131(2002) (Washington, DC, January 2004) and estimated state and federal taxes.  2003"]
["transportation sector natural gas delivered prices are model results.  2002 and 2003 coal prices based on:  EIA, Quarterly Coal Report, October-December 2003,"]
["DOE/EIA-0121(2003/4Q) (Washington, DC, March 2004) and EIA, AEO2005 National Energy Modeling System run aeo2005.d102004a.  2002 and 2003 electricity prices:"]
["Annual Energy Review 2003, DOE/EIA-0384(2003) (Washington, DC, September 2004).  2002 and 2003 ethanol prices derived from weekly spot prices in the Oxy Fuel"]
["News.  Projections:  EIA, AEO2005 National Energy Modeling System run aeo2005.d102004a."]
[]
[]
[]
["Energy Prices in High A Case File",null,"Projections Vary in Cases With Different Oil Price Assumptions  "]
["AEO 2005 Appendix C, Table 3",null,"The historical record shows substantial variability in world oil prices, and there is similar uncertainty about future prices. Four AEO2005 cases with different price paths allow an assessment of alternative views on the future of oil prices (Figure 40). In the reference case, with both OPEC and non-OPEC producers scheduled to add new production capacity over the next 5 years, prices in 2010 are projected to be more than $10 per barrel lower than current prices (all prices in 2003 dollars per barrel). After 2010, oil prices are projected to rise by about 1.3 percent per year, to more than $30 per barrel in 2025. (In nominal dollars, the reference case price is about $52 in 2025.) In the low price case, prices are projected to decline from their high in 2004 to $21 per barrel in 2009 and to remain at that level out to 2025. The high A price case projects that prices will remain at about $34 through 2015 and then increase on average by 1.4 percent per year, to more than $39 per barrel in 2025. In the high B case, world oil prices are projected to fall from current levels to $37 per barrel in 2010 and then rise to $48 per barrel in 2025.  "]
["Name of file: aeo_hw-3.xls",null,"Projected prices in all four cases are higher than in AEO2004 [130], reflecting recent improved production discipline by OPEC members and limited ability of other producers to expand production despite increasing demand and high utilization rates that have led to higher prices. The price projections in the high A and B cases are sufficiently robust to encourage greater market penetration of alternative energy supplies. "]
["http://www.eia.doe.gov/oiaf/aeo/index.html"]
[]
[" Table   3.  Energy Prices by Sector and Source"]
["                      (2003 Dollars per Million Btu, Unless Otherwise Noted)"]
[null,null,null,null,null,null,null,null,null,null,null,null,null,null,null,null,null,null,null,null,null,null,null,null,null,"Extrapolated values (DMS 8/14/07 based on PNNL Mini-CAM Model"]
["","2002","2003","2004","2005","2006","2007","2008","2009","2010","2011","2012","2013","2014","2015","2016","2017","2018","2019","2020","2021","2022","2023","2024","2025",2026]
["","","","","","","","","","","","","","","","","","","","","","","","",""]
[" Residential",15.0220499038696,15.811363220214799,16.426000595092798,16.4650573730469,15.8399600982666,15.268068313598601,14.8466091156006,14.7514638900757,14.6550188064575,14.6146650314331,14.723385810852101,14.890528678894,15.1057291030884,15.213768959045399,15.3079509735107,15.3113193511963,15.4291744232178,15.6326360702515,15.9024982452393,16.1096382141113,16.157627105712901,16.2051906585693,16.309419631958001,16.471462249755898]
["   Primary Energy 1/",8.3285751342773402,9.67810153961182,10.65163230896,10.5740642547607,9.9307842254638707,9.5159215927124006,9.1046285629272496,8.8910932540893608,8.7197055816650408,8.6297874450683594,8.6824674606323207,8.7884712219238299,8.9080095291137695,9.0072793960571307,9.0682640075683594,9.0415534973144496,9.1060371398925799,9.2553215026855504,9.4607038497924805,9.6327857971191406,9.6968526840209996,9.7728433609008807,9.8535881042480504,9.9786624908447301]
["     Petroleum Products 2/",10.0436496734619,11.266843795776399,13.0600233078003,12.5262851715088,12.207064628601101,12.234001159668001,12.201937675476101,12.2015285491943,12.262092590331999,12.1512393951416,12.1732091903687,12.1968584060669,12.177050590515099,12.2115392684937,12.3804988861084,12.519121170043899,12.6585578918457,12.798875808715801,12.8676557540894,13.13560962677,13.328717231750501,13.556846618652299,13.722979545593301,13.940701484680201]
["       Distillate Fuel",8.3698368072509801,9.5702075958252006,10.537187576293899,10.120927810668899,9.8627185821533203,9.8399791717529297,9.8302927017211896,9.8297405242919904,9.8252134323120099,9.7093524932861293,9.7021694183349592,9.7383060455322301,9.80072116851807,9.7244081497192401,9.8378829956054705,9.8340024948120099,9.9226865768432599,10.0213985443115,10.078977584838899,10.280327796936,10.3802833557129,10.4678192138672,10.5482635498047,10.6469841003418]
["       Liquefied Petroleum Gas",12.976583480835,14.582922935485801,17.570188522338899,17.073205947876001,16.564285278320298,16.581449508666999,16.4250888824463,16.346086502075199,16.4532871246338,16.288703918456999,16.298521041870099,16.236286163330099,15.99489402771,16.1197624206543,16.286623001098601,16.56103515625,16.690963745117202,16.804660797119102,16.7820129394531,17.028240203857401,17.2251377105713,17.515983581543001,17.670423507690401,17.9113578796387]
["     Natural Gas",7.8179483413696298,9.2187824249267596,9.9373655319213903,10.036292076110801,9.3139858245849592,8.7959203720092791,8.3035001754760707,8.0470056533813494,7.8287873268127397,7.7531881332397496,7.8190288543701199,7.9488449096679696,8.1063919067382795,8.2242641448974592,8.2648267745971697,8.2073183059692401,8.2647809982299805,8.4262142181396502,8.6721630096435494,8.83197021484375,8.8790025711059606,8.93493747711182,9.0109558105468803,9.1305398941040004]
["   Electricity",25.222642898559599,25.415189743041999,25.1915378570557,25.148117065429702,24.4542636871338,23.578901290893601,23.091381072998001,23.1348171234131,23.120912551879901,23.118898391723601,23.2529602050781,23.4250183105469,23.684103012085,23.7079162597656,23.7613220214844,23.722099304199201,23.8309440612793,24.013486862182599,24.267650604248001,24.4126377105713,24.3365364074707,24.2477512359619,24.2885627746582,24.396659851074201]
["","","","","","","","","","","","","","","","","","","","","","","","",""]
[" Commercial",15.064169883728001,15.629265785217299,15.835695266723601,15.918652534484901,15.2065124511719,14.526217460632299,14.119109153747599,14.0872592926025,14.0534925460815,14.108097076416,14.338217735290501,14.584888458251999,14.9309749603271,15.096228599548301,15.2413949966431,15.255002975463899,15.399823188781699,15.6329202651978,15.9477081298828,16.179660797119102,16.227045059204102,16.249193191528299,16.367641448974599,16.5326118469238]
["   Primary Energy 1/",6.5697088241577104,7.9157042503356898,8.3734045028686506,8.3685989379882795,7.9054894447326696,7.6067800521850604,7.3189792633056596,7.2159371376037598,7.1498117446899396,7.1872353553771999,7.2290387153625497,7.30631303787231,7.4108529090881303,7.4683656692504901,7.4930505752563503,7.43192434310913,7.4779849052429199,7.60019826889038,7.7867598533630398,7.91162109375,7.9430484771728498,7.9890594482421902,8.0587644577026403,8.1779403686523402]
["     Petroleum Products 2/",6.9482707977294904,8.0266513824462908,8.9197740554809606,8.6532411575317401,8.7558631896972692,8.8328323364257795,8.8167963027954102,8.8182945251464808,8.8873138427734393,8.9125509262084996,8.9192247390747106,8.8803482055664098,8.8586578369140607,8.7692289352416992,8.7682600021362305,8.7373514175415004,8.7862501144409197,8.8491783142089808,8.8908815383911097,9.0514831542968803,9.1475715637206996,9.2663307189941406,9.3906812667846697,9.6513500213622994]
["       Distillate Fuel",6.1493649482727104,7.03082323074341,7.7272830009460396,7.4210705757141104,7.6805524826049796,7.8215904235839799,7.8266153335571298,7.8668313026428196,7.9658513069152797,8.0328092575073207,8.0569534301757795,8.0234899520874006,8.0314903259277308,7.91062688827515,7.8695487976074201,7.7933855056762704,7.8344025611877397,7.89571285247803,7.9562859535217303,8.1191616058349592,8.2043952941894496,8.3111848831176793,8.4434480667114293,8.7515277862548793]
["       Residual Fuel",4.2683343887329102,4.9646224975585902,5.0606441497802699,5.3499693870544398,5.6657009124755904,5.6566004753112802,5.6533966064453098,5.65053033828735,5.6487455368042001,5.6555466651916504,5.6602473258972203,5.6679368019104004,5.6729874610900897,5.6782984733581499,5.7556295394897496,5.8296666145324698,5.9058866500854501,5.9829258918762198,6.0580596923828098,6.1354246139526403,6.2122497558593803,6.2891340255737296,6.3645572662353498,6.4413762092590297]
["     Natural Gas",6.6170339584350604,8.0769119262695295,8.4473829269409197,8.5046024322509801,7.8886041641235396,7.4893965721130398,7.1298856735229501,7.0003471374511701,6.9035739898681596,6.94567918777466,6.9973711967468297,7.1022868156433097,7.2368607521057102,7.3275256156921396,7.3574790954589799,7.2871475219726598,7.3330197334289604,7.4703903198242196,7.6915035247802699,7.8109488487243697,7.8279361724853498,7.8590941429138201,7.9183402061462402,8.0110416412353498,{"$f":"Y641+($AI$471-$Y$641)/10","v":8.0591226890564176}]
["   Electricity",23.353584289550799,23.2374382019043,23.0424194335938,22.939121246337901,21.907506942748999,20.807579040527301,20.2319431304932,20.2009677886963,20.132976531982401,20.128959655761701,20.445728302001999,20.757715225219702,21.231256484985401,21.404373168945298,21.571121215820298,21.578863143920898,21.739751815795898,21.989313125610401,22.322486877441399,22.5522785186768,22.5369548797607,22.469936370849599,22.555665969848601,22.682601928710898,{"$f":"Y642+($AI$472-$Y$642)/10","v":22.586698480675594}]
["","","","","","","","","","","","","","","","","","","","","","","","",""]
[" Industrial 3/",6.3922061920165998,7.7839651107788104,8.7313165664672905,8.5384979248046893,8.1135501861572301,7.8849329948425302,7.7104330062866202,7.6478543281555202,7.5814275741577104,7.5381202697753897,7.5780467987060502,7.6416735649108896,7.7132387161254901,7.8013410568237296,7.8755207061767596,7.9062352180481001,7.9948873519897496,8.1163215637206996,8.2487821578979492,8.4059162139892596,8.4608268737793004,8.5343141555786097,8.6114902496337908,8.7719221115112305]
["   Primary Energy",4.9298634529113796,6.4939708709716797,7.4592781066894496,7.2447438240051296,6.84521436691284,6.6732459068298304,6.51676225662231,6.4484291076660201,6.3966798782348597,6.3644347190856898,6.3782010078430202,6.3993859291076696,6.4120607376098597,6.4825568199157697,6.5450062751770002,6.5706739425659197,6.6389350891113299,6.7355680465698198,6.8303794860839799,6.9826822280883798,7.0502834320068404,7.1402068138122603,7.2155933380126998,7.3827753067016602]
["     Petroleum Products 2/",6.5291514396667498,8.2850980758666992,9.8001213073730504,9.3321943283081108,9.0226831436157209,9.0089912414550799,8.9738616943359393,8.8902368545532209,8.9552536010742205,8.9079008102416992,8.89520359039307,8.8468990325927699,8.7482786178588903,8.7885036468505895,8.8624305725097692,8.9473028182983398,9.0262336730956996,9.1055555343627894,9.0882310867309606,9.3312444686889595,9.4788913726806605,9.6528720855712908,9.7811794281005895,10.0579071044922]
["       Distillate Fuel",6.3323707580566397,7.2384452819824201,7.96527099609375,7.6527161598205602,7.9603652954101598,8.0741472244262695,8.2605934143066406,8.3100318908691406,8.4493141174316406,8.8189620971679705,8.8862495422363299,8.8418188095092791,8.8337812423706108,8.6748180389404297,8.5509977340698207,8.4207677841186506,8.4376201629638707,8.4841489791870099,8.5509052276611293,8.6700105667114293,8.74859523773193,8.8432664871215803,9.0058250427246094,9.3929624557495099]
["       Liquefied Petroleum Gas",8.4833917617797905,12.566796302795399,15.1471004486084,13.237501144409199,12.375891685485801,12.379506111145,12.2225999832153,12.080751419067401,12.212836265564,12.0270395278931,11.9549217224121,11.879666328430201,11.6303720474243,11.7905416488647,11.941043853759799,12.1426992416382,12.289721488952599,12.378883361816399,12.2595558166504,12.590350151061999,12.7815389633179,12.973883628845201,13.0949363708496,13.367587089538601]
["       Residual Fuel",3.9384419918060298,4.5867881774902299,4.6800308227539098,4.9388952255248997,5.2859730720520002,5.2723593711853001,5.2104086875915501,5.1732821464538601,5.1717634201049796,5.17871141433716,5.1878075599670401,5.1966009140014604,5.2060360908508301,5.2088470458984402,5.2896075248718297,5.3583388328552202,5.44156694412231,5.5192761421203604,5.5953726768493697,5.6724872589111301,5.7441039085388201,5.8200716972351101,5.9009070396423304,5.9898118972778303]
["     Natural Gas 4/",3.88655662536621,5.55936574935913,6.0491261482238796,6.0771641731262198,5.4298515319824201,5.0030980110168501,4.6280007362365696,4.5291852951049796,4.41147708892822,4.4342226982116699,4.4864263534545898,4.5912823677062997,4.7218933105468803,4.8130536079406703,4.8621869087219203,4.81842041015625,4.8841061592102104,5.0232949256896999,5.2583932876586896,5.3567323684692401,5.3575921058654803,5.37701320648193,5.4306664466857901,5.5327925682067898,{"$f":"Y650+($AI$480-$Y$650)/10","v":5.5600694801614594}]
["     Metallurgical Coal",1.88388228416443,1.8499996662139899,1.9633457660675,1.8999761343002299,1.88347840309143,1.8588999509811399,1.8578026294708301,1.85227739810944,1.8239538669586199,1.79700314998627,1.78184306621552,1.7756989002227801,1.77074086666107,1.7668309211730999,1.7627635002136199,1.7565006017684901,1.75614774227142,1.7571268081664999,1.75483202934265,1.7449706792831401,1.72660219669342,1.70969367027283,1.70006084442139,1.6866580247878999]
["     Steam Coal",1.5976041555404701,1.5543407201767001,1.5670678615570099,1.6038056612014799,1.6009258031845099,1.58739173412323,1.58863317966461,1.5846539735794101,1.5799860954284699,1.5764416456222501,1.5679914951324501,1.5610833168029801,1.5600349903106701,1.56054711341858,1.56748187541962,1.5675091743469201,1.5641727447509799,1.5615659952163701,1.58828938007355,1.58737933635712,1.59387278556824,1.5848928689956701,1.5860744714736901,1.5880702733993499]
["   Electricity",14.734835624694799,15.0261535644531,15.722662925720201,15.5983018875122,15.078427314758301,14.4692840576172,14.1632738113403,14.081834793090801,13.919806480407701,13.785112380981399,13.931169509887701,14.1889085769653,14.5255270004272,14.681715965271,14.814373970031699,14.8553409576416,15.0255784988403,15.2628774642944,15.5799751281738,15.7510900497437,15.7371273040771,15.705772399902299,15.779216766357401,15.8933115005493,{"$f":"Y653+($AI$483-$Y$653)/10","v":15.820176294068443}]
["","","","","","","","","","","","","","","","","","","","","","","","",""]
[" Transportation",10.068477630615201,11.4567165374756,12.984992980956999,12.648449897766101,12.9899549484253,12.831539154052701,12.772025108337401,12.778377532959,12.6527404785156,12.633409500122101,12.627567291259799,12.5634212493896,12.5677394866943,12.4416351318359,12.463407516479499,12.3592376708984,12.3700494766235,12.4214639663696,12.406385421752899,12.599157333374,12.7199811935425,12.8404388427734,12.9761352539063,13.180356025695801]
["   Primary Energy",10.0396184921265,11.4297380447388,12.961000442504901,12.6243276596069,12.9694175720215,12.812975883483899,12.7542219161987,12.7604532241821,12.634376525878899,12.614933013916,12.6084880828857,12.543541908264199,12.546923637390099,12.4202537536621,12.441800117492701,12.3374538421631,12.3479681015015,12.3989114761353,12.3829250335693,12.575768470764199,12.6970834732056,12.8181715011597,12.9540061950684,13.1585645675659]
["     Petroleum Products 2/",10.0409812927246,11.431476593017599,12.9638833999634,12.6272735595703,12.9738121032715,12.8180704116821,12.7602338790894,12.7672443389893,12.6416578292847,12.622591972351101,12.616462707519499,12.551496505737299,12.554883956909199,12.4279336929321,12.4496717453003,12.3454332351685,12.356036186218301,12.4068956375122,12.3903903961182,12.5835561752319,12.7052898406982,12.826750755310099,12.9629173278809,13.167941093444799]
["       Distillate Fuel 5/",9.5535230636596697,10.9202365875244,12.0208587646484,11.5461339950562,12.0997161865234,12.488727569580099,12.3829002380371,12.4196271896362,12.508094787597701,12.555921554565399,12.5986595153809,12.507498741149901,12.460197448730501,12.2335548400879,12.028847694396999,11.832740783691399,11.7916069030762,11.803469657897899,11.8377895355225,11.9129686355591,11.9319505691528,11.983411788940399,12.11021900177,12.4955101013184,{"$f":"Y658+($AI$488-$Y$658)/10","v":12.860153747735882}]
["       Jet Fuel 6/",6.0538434982299796,6.4578518867492702,8.1168746948242205,7.6875567436218297,7.8739576339721697,7.8265089988708496,7.9840884208679199,8.0166091918945295,7.8608303070068404,7.81276655197144,7.8045797348022496,7.7928524017334002,7.7725591659545898,7.7157216072082502,7.7164225578308097,7.6991229057312003,7.7546834945678702,7.8412432670593297,7.8916783332824698,8.0530261993408203,8.1459932327270508,8.2922735214233398,8.4199304580688494,8.7479171752929705]
["       Motor Gasoline 7/",11.3207235336304,12.9284992218018,14.6530704498291,14.346966743469199,14.7094535827637,14.3600215911865,14.2510118484497,14.250683784484901,14.0786781311035,14.0637760162354,14.0259552001953,13.906542778015099,13.9343166351318,13.819755554199199,13.920813560485801,13.821713447570801,13.8340721130371,13.8936500549316,13.8356838226318,14.0806474685669,14.2383365631104,14.3749399185181,14.5092010498047,14.605681419372599,{"$f":"Y660+($AI$490-$Y$660)/10","v":15.03173973157025}]
["       Residual Fuel",3.83150410652161,4.4939312934875497,4.5839381217956499,4.8374896049499503,5.1729192733764604,5.1682701110839799,5.1688323020935103,5.1695828437805202,5.16760349273682,5.1733479499816903,5.1798586845397896,5.1877336502075204,5.1953010559081996,5.2001247406005904,5.2810626029968297,5.3552770614623997,5.4362750053405797,5.5152239799499503,5.5921721458435103,5.6705627441406303,5.7475032806396502,5.8269476890564,5.9046044349670401,5.9824995994567898]
["       Liquefied Petroleum Gas8/",15.146578788757299,16.654964447021499,20.603065490722699,20.419296264648398,17.4092102050781,17.409763336181602,17.1964435577393,17.156021118164102,17.248268127441399,17.105394363403299,17.085474014282202,16.997465133666999,16.7497043609619,16.830522537231399,16.954969406127901,17.1650085449219,17.2562961578369,17.321376800537099,17.262313842773398,17.454835891723601,17.584600448608398,17.847267150878899,17.9585571289063,18.1527404785156]
["     Natural Gas 9/",7.2317700386047399,9.0444478988647496,9.7142210006713903,9.7955017089843803,9.2987012863159197,9.0087041854858398,8.73461818695068,8.6602125167846697,8.6087532043456996,8.6854057312011701,8.7734069824218803,8.9131555557250994,9.0697097778320295,9.1761322021484393,9.2086582183837908,9.1414461135864293,9.1881532669067401,9.3183298110961896,9.5262966156005895,9.6340904235839808,9.6386470794677699,9.6553201675415004,9.7052288055419904,9.7829256057739293]
["     Ethanol (E85) 10/",14.6543264389038,16.232709884643601,19.6646022796631,19.716905593872099,20.910398483276399,20.088336944580099,20.034643173217798,19.876234054565401,19.0899848937988,19.0770473480225,18.9334907531738,18.8203315734863,18.8769016265869,18.733657836914102,18.836368560791001,18.717578887939499,18.677961349487301,18.768825531005898,18.702945709228501,19.039726257324201,19.213029861450199,19.429216384887699,19.537574768066399,19.6945476531982,{"$f":"Y664+($AI$494-$Y$664)/10","v":19.593947309306923}]
["   Electricity",20.034517288208001,20.636144638061499,21.2071418762207,20.9249382019043,20.016746520996101,19.1842136383057,18.876358032226602,18.930015563964801,18.9569396972656,18.971715927123999,19.161241531372099,19.352525711059599,19.6624240875244,19.699916839599599,19.754545211791999,19.6803493499756,19.749149322509801,19.913064956665,20.148523330688501,20.261070251464801,20.168498992919901,20.043989181518601,20.096965789794901,20.154518127441399]
["","","","","","","","","","","","","","","","","","","","","","","","",""]
[" Average End-Use Energy",10.2607097625732,11.4965677261353,12.4990587234497,12.3170623779297,12.135007858276399,11.845267295837401,11.6573295593262,11.6295518875122,11.5503234863281,11.540096282959,11.6076335906982,11.667243003845201,11.774538040161101,11.796236991882299,11.871965408325201,11.843188285827599,11.9137773513794,12.034348487854,12.153738975524901,12.3460960388184,12.4321403503418,12.5191946029663,12.636996269226101,12.8200740814209]
["   Primary Energy",7.8488264083862296,9.3171482086181605,10.527009010314901,10.2968044281006,10.2268390655518,10.0435380935669,9.9028997421264595,9.8629217147827095,9.7728738784790004,9.75823974609375,9.7822933197021502,9.7888011932372994,9.8279809951782209,9.8149814605712908,9.8643417358398402,9.8190460205078107,9.8615427017211896,9.9469861984252894,10.0096731185913,10.190193176269499,10.288735389709499,10.396104812622101,10.5091648101807,10.694952964782701]
["   Electricity",21.599882125854499,21.735733032226602,21.731866836547901,21.659553527831999,20.918876647949201,20.055833816528299,19.596654891967798,19.579929351806602,19.517631530761701,19.486770629882798,19.702039718627901,19.955158233642599,20.317079544067401,20.442613601684599,20.578334808349599,20.580734252929702,20.7274265289307,20.953577041626001,21.262916564941399,21.454774856567401,21.4308891296387,21.3733520507813,21.452013015747099,21.5757865905762]
["","","","","","","","","","","","","","","","","","","","","","","","",""]
[" Electric Power 11/","","","","","","","","","","","","","","","","","","","","","","","",""]
["   Fossil Fuel Average",1.8996955156326301,2.2409727573394802,2.4239859580993701,2.3793189525604199,2.2557969093322798,2.16659760475159,2.1260316371917698,2.1242508888244598,2.1216156482696502,2.1531240940093999,2.1922359466552699,2.2451419830322301,2.2968165874481201,2.3293662071228001,2.3501963615417498,2.3520054817199698,2.3871843814849898,2.4302341938018799,2.5017471313476598,2.5190291404724099,2.50686860084534,2.48747658729553,2.5030989646911599,2.5170097351074201]
["     Petroleum Products",4.3748912811279297,5.2786889076232901,5.9517350196838397,5.8146204948425302,6.06520652770996,6.0658583641052202,6.0610094070434597,6.0499844551086399,6.0430412292480504,6.00789546966553,5.9784431457519496,5.9840416908264196,6.0042037963867196,6.0128812789917001,6.0971722602844203,6.1627969741821298,6.2556800842285201,6.3419466018676802,6.4189195632934597,6.5561437606811497,6.6497230529785201,6.7551417350768999,6.8526744842529297,6.9808459281921396]
["       Distillate Fuel",5.6938004493713397,6.4773354530334499,7.1750593185424796,6.8899416923522896,7.0708780288696298,7.0249619483947798,6.9838500022888201,6.9665460586547896,6.9450497627258301,6.8211231231689498,6.8083920478820801,6.7952175140380904,6.8354115486145002,6.8402228355407697,6.9283905029296902,6.9566001892089799,7.0452814102172896,7.1418867111206099,7.2127375602722203,7.4472899436950701,7.5714774131774902,7.7267389297485396,7.8528199195861799,8.0614786148071307]
["       Residual Fuel",3.9850425720214799,4.7911210060119602,5.5054440498352104,5.3836627006530797,5.6116971969604501,5.6101722717285201,5.61515140533447,5.6134881973266602,5.6123900413513201,5.6186213493347203,5.6204733848571804,5.6265015602111799,5.6295571327209499,5.6379580497741699,5.71999168395996,5.7965455055236799,5.8776378631591797,5.9570369720459002,6.0351238250732404,6.1149992942810103,6.1950988769531303,6.27585792541504,6.3545475006103498,6.4353322982788104]
["     Natural Gas",3.6857740879058798,5.4593739509582502,5.9836130142211896,5.9218006134033203,5.2758417129516602,4.86041164398193,4.5085921287536603,4.4009499549865696,4.3143215179443404,4.3619651794433603,4.4577717781066903,4.5935211181640598,4.72908592224121,4.8101162910461399,4.8377823829650897,4.7923994064331099,4.8652648925781303,5.0083761215209996,5.2321648597717303,5.32541704177856,5.3230118751525897,5.3357062339782697,5.3972234725952104,5.4970946311950701,{"$f":"Y676+($AI$506-$Y$676)/10","v":5.5250455710201605}]
["     Steam Coal",1.2699717283248899,1.27919089794159,1.2835900783538801,1.28959560394287,1.29778397083282,1.28695380687714,1.28577756881714,1.27679371833801,1.26281106472015,1.25397908687592,1.2489364147186299,1.2449804544448899,1.2430621385574301,1.24259686470032,1.24424111843109,1.2428184747695901,1.24728739261627,1.2513284683227499,1.2762980461120601,1.2851967811584499,1.2969329357147199,1.3016670942306501,1.31676089763641,1.3290703296661399,{"$f":"Y677+($AI$507-$Y$677)/10","v":1.3327822261431892}]
["","","","","","","","","","","","","","","","","","","","","","","","",""]
[" Average Price to All Users 12/","","","","","","","","","","","","","","","","","","","","","","","",""]
["   Petroleum Products 2/",9.0916013717651403,10.5092258453369,12.005053520202599,11.6376342773438,11.8251142501831,11.7351989746094,11.6926622390747,11.6848964691162,11.6311902999878,11.6124935150146,11.616386413574199,11.566198348999,11.5507049560547,11.475526809692401,11.520403861999499,11.477831840515099,11.5152139663696,11.577165603637701,11.5678558349609,11.7752237319946,11.90793800354,12.0465354919434,12.1843271255493,12.407506942749]
["     Distillate Fuel",8.7129955291747994,9.89868068695068,10.9323635101318,10.516573905944799,10.8896884918213,11.1545400619507,11.1602163314819,11.210696220397899,11.2655477523804,11.312797546386699,11.4240579605103,11.453408241271999,11.43030834198,11.241268157959,11.0996809005737,10.9476537704468,10.947796821594199,10.974308013916,11.019621849060099,11.1190385818481,11.172901153564499,11.2430562973022,11.376879692077599,11.7449541091919]
["     Jet Fuel",6.0538434982299796,6.4578518867492702,8.1168746948242205,7.6875567436218297,7.8739576339721697,7.8265089988708496,7.9840884208679199,8.0166091918945295,7.8608303070068404,7.81276655197144,7.8045797348022496,7.7928524017334002,7.7725591659545898,7.7157216072082502,7.7164225578308097,7.6991229057312003,7.7546834945678702,7.8412432670593297,7.8916783332824698,8.0530261993408203,8.1459932327270508,8.2922735214233398,8.4199304580688494,8.7479171752929705]
["     Liquefied Petroleum Gas",9.5166797637939506,13.0396432876587,15.6858806610107,14.0740518569946,13.2904262542725,13.309534072876,13.149743080139199,13.0244760513306,13.1580867767334,12.982262611389199,12.9337568283081,12.8646802902222,12.621651649475099,12.775475502014199,12.937217712402299,13.1492967605591,13.286898612976101,13.3753395080566,13.277045249939,13.584378242492701,13.775920867919901,13.987989425659199,14.116153717041,14.3756980895996]
["     Motor Gasoline 7/",11.3185987472534,12.9258327484131,14.650143623352101,14.344244956970201,14.6975507736206,14.347893714904799,14.238919258117701,14.238542556762701,14.0666351318359,14.0516872406006,14.0139780044556,13.894681930541999,13.9225015640259,13.8080444335938,13.9091501235962,13.810170173645,13.822598457336399,13.882239341735801,13.824323654174799,14.0693578720093,14.2271223068237,14.3637847900391,14.4981489181519,14.5947113037109]
["     Residual Fuel",3.9308724403381299,4.6628575325012198,5.07232666015625,5.1433587074279803,5.4173622131347701,5.4097323417663601,5.3977632522582999,5.3867764472961399,5.3854241371154803,5.3919448852539098,5.3981180191040004,5.4056487083435103,5.4104261398315403,5.4168543815612802,5.4972262382507298,5.5698432922363299,5.6456804275512704,5.7250947952270499,5.8020553588867196,5.88106393814087,5.9598326683044398,6.0394186973571804,6.11779880523682,6.2010583877563503]
["   Natural Gas",5.1461992263793901,6.8558807373046902,7.3508062362670898,7.3840570449829102,6.7167382240295401,6.27575588226318,5.86295366287231,5.7038016319274902,5.5520119667053196,5.5432248115539604,5.5985813140869096,5.70459079742432,5.8318381309509304,5.9191007614135698,5.9519534111022896,5.8878293037414604,5.94315385818481,6.08443307876587,6.3156557083129901,6.4281539916992196,6.4433326721191397,6.4763746261596697,6.5396862030029297,6.6462817192077601]
["   Coal",1.2938040494918801,1.29924309253693,1.3041912317276001,1.3119194507598899,1.3187216520309399,1.3072546720504801,1.3059933185577399,1.2971544265747099,1.2836289405822801,1.2749706506729099,1.26953566074371,1.2652333974838299,1.2631930112838701,1.2626041173934901,1.26433837413788,1.26277422904968,1.2691743373870801,1.27585673332214,1.3034254312515301,1.3139834403991699,1.32844221591949,1.3343856334686299,1.3519768714904801,1.3668735027313199]
["   Ethanol (E85) 10/",14.6543264389038,16.232709884643601,19.6646022796631,19.716905593872099,20.910398483276399,20.088336944580099,20.034643173217798,19.876234054565401,19.0899848937988,19.0770473480225,18.9334907531738,18.8203315734863,18.8769016265869,18.733657836914102,18.836368560791001,18.717578887939499,18.677961349487301,18.768825531005898,18.702945709228501,19.039726257324201,19.213029861450199,19.429216384887699,19.537574768066399,19.6945476531982]
["   Electricity",21.599882125854499,21.735733032226602,21.731866836547901,21.659553527831999,20.918876647949201,20.055833816528299,19.596654891967798,19.579929351806602,19.517631530761701,19.486770629882798,19.702039718627901,19.955158233642599,20.317079544067401,20.442613601684599,20.578334808349599,20.580734252929702,20.7274265289307,20.953577041626001,21.262916564941399,21.454774856567401,21.4308891296387,21.3733520507813,21.452013015747099,21.5757865905762]
["","","","","","","","","","","","","","","","","","","","","","","","",""]
["Non-Renewable Energy Expenditures by Sector","","","","","","","","","","","","","","","","","","","","","","","",""]
["(billion 2003 dollars)","","","","","","","","","","","","","","","","","","","","","","","",""]
[" Residential",163.90481567382801,177.16523742675801,181.73590087890599,185.241622924805,180.05682373046901,176.427001953125,175.07618713378901,176.51165771484401,178.08059692382801,180.014236450195,183.85498046875,187.18310546875,191.43936157226599,194.37899780273401,197.52023315429699,198.76248168945301,201.94073486328099,206.017013549805,211.20541381835901,214.41099548339801,216.40347290039099,218.64796447753901,222.25126647949199,225.36584472656301]
[" Commercial",122.690147399902,128.153732299805,130.48612976074199,132.29133605957,129.27566528320301,126.887260437012,126.692184448242,129.41491699218801,131.90731811523401,135.04089355468801,139.741943359375,144.63902282714801,150.53921508789099,154.864669799805,159.25378417968801,162.59527587890599,167.29981994628901,172.854415893555,179.18412780761699,184.76553344726599,188.65592956543,192.56275939941401,197.80290222168,203.64804077148401]
[" Industrial",124.39901733398401,147.11244201660199,168.13270568847699,167.53501892089801,157.82022094726599,152.842697143555,151.28466796875,151.59564208984401,151.94683837890599,152.62234497070301,154.60144042968801,156.88139343261699,159.98997497558599,162.62356567382801,164.507247924805,166.59835815429699,170.382568359375,174.95167541503901,179.57080078125,184.12712097168,186.42012023925801,189.56260681152301,192.98284912109401,198.25885009765599]
[" Transportation",263.72879028320301,302.59255981445301,352.23825073242199,351.13717651367199,366.34793090820301,368.76159667968801,374.76626586914102,382.39471435546898,385.90115356445301,392.12625122070301,398.68222045898398,403.06192016601602,409.94515991210898,412.30630493164102,418.64147949218801,421.60382080078102,428.44393920898398,436.35858154296898,441.71078491210898,454.05059814453102,464.07431030273398,474.87463378906301,486.72909545898398,501.322265625]
["   Total Non-Renewable Expenditures",674.72277832031295,755.02398681640602,832.593017578125,836.20513916015602,833.50061035156295,824.91857910156295,827.8193359375,839.91693115234398,847.8359375,859.8037109375,876.880615234375,891.76544189453102,911.91369628906295,924.17352294921898,939.92272949218795,949.55993652343795,968.06707763671898,990.18170166015602,1011.67114257813,1037.35424804688,1055.55383300781,1075.64794921875,1099.76611328125,1128.59497070313]
["   Transportation Renewable Expenditures",1.1704622767865699E-2,1.72001253813505E-2,2.0739471539855E-2,2.2715086117386801E-2,2.5078095495700801E-2,2.8324941173195801E-2,3.1410280615091303E-2,3.5102743655443198E-2,3.9645586162805599E-2,4.3348435312509502E-2,4.6531450003385502E-2,4.9735426902771003E-2,5.3442426025867497E-2,5.6060969829559298E-2,6.0336232185363797E-2,6.3296250998973805E-2,6.6096656024455996E-2,6.9950148463249207E-2,7.2811737656593295E-2,7.6670221984386402E-2,8.0276548862457303E-2,8.4626309573650402E-2,8.8446177542209597E-2,9.2330038547515897E-2]
["   Total Expenditures",674.73449707031295,755.04119873046898,832.61376953125,836.22784423828102,833.52569580078102,824.94689941406295,827.85076904296898,839.95202636718795,847.87561035156295,859.84704589843795,876.92712402343795,891.815185546875,911.96716308593795,924.22961425781295,939.98309326171898,949.62322998046898,968.13317871093795,990.25164794921898,1011.74395751953,1037.43090820313,1055.63415527344,1075.73254394531,1099.85461425781,1128.68725585938]
["Biomass and Methanol data added from h2a_central_biomass_gasification_current_final.xls"]
["Woody Biomass",1.1960935989170374,1.1960935989170374,1.1960935989170374,1.1960935989170374,1.1960935989170374,1.1960935989170374,1.1960935989170374,1.1960935989170374,1.1960935989170374,1.198027460839296,1.2067298394894606,1.2415393540901181,1.244440146973506,1.2657126281183524,1.2686134210017406,1.2840843163798106,1.2792496615741635,1.3034229356023981,1.3217946238638563,1.3759427576871011,1.3943144459485595,1.4001160317153356,1.4242893057435699,1.4378263391993813,{"$f":"Y701+($AI$531-$Y$701)/10","v":1.5542937052794432}]
["Methanol",8.7353999999999985,8.7353999999999985,8.7353999999999985,8.7353999999999985,8.7353999999999985,8.7353999999999985,8.7353999999999985,8.7353999999999985,8.7353999999999985,8.7353999999999985,8.7353999999999985,8.7353999999999985,8.7353999999999985,8.7353999999999985,8.7353999999999985,8.7353999999999985,8.7353999999999985,8.7353999999999985,8.7353999999999985,8.7353999999999985,8.7353999999999985,8.7353999999999985,8.7353999999999985,8.7353999999999985,8.7353999999999985]
["Steam $(2005)/GJ",4.78,4.78,4.78,4.78,4.78,4.78,4.78,4.78,4.78,4.78,4.78,4.78,4.78,4.78,4.78,4.78,4.78,4.78,4.78,4.78,4.78,4.78,4.78,4.78,4.78]
["Steam $(2005)/mmBTU",{"$f":"B703*GJ_p_MMBtu","v":{"$error":"#NAME?"}},{"$error":"#NAME?"},{"$error":"#NAME?"},{"$error":"#NAME?"},{"$error":"#NAME?"},{"$error":"#NAME?"},{"$error":"#NAME?"},{"$error":"#NAME?"},{"$error":"#NAME?"},{"$error":"#NAME?"},{"$error":"#NAME?"},{"$error":"#NAME?"},{"$error":"#NAME?"},{"$error":"#NAME?"},{"$error":"#NAME?"},{"$error":"#NAME?"},{"$error":"#NAME?"},{"$error":"#NAME?"},{"$error":"#NAME?"},{"$error":"#NAME?"},{"$error":"#NAME?"},{"$error":"#NAME?"},{"$error":"#NAME?"},{"$error":"#NAME?"},{"$error":"#NAME?"}]
["Values for steam were copied from the H2A model version 1.  Biomass values were taken from the note at the bottom of this section."]
["   1/ Weighted average price includes fuels below as well as coal.",null,null,null,"","","","","","","","","","","","","","","","","","","","",""]
["   2/ This quantity is the weighted average for all petroleum products, not just those listed below."]
["   3/ Includes energy for combined heat and power plants, except those whose primary business is to sell electricity, or electricity and heat, to the public."]
["   4/ Excludes use for lease and plant fuel."]
["   5/ Diesel fuel containing 500 parts per million (ppm) or 15 ppm sulfur.  Price includes Federal and State taxes while excluding county and local taxes."]
["   6/ Kerosene-type jet fuel.  Price includes Federal and State taxes while excluding county and local taxes."]
["   7/ Sales weighted-average price for all grades. Includes Federal, State, and local taxes."]
["   8/ Includes Federal and State taxes while excluding county and local taxes."]
["   9/ Compressed natural gas used as a vehicle fuel.  Price includes estimated motor vehicle fuel taxes."]
["   10/ E85 refers to a blend of 85 percent ethanol (renewable) and 15 percent motor gasoline (nonrenewable).  To address cold starting issues, the percentage of ethanol actually"]
["varies seasonally.  The annual average ethanol content of 74 percent is used for this forecast."]
["   11/ Includes electricity-only and combined heat and power plants whose primary business is to sell electricity, or electricity and heat, to the public."]
["   12/ Weighted averages of end-use fuel prices are derived from the prices shown in each sector and the corresponding sectoral consumption."]
["   Btu = British thermal unit."]
["   Note:  Data for 2002 and 2003 are model results and may differ slightly from official EIA data reports."]
["   Sources:  2002 and 2003 prices for motor gasoline, distillate, and jet fuel are based on prices in the Energy Information Administration (EIA), Petroleum Marketing Annual"]
["2003, DOE/EIA-0487(2003) (Washington, DC, August 2004).  2002 residential and commercial natural gas delivered prices:  EIA, Natural Gas Annual 2002, DOE/EIA-0131(2002)"]
["(Washington, DC, January 2004).  2003 residential and commercial natural gas delivered prices:  EIA, Natural Gas Monthly, DOE/EIA-0130(2004/07) (Washington, DC, July 2004)."]
["2002 and 2003 electric power sector natural gas prices:  EIA, Electric Power Monthly, DOE/EIA-0226, May 2003 through April 2004, Table 4.11.A.  2002 and 2003 industrial natural"]
["gas delivered prices are estimated based on:  EIA, Manufacturing Energy Consumption Survey 1994 and industrial and wellhead prices from the Natural Gas Annual 2002,"]
["DOE/EIA-0131(2002) (Washington, DC, January 2004) and the Natural Gas Monthly, DOE/EIA-0130(2004/07) (Washington, DC, July 2004).  2002 transportation sector natural"]
["gas delivered prices are based on:  EIA, Natural Gas Annual 2002, DOE/EIA-0131(2002) (Washington, DC, January 2004) and estimated state and federal taxes.  2003"]
["transportation sector natural gas delivered prices are model results.  2002 and 2003 coal prices based on:  EIA, Quarterly Coal Report, October-December 2003,"]
["DOE/EIA-0121(2003/4Q) (Washington, DC, March 2004) and EIA, AEO2005 National Energy Modeling System run aeo2005.d102004a.  2002 and 2003 electricity prices:"]
["Annual Energy Review 2003, DOE/EIA-0384(2003) (Washington, DC, September 2004).  2002 and 2003 ethanol prices derived from weekly spot prices in the Oxy Fuel"]
["News.  Projections:  EIA, AEO2005 National Energy Modeling System run hw2005.d102004a."]
["* Biomass prices shown for years 2001 through 2009 are the same as the EIA value for 2010.  For the post-2025 biomass prices:  The value for 2035 was chosen based on a review of the literature, which indicated a price of $2.50/MMBtu delivered dry English ton (in 2000$) was a reasonable mid-range projection.  Values for the 2026 through 2034 were interpolated from the 2025 and 2035 values.  The value of $5.00/MMBtu delivered dry English ton in 2065 was based on judgment.  An EIA paper by Zia Haq entitled, “Biomass for Electricity Generation” (available from EIA’s website) indicates that about 7 quads of biomass per year  would be available if the price rose to  $5/MMBtu."]
["Note:  when steam is an important input or output, the price should be externally provided and should be based on the specific characteristics of the steam needed or produced. "]
[]
[]
["Table E.  Price Ratios from PNNL Mini-CAM Model"]
[null," Ratio 2050 to 2035 Price"," Ratio 2065 to 2050 Price","Extrapolated Ratio 2070 to 2065 Price","Ratio 2035 to 2020 Price"]
[]
[]
["Coal Delivered to Utilities",1.0439774739816527,1.0284486209328481,1.0094828736442827,{"$f":"F752/E752","v":1.0704312355553662}]
["Wellhead Gas",1.2097805877102306,1.1729343042703535,1.0576447680901178,1.1340871534488071]
["Gas Delivered to Utilities",1.1697889782905726,1.1485262991479412,1.049508766382647,1.1040561955262993]
["Crude Oil Price",1.1587647303602575,1.0854096786599328,1.0284698928866443,1.363594657351775]
["Delivered Diesel",1.1587647303602575,1.0854096786599328,1.0284698928866443,1.3635946573517748]
["Average Electricity",0.99410318905494366,1.0095287120834378,1.0031762373611459,0.97316968165904427]
["Dry Biomass at Farmgate",1.0099752422488564,1.0050974522479115,1.0016991507493038,0.99922998787640482]
["Ethanol",1.0099752422488564,1.0050974522479115,1.0016991507493038,0.99922998787640471]
[]
[null,null,null,null,"From MiniCAM"]
["In Units Consistent with EIA AEO",null,"From AEO","From AEO"]
[null,"Units",2000,2005,2020,2035,2050,2065,2080]
["Coal Delivered to Utilities","$/English ton",25.276500000000002,25.071000000000002,24.427484559,26.147942478000001,27.297862937999998,28.074449492999999,29.9967939]
["Wellhead Gas","$/mcf",3.83,2.88,3.1020351176470586,3.5179781764705877,4.2559817058823528,4.9919869411764699,5.7211905294117642]
["Gas Delivered to Utilities","$/mcf",4.333333333333333,3.2058823529411766,4.0727964705882354,4.4965961764705868,5.2600686470588229,6.0413271764705883,6.8262844117647052]
["Crude Oil Price","$/bbl",28.35,23.27,17.294973600000002,23.583333599999996,27.327535199999996,29.661571199999997]
["Delivered Diesel","$/gallon",1.5176666666666667,1.2925714285714285,0.93587519480519499,1.2761544155844153,1.4787627272727271,1.6050633766233764]
["Average Electricity","c/kWh",6.9,6.4,6.9130361604720001,6.7275571995839982,6.6878860666559987,6.7516130074319989,6.8294477356799987]
["Dry Biomass at Farmgate","$/mmBtu",null,null,3.8637053999999993,3.8607302999999993,3.8992420199999995,3.9191182199999997,4.4580291000000001]
["Ethanol","$/mmBtu",null,null,19.318526999999996,19.303651499999994,19.496210099999995,19.595591099999996,22.290145499999998]
[]
["Biomass delivered (assuming $10/English ton average delivery price)","$/English ton",null,null,76.455732879999985,76.404561159999986,77.066962743999994,77.40883338399999,86.678100520000001]
[null,17.2,"MMBtu/English ton"]
[]
["AEO 2009 High price case"]
["Report #:DOE/EIA-0383(2009)"]
["Release date: March 2009"]
["Next release date, early release: November 2009"]
[]
[" Table   3.  Energy Prices by Sector and Source"]
["                      (2007 dollars per million Btu, unless otherwise noted)"]
[]
[]
[null,null,null,null,null,null,null,null,null,null,null,null,null,null,null,null,null,null,null,null,null,null,null,null,null,null,"2007-"]
[null,"2006","2007","2008","2009","2010","2011","2012","2013","2014","2015","2016","2017","2018","2019","2020","2021","2022","2023","2024","2025","2026","2027","2028","2029","2030","2030"]
[]
[]
[" Residential"]
["   Liquefied Petroleum Gases",23.883546829223601,24.976987838745099,28.3833827972412,22.3542995452881,27.926952362060501,30.764682769775401,33.661342620849602,36.453559875488303,39.494522094726598,41.980697631835902,43.916378021240199,45.360519409179702,46.395816802978501,47.017768859863303,47.646530151367202,48.008190155029297,48.261722564697301,48.628421783447301,48.848987579345703,49.201820373535199,49.638439178466797,49.873706817627003,50.123619079589801,50.456356048583999,50.7625923156738,3.13153266906738E-2]
["   Distillate Fuel Oil",18.464220046997099,19.6639919281006,23.795093536376999,18.337640762329102,20.694063186645501,23.041601181030298,25.2962837219238,27.2604274749756,30.121095657348601,32.154388427734403,33.5627632141113,34.602504730224602,35.554206848144503,36.023918151855497,36.510219573974602,36.482681274414098,36.622692108154297,37.053558349609403,37.097206115722699,37.402278900146499,37.843147277832003,38.237148284912102,38.632442474365199,38.983299255371101,39.194442749023402,3.0443191528320299E-2]
["   Natural Gas",13.7000589370728,12.691158294677701,13.015861511230501,11.686484336853001,12.3283596038818,12.249480247497599,12.273024559021,12.2969045639038,12.4211750030518,12.5907487869263,12.705096244811999,12.9095964431763,13.0879106521606,13.1304607391357,12.9131679534912,12.562335968017599,12.61110496521,12.871636390686,13.125649452209499,13.3413944244385,13.6169128417969,13.8638000488281,14.1467199325562,14.4200448989868,14.611619949340801,6.1453580856323199E-3]
["   Electricity",31.206779479980501,31.187788009643601,32.338191986083999,32.416282653808601,31.140913009643601,31.8760585784912,31.922065734863299,32.300529479980497,32.352581024169901,32.639389038085902,32.894443511962898,33.117340087890597,33.414459228515597,33.629150390625,33.777111053466797,33.604824066162102,33.664745330810497,34.025123596191399,34.538562774658203,35.105255126953097,35.529582977294901,35.8877983093262,36.209835052490199,36.388431549072301,36.494224548339801,6.8550109863281302E-3]
[]
[" Commercial"]
["   Liquefied Petroleum Gases",21.1974983215332,23.041419982910199,23.604557037353501,18.681890487670898,24.74609375,27.568971633911101,30.4514064788818,33.230876922607401,36.258987426757798,38.733001708984403,40.657176971435497,42.090251922607401,43.1152153015137,43.7275390625,44.347579956054702,44.701267242431598,44.947372436523402,45.307144165039098,45.5213012695313,45.867866516113303,46.298439025878899,46.528209686279297,46.772487640380902,47.099220275878899,47.399448394775398,3.1858563423156697E-2]
["   Distillate Fuel Oil",15.0199489593506,16.054103851318398,20.836805343627901,16.0582466125488,18.1372261047363,20.7669353485107,23.078548431396499,25.270603179931602,28.107904434204102,30.082014083862301,31.343215942382798,32.504638671875,33.3633842468262,33.805187225341797,34.229515075683601,34.103286743164098,34.2811889648438,34.681198120117202,34.715034484863303,35.0353393554688,35.459774017333999,35.835098266601598,36.246971130371101,36.616977691650398,36.9903373718262,3.6957502365112298E-2]
["   Residual Fuel",8.8815975189209002,10.2142028808594,13.357634544372599,6.7629709243774396,12.823133468627899,15.3392543792725,17.4722385406494,19.700599670410199,21.254331588745099,22.305961608886701,23.786525726318398,25.024957656860401,25.9401969909668,26.507759094238299,27.019905090331999,27.1827697753906,27.4323539733887,27.776666641235401,28.037864685058601,28.392919540405298,28.7309265136719,28.9971923828125,29.337739944458001,29.677482604980501,29.9862384796143,4.79378700256348E-2]
["   Natural Gas",11.896094322204601,10.9898433685303,11.522585868835399,10.173228263855,10.782675743103001,10.7339086532593,10.799374580383301,10.8246822357178,10.967120170593301,11.158206939697299,11.2802991867065,11.486307144165,11.6717615127563,11.7226161956787,11.525540351867701,11.1890621185303,11.2596950531006,11.5338354110718,11.800594329834,12.0026235580444,12.273542404174799,12.5177307128906,12.805614471435501,13.061990737915,13.243557929992701,8.1434249877929705E-3]
["   Electricity",28.3762531280518,28.073511123657202,29.5588493347168,29.575660705566399,27.526445388793899,27.8994140625,27.624683380126999,27.748167037963899,27.707677841186499,28.011663436889599,28.3554382324219,28.5976047515869,28.930782318115199,29.165691375732401,29.300102233886701,29.014184951782202,29.003173828125,29.329126358032202,29.795009613037099,30.299129486083999,30.6775302886963,31.039953231811499,31.389379501342798,31.541213989257798,31.7004203796387,5.2967071533203099E-3]
[]
[" Industrial 1/"]
["   Liquefied Petroleum Gases",21.0410861968994,23.3795356750488,25.519689559936499,18.770734786987301,23.917289733886701,26.7415580749512,29.674488067626999,32.454425811767599,35.485988616943402,37.9550170898438,39.876785278320298,41.308006286621101,42.332942962646499,42.9459419250488,43.565265655517599,43.919185638427699,44.164951324462898,44.525180816650398,44.739585876464801,45.087501525878899,45.519046783447301,45.747432708740199,45.991909027099602,46.318729400634801,46.6203422546387,3.0462384223937999E-2]
["   Distillate Fuel Oil",15.735449790954601,16.821935653686499,21.808429718017599,16.708997726440401,17.9886360168457,21.028125762939499,23.343002319335898,25.786291122436499,28.5029201507568,30.4483127593994,31.613187789916999,32.863849639892599,33.663894653320298,34.092327117919901,34.4815673828125,34.296230316162102,34.5044975280762,34.907333374023402,34.931465148925803,35.251617431640597,35.650547027587898,36.0166206359863,36.444431304931598,36.830661773681598,37.303695678710902,3.5232901573181201E-2]
["   Residual Fuel Oil",9.2125148773193395,10.494535446166999,13.694963455200201,6.9981408119201696,17.262666702270501,19.511152267456101,21.9067897796631,24.078254699706999,26.237388610839801,27.981674194335898,29.130001068115199,30.3923149108887,31.137657165527301,31.575212478637699,32.042640686035199,31.994066238403299,32.249111175537102,32.508918762207003,32.660282135009801,32.957084655761697,33.298637390136697,33.551937103271499,33.991706848144503,34.317066192627003,34.482418060302699,5.3082466125488302E-2]
["   Natural Gas 2/",7.9563031196594203,7.5151352882385298,8.9608917236328107,6.6214537620544398,7.1234536170959499,7.0705270767211896,7.1530704498290998,7.2213044166564897,7.3800201416015598,7.5896773338317898,7.6845889091491699,7.8647842407226598,8.0319690704345703,8.0643510818481392,7.8568081855773899,7.5151796340942401,7.5926008224487296,7.8076257705688503,8.0573301315307599,8.2859725952148402,8.5280551910400408,8.7343835830688494,8.9821290969848597,9.2285404205322301,9.4173421859741193,9.8584890365600603E-3]
["   Metallurgical Coal",3.6353600025177002,3.6099998950958301,4.0379996299743697,4.5020823478698704,4.3855228424072301,4.3762397766113299,4.3997368812561,4.4189567565918004,4.4347076416015598,4.4522905349731401,4.4603638648986799,4.4635276794433603,4.4729104042053196,4.4708456993103001,4.4873232841491699,4.5196957588195801,4.5735583305358896,4.6242790222168004,4.6478152275085396,4.6480631828308097,4.6606159210205096,4.6456594467163104,4.6185407638549796,4.56589651107788,4.4889969825744602,9.5199346542358398E-3]
["   Other Industrial Coal",2.4029979705810498,2.4299483299255402,2.5571811199188201,2.56162786483765,2.56748747825623,2.60902070999146,2.6235916614532502,2.6379292011261,2.6488504409789999,2.67559719085693,2.6456270217895499,2.6335513591766402,2.63612961769104,2.6347033977508501,2.63350534439087,2.6284878253936799,2.6334505081176802,2.6471104621887198,2.6563882827758798,2.6693737506866499,2.6800231933593799,2.6932156085968,2.7120738029479998,2.7318363189697301,2.7488965988159202,5.3765773773193403E-3]
["   Coal to Liquids","- -","- -",0,0,0,1.41293036937714,1.2184369564056401,1.17754483222961,1.3116322755813601,1.2733211517334,1.2851463556289699,1.28024590015411,1.30277991294861,1.29882299900055,1.29265284538269,1.32939457893372,1.3688597679138199,1.4024136066436801,1.4137438535690301,1.42857146263123,1.43632352352142,1.44281482696533,1.44536685943604,1.4501197338104199,1.4655066728591899,"- -"]
["   Electricity",18.411262512206999,18.634252548217798,20.706560134887699,20.639848709106399,18.9005832672119,18.9754123687744,18.748577117919901,18.7451286315918,18.622827529907202,18.823989868164102,19.081008911132798,19.220748901367202,19.446659088134801,19.608354568481399,19.6959743499756,19.505567550659201,19.549434661865199,19.802045822143601,20.232648849487301,20.693027496337901,21.023696899414102,21.339708328247099,21.629344940185501,21.733781814575199,21.762773513793899,6.7706108093261701E-3]
[]
[" Transportation"]
["   Liquefied Petroleum Gases 3/",22.2963676452637,25.0072422027588,28.459692001342798,22.469375610351602,27.7350177764893,30.574182510376001,33.472511291503899,36.259494781494098,39.291736602783203,41.768077850341797,43.697544097900398,45.127403259277301,46.152801513671903,46.761356353759801,47.381011962890597,47.734935760497997,47.977794647216797,48.333538055419901,48.545326232910199,48.889308929443402,49.317207336425803,49.543441772460902,49.784286499023402,50.108409881591797,50.406246185302699,3.0945181846618701E-2]
["   E85 4/",25.5142211914063,26.671012878418001,33.849239349365199,33.586345672607401,27.6864833831787,30.227962493896499,32.657257080078097,32.785953521728501,32.346141815185497,33.964523315429702,35.691123962402301,37.409137725830099,37.7480278015137,37.745933532714801,36.169681549072301,35.874843597412102,36.162742614746101,36.566848754882798,36.620006561279297,36.971061706542997,37.408500671386697,37.711296081542997,38.137138366699197,38.524795532226598,38.908096313476598,1.65539979934692E-2]
["   Motor Gasoline 5/",21.784559249877901,22.982162475585898,26.493778228759801,18.863723754882798,25.437911987304702,27.775495529174801,29.9758186340332,32.350837707519503,35.054023742675803,37.158294677734403,38.482601165771499,39.982501983642599,40.787757873535199,41.354404449462898,41.681800842285199,41.651054382324197,41.988578796386697,42.463710784912102,42.524349212646499,42.938045501708999,43.455722808837898,43.8155326843262,44.317115783691399,44.772129058837898,45.225753784179702,2.9869914054870599E-2]
["   Jet Fuel 6/",15.2446508407593,16.0964660644531,22.0368041992188,14.6258354187012,18.117679595947301,20.790958404541001,23.098089218139599,25.277437210083001,28.108070373535199,30.063097000122099,31.2007732391357,32.563095092773402,33.216217041015597,33.609565734863303,33.985622406005902,33.9229927062988,34.1160697937012,34.517745971679702,34.4479789733887,34.882648468017599,35.356975555419901,35.6980171203613,36.117191314697301,36.502471923828097,36.943180084228501,3.6781191825866699E-2]
["   Diesel Fuel (distillate fuel oil) 7/",20.2724208831787,20.921422958373999,27.137769699096701,19.170770645141602,22.028490066528299,24.713983535766602,27.011182785034201,29.495634078979499,32.183456420898402,34.083713531494098,35.161376953125,36.449062347412102,37.198707580566399,37.612049102783203,37.951786041259801,37.7472534179688,37.957847595214801,38.353157043457003,38.333263397216797,38.682945251464801,39.052806854247997,39.384151458740199,39.812137603759801,40.192409515380902,40.681694030761697,2.93352603912354E-2]
["   Residual Fuel Oil",8.20648097991943,9.3524312973022496,13.736819267272899,7.9047741889953604,13.998456954956101,16.239332199096701,18.616979598998999,20.834623336791999,23.251203536987301,25.300340652465799,26.520757675170898,27.721658706665,28.4222621917725,28.894708633422901,29.233545303344702,29.354173660278299,29.542749404907202,29.811567306518601,29.883472442626999,30.208297729492202,30.753358840942401,31.1088161468506,31.5337104797363,31.915937423706101,32.455944061279297,5.55877685546875E-2]
["   Natural Gas 8/",16.0437107086182,15.4583129882813,17.019536972045898,14.5970249176025,15.1249084472656,15.054651260376,15.074832916259799,15.052045822143601,15.142041206359901,15.2916584014893,15.3377676010132,15.4715919494629,15.583300590515099,15.570981025695801,15.303962707519499,14.909815788269,14.9584617614746,15.1840562820435,15.399169921875,15.568284988403301,15.7804002761841,15.981484413146999,16.220918655395501,16.434350967407202,16.567071914672901,3.0162334442138698E-3]
["   Electricity",30.389289855956999,30.640342712402301,34.162754058837898,33.815212249755902,30.533897399902301,30.904481887817401,30.761266708373999,30.656822204589801,30.208518981933601,30.091423034668001,30.193696975708001,30.0047798156738,29.991252899169901,30.379962921142599,30.558404922485401,30.327966690063501,30.564914703369102,31.263238906860401,32.143627166747997,32.985675811767599,33.582263946533203,34.167488098144503,34.703441619872997,34.847152709960902,34.984054565429702,5.7690143585205104E-3]
[]
[" Electric Power 9/"]
["   Distillate Fuel Oil",13.773189544677701,14.7723951339722,19.0520629882813,14.607873916626,17.083803176879901,19.3275451660156,21.593971252441399,23.5840148925781,26.404422760009801,28.420751571655298,29.800575256347699,30.8314094543457,31.78662109375,32.266555786132798,32.755008697509801,32.748939514160199,32.898239135742202,33.249435424804702,33.280975341796903,33.615665435791001,34.1393432617188,34.519859313964801,34.915023803710902,35.267223358154297,35.541374206542997,3.8909077644348103E-2]
["   Residual Fuel Oil",8.3781757354736293,8.3772602081298793,13.767860412597701,8.0074138641357404,15.1507024765015,17.445198059081999,19.8086948394775,22.028682708740199,24.317232131958001,26.1839485168457,27.423599243164102,28.603431701660199,29.3214435577393,29.774486541748001,30.1320896148682,30.226545333862301,30.416906356811499,30.663860321044901,30.799253463745099,31.115032196044901,31.5948371887207,31.898286819458001,32.294849395752003,32.6415824890137,33.036785125732401,6.1471939086914097E-2]
["   Natural Gas",7.0546379089355504,7.0191588401794398,9.1784105300903303,6.3232793807983398,6.7862815856933603,6.7554225921630904,6.8966388702392596,6.9007439613342303,7.0371451377868697,7.2394108772277797,7.3461008071899396,7.5131673812866202,7.6775636672973597,7.7008471488952601,7.47206687927246,7.1458010673522896,7.2566452026367196,7.4941387176513699,7.74432277679443,7.9791569709777797,8.1962327957153303,8.3967161178588903,8.6154594421386701,8.8489608764648402,9.0075101852416992,1.09031200408936E-2]
["   Steam Coal",1.7355251312255899,1.78000032901764,1.9430780410766599,1.9159911870956401,1.9215773344039899,1.94381320476532,1.96493256092072,1.9859246015548699,2.01386618614197,2.0425341129303001,2.0265669822692902,2.0264971256256099,2.0284991264343302,2.03088283538818,2.0331871509552002,2.0308041572570801,2.03707003593445,2.0511178970336901,2.0604875087738002,2.07539582252502,2.08802461624146,2.09706377983093,2.11007905006409,2.1255011558532702,2.14128541946411,8.0668926239013707E-3]
[]
[" Average Price to All Users 10/"]
["   Liquefied Petroleum Gases",15.6574239730835,18.532711029052699,19.588813781738299,17.695808410644499,22.89772605896,25.525800704956101,28.135374069213899,30.695905685424801,33.5143013000488,35.840816497802699,37.6836967468262,39.047306060791001,40.043754577636697,40.646400451660199,41.227584838867202,41.557403564453097,41.8039360046387,42.135208129882798,42.369644165039098,42.704635620117202,43.125633239746101,43.351551055908203,43.615390777587898,43.933467864990199,44.235824584960902,3.8550496101379401E-2]
["   E85 4/",25.5142211914063,26.671012878418001,33.849239349365199,33.586345672607401,27.6864833831787,30.227962493896499,32.657257080078097,32.785953521728501,32.346141815185497,33.964523315429702,35.691123962402301,37.409137725830099,37.7480278015137,37.745933532714801,36.169681549072301,35.874843597412102,36.162742614746101,36.566848754882798,36.620006561279297,36.971061706542997,37.408500671386697,37.711296081542997,38.137138366699197,38.524795532226598,38.908096313476598,1.65539979934692E-2]
["   Motor Gasoline 5/",21.648998260498001,22.819190979003899,26.322273254394499,18.9177551269531,25.436496734619102,27.772588729858398,29.973018646240199,32.347999572753899,35.050952911377003,37.155685424804702,38.4801635742188,39.979705810546903,40.785068511962898,41.3517036437988,41.679214477539098,41.648273468017599,41.985744476318402,42.461280822753899,42.522396087646499,42.935802459716797,43.453563690185497,43.8141899108887,44.316211700439503,44.771690368652301,45.225814819335902,3.0188679695129401E-2]
["   Jet Fuel",15.2446508407593,16.0964660644531,22.0368041992188,14.6258354187012,18.117679595947301,20.790958404541001,23.098089218139599,25.277437210083001,28.108070373535199,30.063097000122099,31.2007732391357,32.563095092773402,33.216217041015597,33.609565734863303,33.985622406005902,33.9229927062988,34.1160697937012,34.517745971679702,34.4479789733887,34.882648468017599,35.356975555419901,35.6980171203613,36.117191314697301,36.502471923828097,36.943180084228501,3.6781191825866699E-2]
["   Distillate Fuel Oil",19.1713962554932,19.9431247711182,25.703296661376999,18.5521545410156,20.9619140625,23.6791477203369,26.0628471374512,28.599927902221701,31.3183403015137,33.263851165771499,34.408931732177699,35.652828216552699,36.441574096679702,36.859718322753899,37.242115020752003,37.054904937744098,37.2623291015625,37.674507141113303,37.684783935546903,38.020187377929702,38.413318634033203,38.774890899658203,39.204498291015597,39.593456268310497,40.074676513671903,3.0806779861450199E-2]
["   Residual Fuel Oil",8.4246597290039098,9.2489309310913104,13.7205715179443,7.74660301208496,14.567358970642101,16.791095733642599,19.158735275268601,21.380689620971701,23.7013645172119,25.618089675903299,26.856208801269499,28.053350448608398,28.769941329956101,29.23703956604,29.5975856781006,29.6960258483887,29.894676208496101,30.160924911498999,30.265388488769499,30.587467193603501,31.0885925292969,31.417993545532202,31.8338527679443,32.200790405273402,32.660762786865199,5.6387543678283698E-2]
["   Natural Gas",9.5026035308837908,9.0057582855224592,10.3350286483765,8.2461471557617205,8.7815446853637695,8.7498798370361293,8.8216104507446307,8.8623371124267596,9.0222139358520508,9.1982822418212908,9.3107128143310494,9.4842357635497994,9.6566028594970703,9.6935338973999006,9.4843921661377006,9.1274719238281303,9.1924381256103498,9.4196281433105504,9.6638069152831996,9.8748388290405291,10.1317024230957,10.353573799133301,10.619698524475099,10.875740051269499,11.0649738311768,8.99326801300049E-3]
["   Metallurgical Coal",3.6353600025177002,3.6099998950958301,4.0379996299743697,4.5020823478698704,4.3855228424072301,4.3762397766113299,4.3997368812561,4.4189567565918004,4.4347076416015598,4.4522905349731401,4.4603638648986799,4.4635276794433603,4.4729104042053196,4.4708456993103001,4.4873232841491699,4.5196957588195801,4.5735583305358896,4.6242790222168004,4.6478152275085396,4.6480631828308097,4.6606159210205096,4.6456594467163104,4.6185407638549796,4.56589651107788,4.4889969825744602,9.5199346542358398E-3]
["   Other Coal",1.77764248847961,1.81885325908661,1.9807318449020399,1.95691537857056,1.96047616004944,1.9828474521637001,2.0030708312988299,2.0230474472045898,2.04939866065979,2.0778627395629901,2.0609514713287398,2.0600180625915501,2.0618624687194802,2.0638909339904798,2.06605005264282,2.0636281967163099,2.0698127746582,2.0836849212646502,2.0928261280059801,2.1075301170349099,2.11965775489807,2.12851786613464,2.1413710117340101,2.1563785076141402,2.1716537475585902,7.7377557754516602E-3]
["   Coal to Liquids","- -","- -",0,0,0,1.41293036937714,1.2184369564056401,1.17754483222961,1.3116322755813601,1.2733211517334,1.2851463556289699,1.28024590015411,1.30277991294861,1.29882299900055,1.29265284538269,1.32939457893372,1.3688597679138199,1.4024136066436801,1.4137438535690301,1.42857146263123,1.43632352352142,1.44281482696533,1.44536685943604,1.4501197338104199,1.4655066728591899,"- -"]
["   Electricity",26.6758422851563,26.701194763183601,28.207727432251001,28.274074554443398,26.651882171630898,27.076250076293899,26.8856010437012,27.034772872924801,27.029661178588899,27.3082084655762,27.613113403320298,27.833410263061499,28.1487426757813,28.391799926757798,28.5583095550537,28.353569030761701,28.399204254150401,28.738731384277301,29.230339050293001,29.757205963134801,30.155431747436499,30.516889572143601,30.855388641357401,31.007261276245099,31.1231689453125,6.6850185394287101E-3]
[]
["Non-Renewable Energy Expenditures by Sector"]
["(billion 2007 dollars)"]
[" Residential",231.08920288085901,238.37773132324199,252.94381713867199,239.17680358886699,239.69950866699199,245.75201416015599,249.44010925293,251.653884887695,255.77357482910199,260.52627563476602,265.15460205078102,269.22512817382801,274.38430786132801,278.28405761718801,280.47280883789102,279.25845336914102,282.19268798828102,287.70663452148398,294.26138305664102,299.7646484375,305.77548217773398,311.16711425781301,317.20748901367199,320.85021972656301,324.46701049804699,1.34958028793335E-2]
[" Commercial",170.28286743164099,173.08578491210901,185.76397705078099,178.33143615722699,175.53163146972699,180.70600891113301,182.55152893066401,186.30380249023401,190.25302124023401,195.77976989746099,200.96725463867199,206.10406494140599,211.46237182617199,215.83396911621099,218.91777038574199,219.36863708496099,222.59973144531301,228.27235412597699,234.30972290039099,240.46255493164099,246.24565124511699,251.95404052734401,257.89071655273398,262.67080688476602,267.35046386718801,1.9083023071289101E-2]
[" Industrial",216.12767028808599,226.84164428710901,256.28231811523398,205.24591064453099,215.22320556640599,231.62438964843801,251.65115356445301,268.80010986328102,283.12625122070301,295.85977172851602,303.21740722656301,310.33920288085898,314.45690917968801,315.63778686523398,314.44158935546898,311.38638305664102,313.677490234375,317.87069702148398,322.22720336914102,327.49166870117199,332.22317504882801,336.22024536132801,341.05575561523398,345.55453491210898,349.17462158203102,1.8929958343505901E-2]
[" Transportation",564.63043212890602,596.754638671875,694.30163574218795,484.89761352539102,634.28308105468795,713.26568603515602,779.22229003906295,844.09631347656295,905.84466552734398,934.9755859375,954.39727783203102,974.517578125,987.50305175781295,994.324462890625,995.15118408203102,988.80041503906295,994.07275390625,1004.81390380859,1007.67785644531,1021.18786621094,1038.30029296875,1054.15161132813,1073.83544921875,1093.56530761719,1116.07727050781,2.7594208717346198E-2]
["   Total Non-Renewable Expenditures",1182.13012695313,1235.05981445313,1389.29174804688,1107.65173339844,1264.73742675781,1371.34814453125,1462.86511230469,1550.85412597656,1634.99755859375,1687.14135742188,1723.73657226563,1760.18603515625,1787.806640625,1804.08032226563,1808.9833984375,1798.81384277344,1812.54272460938,1838.66357421875,1858.47619628906,1888.90673828125,1922.54455566406,1953.49304199219,1989.98937988281,2022.64086914063,2057.0693359375,2.2428870201110802E-2]
[" Transportation Renewable Expenditures",3.2134380191564602E-2,4.0766973048448597E-2,3.9758257567882503E-2,2.0912932232022299E-2,6.9471828639507294E-2,8.6778029799461406E-2,0.106363005936146,0.55913984775543202,7.9643964767456099,27.973939895629901,38.499557495117202,49.285560607910199,55.498867034912102,59.983543395996101,63.057430267333999,67.662658691406307,73.058197021484403,78.445304870605497,82.808517456054702,87.534194946289105,92.150848388671903,96.100090026855497,99.981544494628906,103.37892150878901,106.394973754883,0.407824020385742]
["   Total Expenditures",1182.16223144531,1235.1005859375,1389.33154296875,1107.67260742188,1264.80688476563,1371.43493652344,1462.97143554688,1551.41320800781,1642.9619140625,1715.11535644531,1762.23608398438,1809.47155761719,1843.30554199219,1864.06384277344,1872.04077148438,1866.4765625,1885.60095214844,1917.10888671875,1941.28466796875,1976.44091796875,2014.69543457031,2049.59301757813,2089.97094726563,2126.01977539063,2163.46435546875,2.4671554565429701E-2]
[]
[]
["Prices in Nominal Dollars"]
[" Residential"]
["   Liquefied Petroleum Gases",23.257051467895501,24.976987838745099,29.065778732299801,23.2960910797119,29.4280681610107,32.889183044433601,36.6288871765137,40.505104064941399,44.8352661132813,48.719963073730497,52.086635589599602,54.978519439697301,57.4362182617188,59.445770263671903,61.391433715820298,62.804817199707003,63.970870971679702,65.233825683593807,66.208908081054702,67.332000732421903,68.596176147460895,69.652244567871094,70.7481689453125,71.979537963867202,73.22802734375,4.7877073287963902E-2]
["   Distillate Fuel Oil",17.9798793792725,19.6639919281006,24.3671779632568,19.1102085113525,21.806400299072301,24.6327724456787,27.526374816894499,30.2902221679688,34.194293975830099,37.316211700439503,39.8068237304688,41.9394340515137,44.014728546142599,45.545963287353501,47.042560577392599,47.727027893066399,48.543346405029297,49.706432342529297,50.280788421630902,51.184494018554702,52.296066284179702,53.400947570800803,54.528671264648402,55.612415313720703,56.540290832519503,4.6990871429443401E-2]
["   Natural Gas",13.3406887054443,12.691158294677701,13.3287906646729,12.1788377761841,12.9910278320313,13.095386505126999,13.3549995422363,13.6636142730713,14.100858688354499,14.6119728088379,15.068768501281699,15.646878242492701,16.202325820922901,16.6011772155762,16.638313293456999,16.434179306030298,16.716007232666001,17.266981124877901,17.790235519409201,18.257511138916001,18.8174343109131,19.361801147460898,19.9677219390869,20.5712070465088,21.078121185302699,2.2302865982055699E-2]
["   Electricity",30.388185501098601,31.187788009643601,33.115669250488303,33.781986236572301,32.814785003662102,34.077308654785199,34.736278533935497,35.890495300292997,36.7275390625,37.879070281982401,39.014167785644503,40.139362335205099,41.365802764892599,42.518196105957003,43.5210151672363,43.962184906005902,44.622589111328097,45.6438598632813,46.812854766845703,48.041049957275398,49.098915100097699,50.119911193847699,51.109226226806598,51.910655975341797,52.645065307617202,2.3023962974548302E-2]
[]
[" Commercial"]
["   Liquefied Petroleum Gases",20.6414604187012,23.041419982910199,24.172060012817401,19.4689617156982,26.076234817504901,29.4727878570557,33.1359672546387,36.924243927002003,41.162197113037102,44.950904846191399,48.2210884094238,51.014842987060497,53.374961853027301,55.285846710205099,57.140815734863303,58.478668212890597,59.577701568603501,60.778411865234403,61.698631286621101,62.76953125,63.9805717468262,64.980018615722699,66.018135070800795,67.190345764160199,68.376495361328097,4.8429012298583998E-2]
["   Distillate Fuel Oil",14.6259565353394,16.054103851318398,21.337766647338899,16.734783172607401,19.112129211425799,22.201026916503899,25.113124847412099,28.0792446136475,31.9088649749756,34.911155700683601,37.174346923828097,39.3967475891113,41.302574157714801,42.740764617919901,44.103927612304702,44.6142768859863,45.439685821533203,46.523967742919901,47.052040100097699,47.945369720458999,49.002445220947301,50.046310424804702,51.161643981933601,52.236690521240199,53.3607368469238,5.3609848022460903E-2]
["   Residual Fuel",8.64862155914307,10.2142028808594,13.678780555725099,7.0478959083557102,13.512396812439,16.3985290527344,19.012569427490199,21.890174865722699,24.128501892089801,25.886793136596701,28.2118015289307,30.3311157226563,32.112957000732401,33.514438629150398,34.8145141601563,35.560783386230497,36.361560821533203,37.261711120605497,38.001945495605497,38.855312347412102,39.703739166259801,40.496681213378899,41.409446716308601,42.337013244628899,43.256912231445298,6.4766526222229004E-2]
["   Natural Gas",11.5840444564819,10.9898433685303,11.799612998962401,10.6018285751343,11.362260818481399,11.475154876709,11.7514343261719,12.0277652740479,12.4501762390137,12.9494619369507,13.3789005279541,13.921801567077599,14.449187278747599,14.8212032318115,14.8503885269165,14.6376485824585,14.924715995788601,15.472354888916,15.9942817687988,16.425422668456999,16.961009979248001,17.481918334960898,18.074787139892599,18.633848190307599,19.104610443115199,2.43330001831055E-2]
["   Electricity",27.631908416748001,28.073511123657202,30.269506454467798,30.8216876983643,29.006034851074201,29.8260498046875,30.060043334960898,30.832170486450199,31.454517364501999,32.508445739746101,33.630722045898402,34.661285400390597,35.815185546875,36.874931335449197,37.752494812011697,37.956661224365199,38.443679809570298,39.3442993164063,40.383541107177699,41.463935852050803,42.393783569335902,43.349544525146499,44.305282592773402,44.995758056640597,45.729721069335902,2.1440625190734901E-2]
[]
[" Industrial 1/"]
["   Liquefied Petroleum Gases",20.489151000976602,23.3795356750488,26.133235931396499,19.561550140380898,25.202880859375,28.5882358551025,32.290554046630902,36.061496734619098,40.28466796875,44.048030853271499,47.2955131530762,50.066734313964801,52.406539916992202,54.297653198242202,56.132820129394503,57.455539703369098,58.540603637695298,59.729427337646499,60.639110565185497,61.701614379882798,62.903518676757798,63.889602661132798,64.916366577148395,66.076919555664105,67.252586364746094,4.7010421752929701E-2]
["   Distillate Fuel Oil",15.3226890563965,16.821935653686499,22.332750320434599,17.412950515747099,18.955553054809599,22.4802551269531,25.400894165039102,28.652246475219702,32.3572998046875,35.336254119872997,37.494544982910199,39.832122802734403,41.674594879150398,43.103801727294901,44.428688049316399,44.866687774658203,45.735679626464801,46.827323913574197,47.345386505127003,48.241344451904297,49.266075134277301,50.299819946289098,51.440353393554702,52.541526794433601,53.812774658203097,5.1857590675353997E-2]
["   Residual Fuel Oil",8.9708585739135707,10.494535446166999,14.024219512939499,7.2929735183715803,18.1905612945557,20.858524322509801,23.838066101074201,26.7543754577637,29.785404205322301,32.473640441894503,34.549385070800803,36.836536407470703,38.547210693359403,39.921348571777301,41.286190032958999,41.854972839355497,42.746166229247997,43.609909057617202,44.267074584960902,45.101306915283203,46.015933990478501,46.857711791992202,47.978397369384801,48.9557075500488,49.742916107177699,6.9993734359741197E-2]
["   Natural Gas 2/",7.7475991249084499,7.5151352882385298,9.17633056640625,6.9004168510437003,7.5063500404357901,7.5587930679321298,7.7836766242981001,8.0238990783691406,8.3780012130737305,8.8080673217773402,9.1142396926879901,9.5323905944824201,9.9432659149169904,10.195965766906699,10.1233129501343,9.8314371109008807,10.063985824585,10.473736763000501,10.920739173889199,11.339237213134799,11.7850589752197,12.198199272155801,12.6780385971069,13.1651611328125,13.585069656372101,2.6075601577758799E-2]
["   Metallurgical Coal",3.53999996185303,3.6099998950958301,4.1350817680358896,4.6917557716369602,4.6212515830993697,4.6784477233886701,4.7876124382018999,4.9100909233093297,5.03440189361572,5.1670279502868697,5.2901754379272496,5.4099502563476598,5.5372896194457999,5.6526045799255398,5.7818107604980504,5.9127135276794398,6.0622472763061497,6.2033557891845703,6.2995529174804696,6.3608093261718803,6.4405817985534703,6.4879999160766602,6.5189485549926802,6.51357221603394,6.4756422042846697,2.57315635681152E-2]
["   Other Industrial Coal",2.3399641513824498,2.4299483299255402,2.6186611652374299,2.6695497035980198,2.70549392700195,2.7891905307769802,2.8548843860626198,2.9311156272888201,3.00704789161682,3.1051175594329798,3.1378228664398198,3.19195532798767,3.2634260654449498,3.3311228752136199,3.39320969581604,3.4386153221130402,3.4906363487243701,3.5510332584381099,3.60041379928589,3.6530005931854199,3.7035679817199698,3.7612707614898699,3.82802057266235,3.89715647697449,3.9654450416564901,2.1521687507629401E-2]
["   Coal to Liquids","- -","- -",0,0,0,1.5105023384094201,1.3258528709411599,1.3084201812744101,1.4890010356903101,1.4777305126190201,1.52423667907715,1.55170238018036,1.6127909421920801,1.64213514328003,1.6655528545379601,1.7391279935836801,1.8144223690032999,1.881303191185,1.91615927219391,1.9549800157546999,1.98487901687622,2.0149953365325901,2.0400972366332999,2.06869769096375,2.1140794754028298,"- -"]
["   Electricity",17.9283123016357,18.634252548217798,21.204389572143601,21.5094089508057,19.916519165039102,20.2857875823975,20.401430130004901,20.8285102844238,21.1411457061768,21.845851898193398,22.630865097045898,23.2962131500244,24.0742092132568,24.791343688964801,25.377799987793001,25.517387390136701,25.912757873535199,26.5639553070068,27.422914505004901,28.318119049072301,29.052991867065401,29.802448272705099,30.529249191284201,31.004766464233398,31.394081115722699,2.29382514953613E-2]
[]
[" Transportation"]
["   Liquefied Petroleum Gases 3/",21.711505889892599,25.0072422027588,29.143922805786101,23.416013717651399,29.225816726684599,32.6855278015137,36.423408508300803,40.289470672607401,44.605060577392599,48.473209381103501,51.827091217041001,54.695976257324197,57.1353759765625,59.121578216552699,61.049320220947301,62.447345733642599,63.594524383544901,64.838249206542997,65.797332763671903,66.904335021972699,68.152259826660199,69.191001892089801,70.269203186035199,71.483169555664105,72.713973999023395,4.7500967979431201E-2]
["   E85 4/",24.84494972229,26.671012878418001,34.663047790527301,35.0013427734375,29.174674987793001,32.315399169921903,35.536281585693402,36.4298706054688,36.720230102539098,39.4169311523438,42.331146240234403,45.341171264648402,46.730594635009801,47.723148345947301,46.603786468505902,46.931846618652301,47.933681488037102,49.053524017333999,49.634002685546903,50.5943794250488,51.695419311523402,52.666557312011697,53.829563140869098,54.958328247070298,56.1272163391113,3.2878637313842801E-2]
["   Motor Gasoline 5/",21.213121414184599,22.982162475585898,27.130744934081999,19.658454895019499,26.805238723754901,29.6935729980469,32.618450164794901,35.946395874023402,39.7942924499512,43.123409271240199,45.641952514648402,48.460178375244098,50.493659973144503,52.285430908203097,53.706020355224602,54.488346099853501,55.6558227539063,56.964015960693402,57.636627197265597,58.7601127624512,60.052177429199197,61.191566467285199,62.552440643310497,63.8705863952637,65.240806579589801,4.6408414840698201E-2]
["   Jet Fuel 6/",14.844763755798301,16.0964660644531,22.566616058349599,15.2420244216919,19.09153175354,22.226709365844702,25.1343898773193,28.086837768554702,31.909053802490199,34.889202117919901,37.005405426025398,39.467597961425803,41.120388031005902,42.493434906005902,43.789676666259801,44.378414154052699,45.220821380615199,46.304702758789098,46.690078735351598,47.736415863037102,48.860385894775398,49.854866027832003,50.978462219238303,52.073341369628899,53.292709350585902,5.3430676460266099E-2]
["   Diesel Fuel (distillate fuel oil) 7/",19.740650177001999,20.921422958373999,27.790218353271499,19.978439331054702,23.2125549316406,26.4206447601318,29.3924560546875,32.773857116699197,36.535545349121101,39.555255889892599,41.702842712402301,44.177524566650398,46.0505561828613,47.553874969482401,48.899986267089801,49.381351470947301,50.3130912780762,51.4498100280762,51.9561157226563,52.937068939208999,53.967716217041001,55.002819061279297,56.193782806396499,57.337295532226598,58.685737609863303,4.5865178108215297E-2]
["   Residual Fuel Oil",7.9912142753601101,9.3524312973022496,14.067081451416,8.2378034591674805,14.7508955001831,17.360763549804702,20.2582302093506,23.1502380371094,26.3954048156738,29.3618679046631,31.454713821411101,33.599609375,35.185657501220703,36.532318115234403,37.666736602783203,38.401439666747997,39.158885955810497,39.991481781005902,40.503440856933601,41.339633941650398,42.498569488525398,43.445716857910199,44.508998870849602,45.530326843261697,46.819606781005902,7.2539210319519001E-2]
["   Natural Gas 8/",15.6228637695313,15.4583129882813,17.4287223815918,15.2119998931885,15.9378957748413,16.094272613525401,16.403812408447301,16.724969863891602,17.189661026001001,17.746465682983398,18.191225051879901,18.7521057128906,19.291521072387699,19.686790466308601,19.718795776367202,19.5051784515381,19.827426910400401,20.369035720825199,20.871717453002901,21.304979324340799,21.807193756103501,22.319299697876001,22.895399093627901,23.444755554199201,23.898975372314499,1.91235542297363E-2]
["   Electricity",29.592140197753899,30.640342712402301,34.984100341796903,35.239852905273402,32.175140380859403,33.0386352539063,33.47314453125,34.064102172851598,34.293540954589801,34.922073364257798,35.810970306396499,36.366832733154297,37.128005981445298,38.410163879394503,39.373786926269503,39.675365447997997,40.513767242431598,41.9388618469238,43.566810607910199,45.140434265136697,46.407882690429702,47.717372894287102,48.982990264892599,49.711910247802699,50.466556549072301,2.1920561790466302E-2]
[]
[" Electric Power 9/"]
["   Distillate Fuel Oil",13.411901473999,14.7723951339722,19.510114669799801,15.2233066558838,18.0020847320557,20.662237167358398,23.4976692199707,26.205204010009801,29.975025177001999,32.983203887939503,35.344711303710902,37.368736267089801,39.350601196289098,40.795433044433601,42.204059600830099,42.842506408691399,43.6065864562988,44.603294372558601,45.108348846435497,46.002567291259801,47.177719116210902,48.209484100341797,49.2816352844238,50.311172485351598,51.270523071289098,5.5592775344848598E-2]
["   Residual Fuel Oil",8.1584053039550799,8.3772602081298793,14.098869323730501,8.3447675704956108,15.9650764465332,18.64990234375,21.555006027221701,24.477008819580099,27.6055908203125,30.387323379516602,32.525520324707003,34.668350219726598,36.2988090515137,37.644645690917997,38.824489593505902,39.542682647705099,40.317581176757798,41.134811401367202,41.744674682617202,42.580486297607401,43.661422729492202,44.548267364502003,45.583328247070298,46.565509796142599,47.657505035400398,7.8517913818359403E-2]
["   Natural Gas",6.8695855140686,7.0191588401794398,9.3990793228149396,6.5896801948547399,7.1510548591613796,7.2219285964965803,7.50463819503784,7.6677107810974103,7.9887604713439897,8.4015712738037092,8.7127790451049805,9.1062192916870099,9.5045261383056605,9.7363777160644496,9.6275825500488299,9.3482122421264595,9.6186761856079102,10.053201675415,10.4964952468872,10.919364929199199,11.3265085220337,11.7266225814819,12.160493850708001,12.623664855956999,12.993863105773899,2.71370410919189E-2]
["   Steam Coal",1.6900000572204601,1.78000032901764,1.9897937774658201,1.9967122077941899,2.0248651504516602,2.07804608345032,2.1381585597991899,2.2066454887390101,2.2861962318420401,2.3704271316528298,2.4035921096801802,2.4561846256256099,2.5112030506134002,2.5676970481872599,2.6197137832641602,2.6567192077636701,2.70013451576233,2.7515239715576199,2.79274225234985,2.8401501178741499,2.8854753971099898,2.9287014007568399,2.97832083702087,3.03217673301697,3.0889301300048801,2.4255156517028802E-2]
[]
[" Average Price to All Users 10/"]
["   Liquefied Petroleum Gases",15.2467098236084,18.532711029052699,20.059770584106399,18.4413356781006,24.128513336181602,27.2885227203369,30.6157550811768,34.107528686523402,38.046356201171903,41.594432830810497,44.694419860839801,47.326686859130902,49.5726127624512,51.390285491943402,53.120773315429702,54.365833282470703,55.411079406738303,56.523338317871101,57.4269409179688,58.440696716308601,59.596019744872997,60.543582916259801,61.561973571777301,62.674179077148402,63.812778472900398,5.5228352546691901E-2]
["   E85 4/",24.84494972229,26.671012878418001,34.663047790527301,35.0013427734375,29.174674987793001,32.315399169921903,35.536281585693402,36.4298706054688,36.720230102539098,39.4169311523438,42.331146240234403,45.341171264648402,46.730594635009801,47.723148345947301,46.603786468505902,46.931846618652301,47.933681488037102,49.053524017333999,49.634002685546903,50.5943794250488,51.695419311523402,52.666557312011697,53.829563140869098,54.958328247070298,56.1272163391113,3.2878637313842801E-2]
["   Motor Gasoline 5/",21.081117630004901,22.819190979003899,26.955116271972699,19.714763641357401,26.803747177123999,29.690465927123999,32.615406036377003,35.943241119384801,39.790805816650398,43.1203804016113,45.639060974121101,48.456787109375,50.490329742431598,52.282016754150398,53.702690124511697,54.484706878662102,55.652065277099602,56.960758209228501,57.633979797363303,58.757045745849602,60.0491943359375,61.189689636230497,62.551162719726598,63.869960784912102,65.240898132324205,4.6732306480407701E-2]
["   Jet Fuel",14.844763755798301,16.0964660644531,22.566616058349599,15.2420244216919,19.09153175354,22.226709365844702,25.1343898773193,28.086837768554702,31.909053802490199,34.889202117919901,37.005405426025398,39.467597961425803,41.120388031005902,42.493434906005902,43.789676666259801,44.378414154052699,45.220821380615199,46.304702758789098,46.690078735351598,47.736415863037102,48.860385894775398,49.854866027832003,50.978462219238303,52.073341369628899,53.292709350585902,5.3430676460266099E-2]
["   Distillate Fuel Oil",18.668506622314499,19.9431247711182,26.3212585449219,19.3337593078613,22.088649749755898,25.314346313476602,28.360517501831101,31.778598785400401,35.553440093994098,38.6037788391113,40.810413360595703,43.2124633789063,45.113254547119098,46.602684020996101,47.985591888427699,48.475616455078097,49.391181945800803,50.539421081542997,51.077178955078097,52.030094146728501,53.083995819091797,54.151943206787102,55.336112976074197,56.4828491210938,57.8100776672363,4.7360301017761203E-2]
["   Residual Fuel Oil",8.2036705017089808,9.2489309310913104,14.050442695617701,8.0729684829711896,15.3503770828247,17.950630187988299,20.8477458953857,23.756994247436499,26.906440734863299,29.730625152587901,31.8525714874268,34.001632690429702,35.6160697937012,36.965137481689503,38.135795593261697,38.8486518859863,39.6253662109375,40.460136413574197,41.021083831787102,41.8585205078125,42.961837768554702,43.8775024414063,44.932643890380902,45.936691284179702,47.115070343017599,7.3351860046386705E-2]
["   Natural Gas",9.2533378601074201,9.0057582855224592,10.5835046768188,8.5935592651367205,9.2535657882690394,9.3541154861450195,9.5993127822875994,9.8473205566406303,10.2422647476196,10.6749057769775,11.042889595031699,11.495222091674799,11.954499244689901,12.2557830810547,12.220417022705099,11.9406547546387,12.184568405151399,12.6361980438232,13.0981245040894,13.513578414916999,14.0011653900146,14.459515571594199,14.989423751831101,15.515007019043001,15.961875915527299,2.51965522766113E-2]
["   Metallurgical Coal",3.53999996185303,3.6099998950958301,4.1350817680358896,4.6917557716369602,4.6212515830993697,4.6784477233886701,4.7876124382018999,4.9100909233093297,5.03440189361572,5.1670279502868697,5.2901754379272496,5.4099502563476598,5.5372896194457999,5.6526045799255398,5.7818107604980504,5.9127135276794398,6.0622472763061497,6.2033557891845703,6.2995529174804696,6.3608093261718803,6.4405817985534703,6.4879999160766602,6.5189485549926802,6.51357221603394,6.4756422042846697,2.57315635681152E-2]
["   Other Coal",1.73101270198822,1.81885325908661,2.02835273742676,2.0393605232238801,2.0658547878265399,2.1197760105133101,2.17965912818909,2.2478942871093799,2.3265335559845002,2.41142725944519,2.4443736076354998,2.4968132972717298,2.5525057315826398,2.6094300746917698,2.6620569229125999,2.6996600627899201,2.7435350418090798,2.7952117919921902,2.8365733623504599,2.8841254711151101,2.9291899204254199,2.9726293087005602,3.0224885940551802,3.0762255191803001,3.1327383518218999,2.3920774459838898E-2]
["   Coal to Liquids","- -","- -",0,0,0,1.5105023384094201,1.3258528709411599,1.3084201812744101,1.4890010356903101,1.4777305126190201,1.52423667907715,1.55170238018036,1.6127909421920801,1.64213514328003,1.6655528545379601,1.7391279935836801,1.8144223690032999,1.881303191185,1.91615927219391,1.9549800157546999,1.98487901687622,2.0149953365325901,2.0400972366332999,2.06869769096375,2.1140794754028298,"- -"]
["   Electricity",25.976100921630898,26.701194763183601,28.885900497436499,29.465267181396499,28.0844612121582,28.946041107177699,29.255804061889599,30.039487838745099,30.684814453125,31.692062377929702,32.750293731689503,33.735057830810497,34.847049713134801,35.896480560302699,36.796710968017599,37.092437744140597,37.643119812011697,38.552295684814503,39.618198394775398,40.722320556640597,41.672286987304702,42.619045257568402,43.551567077636697,44.234035491943402,44.897003173828097,2.2851228713989299E-2]
[]
["Non-Renewable Energy Expenditures by Sector"]
["(billion nominal dollars)"]
[" Residential",225.02744706750701,238.37773132324199,259.02512631031902,249.25337512780601,252.583736500312,262.72278901234898,271.43045070142699,279.62336448741098,290.36118712182201,302.34922046937697,314.484301838607,326.31017799182001,339.67713347638499,351.841652659175,361.38263928723802,365.32884829527302,374.04615460167003,385.95134111753299,398.835809936602,410.22373705988099,422.55616886606703,434.56743167122602,447.73002080536401,457.71538257287102,468.062769957282,2.9771340183983201E-2]
[" Commercial",165.816137057829,173.08578491210901,190.230139498157,185.844578933267,184.96673437998101,193.184934067249,198.64505320450101,207.01010076743199,215.98045512613399,227.20879369248601,238.355458583971,249.80526361731199,261.78221655566898,272.88440826998601,282.07041522732101,286.98036020566298,295.05574420107399,306.22172255954098,317.57856616547701,329.069649877649,340.29091622717101,351.87208183072499,364.00595788799001,374.718362251543,385.668787945372,3.54482424126734E-2]
[" Industrial",210.45837399270499,226.84164428710901,262.44389197505598,213.892966172706,226.79179338269401,247.619560147584,273.83641803280398,298.67526634090802,321.41269661935701,343.35489244766001,359.62835975479601,376.14186022230598,389.28546003433701,399.06892807031301,405.15061668110599,407.35894410523099,415.77923171469001,426.41568562175598,436.74010603899097,448.16777725737001,459.10467071246399,469.55594536729899,481.39122134917898,492.95782400236197,503.70495393538602,3.5292797975979E-2]
[" Transportation",549.81947704453,596.754638671875,710.99412877519103,505.32645703543398,668.37680019736001,762.52132045534597,847.91759438910901,937.91141444555603,1028.33974387788,1085.06959183805,1131.9545626373499,1181.14904998321,1222.4904861899099,1257.1498536367301,1282.2289721541099,1293.5591115037901,1317.64254291509,1347.93302348928,1365.7857849230099,1397.4813404476599,1434.8442550222801,1472.1991410293999,1515.6904697150001,1560.0477492924799,1610.00718661163,4.4096217008691797E-2]
["   Total Non-Renewable Expenditures",1151.1213905869799,1235.05981445313,1422.6932865587301,1154.31734546592,1332.71906446034,1466.04865262005,1591.82954953581,1723.220162996,1856.09413471179,1957.9824453226099,2044.42271900984,2133.4064257913801,2213.2352962563,2280.9449005124402,2330.8327023315501,2353.2272042248301,2402.5237543345802,2466.5217523188298,2518.9403084269702,2584.9425046425499,2656.7959475688699,2728.1946425186502,2808.81762668277,2885.4393181192499,2967.4436544262699,3.8847823819442302E-2]
[" Transportation Renewable Expenditures",3.1291455626044802E-2,4.0766973048448597E-2,4.0714130927948497E-2,2.1793998683964599E-2,7.3206049344282806E-2,9.2770617127286306E-2,0.115739841221496,0.62128413204559196,9.0414016273646407,32.464667528422702,45.662064193132402,59.735806102059101,68.705445338854702,75.838728317784501,81.248020694409604,88.517002347113603,96.838574567007299,105.232438138034,112.23695677008899,119.789323919834,127.344773281206,134.21074205079,141.121318213276,147.47729532082599,153.48101506159901,0.43043202909376699]
["   Total Expenditures",1151.1526529385901,1235.1005859375,1422.73403823545,1154.33909891658,1332.7922559459801,1466.1414381637601,1591.9452461077601,1723.8413828856601,1865.13548978575,1990.4471814707699,2090.0847289103099,2193.14218565799,2281.9407840971799,2356.78359989211,2412.0806492987499,2441.7442864187801,2499.3623693526101,2571.7542006915,2631.1772031527198,2704.7318076809502,2784.14076302281,2862.4052247444101,2949.93897720213,3032.91659167235,3120.92473552298,4.1126546811574502E-2]
[]
[]
[]
["   1/ Includes energy for combined heat and power plants, except those whose primary business is to sell electricity, or electricity and heat, to the public."]
["   2/ Excludes use for lease and plant fuel."]
["   3/ Includes Federal and State taxes while excluding county and local taxes."]
["   4/ E85 refers to a blend of 85 percent ethanol (renewable) and 15 percent motor gasoline (nonrenewable).  To address cold starting issues, the percentage of ethanol varies"]
["seasonally.  The annual average ethanol content of 74 percent is used for this forecast."]
["   5/ Sales weighted-average price for all grades.  Includes Federal, State, and local taxes."]
["   6/ Kerosene-type jet fuel.  Includes Federal and State taxes while excluding county and local taxes."]
["   7/ Diesel fuel for on-road use.  Includes Federal and State taxes while excluding county and local taxes."]
["   8/ Compressed natural gas used as a vehicle fuel.  Includes estimated motor vehicle fuel taxes and estimated dispensing costs or charges."]
["   9/ Includes electricity-only and combined heat and power plants whose primary business is to sell electricity, or electricity and heat, to the public."]
["   10/ Weighted averages of end-use fuel prices are derived from the prices shown in each sector and the corresponding sectoral consumption."]
["   Btu = British thermal unit."]
["   - - = Not applicable."]
["   Note:  Data for 2006 and 2007 are model results and may differ slightly from official EIA data reports."]
["   Sources:  2006 and 2007 prices for motor gasoline, distillate fuel oil, and jet fuel are based on prices in the Energy Information Administration (EIA), Petroleum Marketing Annual"]
["2007, DOE/EIA-0487(2007) (Washington, DC, August 2008).  2006 residential and commercial natural gas delivered prices:  EIA, Natural Gas Annual 2006, DOE/EIA-0131(2006)"]
["(Washington, DC, October, 2007).  2007 residential and commercial natural gas delivered prices:  EIA, Natural Gas Monthly, DOE/EIA-0130(2008/04) (Washington, DC, April 2008)."]
["2006 and 2007 industrial natural gas delivered prices are estimated based on:  EIA, Manufacturing Energy Consumption Survey 1994 and industrial and wellhead prices from the"]
["Natural Gas Annual 2006, DOE/EIA-0131(2006) (Washington, DC, October, 2007) and the Natural Gas Monthly, DOE/EIA-0130(2008/04) (Washington, DC, April 2008).  2006"]
["transportation sector natural gas delivered prices are based on:  EIA, Natural Gas Annual 2006, DOE/EIA-0131(2006) (Washington, DC, October, 2007) and estimated State taxes,"]
["Federal taxes, and dispensing costs or charges.  2007 transportation sector natural gas delivered prices are model results.  2006 and 2007 electric power sector natural gas prices:"]
["EIA, Electric Power Monthly, April 2007 and April 2008, Table 4.13.B.  2006 and 2007 coal prices based on:  EIA, Quarterly Coal Report, October-December 2007,"]
["DOE/EIA-0121(2007/4Q) (Washington, DC, March 2008) and EIA, AEO2009 National Energy Modeling System run aeo2009.d120908a.  2006 and 2007 electricity prices:  EIA, Annual"]
["Energy Review 2007, DOE/EIA-0384(2007) (Washington, DC, June 2008).  2006 and 2007 E85 prices derived from monthly prices in the Clean Cities Alternative Fuel Price Report."]
["Projections:  EIA, AEO2009 National Energy Modeling System run hp2009.d121108a."]

{"sheet":"HyARC Physical Property Data","index":14,"n_rows":524,"n_cols":21,"rows_kept":524,"cut":false,"hidden":false,"merged":[[51,0,51,10],[50,0,50,10],[90,3,90,4],[58,0,58,10],[1,0,1,10],[2,0,2,10],[3,2,3,4],[3,6,3,8],[55,0,55,10],[56,0,56,10],[91,10,91,11],[90,0,90,1],[57,0,57,10],[52,0,52,10],[133,2,133,4],[133,5,133,7],[53,0,53,10],[90,6,90,7],[91,3,91,4],[54,0,54,10],[60,0,60,10],[61,0,61,10],[90,10,90,11]]}
["HyARC Energy Constants and Assumptions"]
["Hydrogen Analysis Resource Center:  Lower and Higher Heating Values of Hydrogen and Fuels"]
[]
["Fuels",null,"Lower Heating Value (LHV) [1]",null,null,null,"Higher Heating Value (HHV) [1]",null,null,null,"Density",null,null,null,"HHV/LHV Ratios for Price Tables (HHV values from EIA, LHV values from GREET)"]
["Gaseous Fuels @ 32 F and 1 atm",null,"Btu/ft3 [2]","Btu/lb [3]","MJ/kg [4]",null,"Btu/ft3 [2]","Btu/lb [3]","MJ/kg [4]",null,"grams/ft3",null,null,null,null,null,null,2005,2007,2005,2007]
["Natural gas",null,983,{"$f":"C6/$K6*453.59","v":20267.225909090906},{"$f":"D6*1.05506/1000*2.2046","v":47.141269049911173},null,1089,{"$f":"G6/$K6*453.59","v":22452.704999999998},{"$f":"H6*1.05506/1000*2.2046","v":52.224661236371581},null,22,null,null,null,"Feedstock","Units","LHV","HHV","HHV","HHV/LHV","HHV/LHV"]
["Hydrogen",null,290,{"$f":"C7/K7*453.59","v":51682.028917177428},{"$f":"D7*1.05506/1000*2.2046","v":120.21163829516094},null,343,{"$f":"G7/$K7*453.59","v":61127.365236523648},{"$f":"H7*1.05506/1000*2.2046","v":142.1813515008283},null,2.5451999999999999,null,null,null,"Commercial Natural Gas_metric","Btu/scf",930,1027,1030,{"$f":"R7/Q7","v":1.1043010752688172},{"$f":"S7/Q7","v":1.10752688172043}]
["Still gas (in refineries)",null,1458,20162.628658536585,46.897977385211739,null,1584,21905.078048780488,50.950889011094226,null,32.799999999999997,null,null,null,"Industrial Natural Gas_metric","Btu/scf",930,1027,1030,{"$f":"R8/Q8","v":1.1043010752688172},{"$f":"S8/Q8","v":1.10752688172043}]
["Liquid Fuels",null,"Btu/gal [2]","Btu/lb [3]","MJ/kg [4]",null,"Btu/gal [2]","Btu/lb [3]","MJ/kg [4]",null,"grams/gal",null,null,null,"Electric Utility Natural Gas_metric","Btu/scf",930,1027,1030,{"$f":"R9/Q9","v":1.1043010752688172},{"$f":"S9/Q9","v":1.10752688172043}]
["Crude oil",null,129670,18351.642839313572,42.685651034654214,null,138350,19580.086271450855,45.542992370204438,null,3205,null,null,null,"Commercial Electricity_metric",null,null,null,null,1,1]
["Conventional gasoline",null,116090,18679.412238382403,43.448037830811678,null,124340,20006.874991131608,46.535696648144757,null,2819,null,null,null,"Industrial Electricity_metric",null,null,null,null,1,1]
["Reformulated or low-sulfur gasoline",null,113601.50975397152,18210.67343395916,42.357758273433376,null,121848.38036482914,19532.672304147527,45.432708180380153,null,2829.5773353012783,null,null,null,"Electric Utility Steam Coal_metric","Btu/short ton",19546300,20754000,20231000,{"$f":"R12/Q12","v":1.0617866296946226},{"$f":"S12/Q12","v":1.0350296475547802}]
["CA reformulated gasoline",null,113927.15396104372,18271.813278014368,42.499968650482714,null,122174.43408423416,19594.524828536756,45.576576241392928,null,2828.193183616288,null,null,null,"Retail Diesel_metric","Btu/gallon",128450,{"$f":"5825000/42","v":138690.47619047618},{"$f":"5799000/42","v":138071.42857142858},{"$f":"R13/Q13","v":1.0797234425105191},{"$f":"S13/Q13","v":1.0749040760718458}]
["U.S. conventional diesel",null,128450,18397.106251973477,42.791398263097854,null,137380,19676.095421534574,45.766308239660439,null,3167,null,null,null,"E85 Ethanol_metric","Btu/gallon",86668,94706,94854,{"$f":"R14/Q14","v":1.0927447270041999},{"$f":"S14/Q14","v":1.0944523930401071}]
["Low-sulfur diesel",null,129487.84757606639,18320.147467881456,42.612393264440954,null,138490,19593.786369307545,45.574858596098856,null,3206,null,null,null,"Methanol_metric","Btu/gallon",null,null,null,{"$f":"$I$19/$E$19","v":1.1388646288209607},{"$f":"$I$19/$E$19","v":1.1388646288209607}]
["Petroleum naphtha",null,116920,19320.124881602911,44.938326005089621,null,125080,20668.501712204008,48.074630659567319,null,2745,null,null,null,"Retail Gasoline_metric","Btu/gallon",116090,{"$f":"5194000/42","v":123666.66666666667},{"$f":"5218000/42","v":124238.09523809524},{"$f":"R16/Q16","v":1.0652654549631033},{"$f":"S16/Q16","v":1.0701877443198831}]
["NG-based FT naphtha",null,111520,19081.236061863448,44.382674127774621,null,119740,20487.69015465862,47.654065638986118,null,2651,null,null,null,"Woody Biomass_metric","Btu/short ton",16811000,17200000,17200000,{"$f":"R17/Q17","v":1.0231396109690083},{"$f":"S17/Q17","v":1.0231396109690083}]
["Residual oil",null,140352.52220119376,16967.617416108602,39.466428278669781,null,150110,18147.226785714287,42.210182303804245,null,3752,null,null,null,"Steam_metric","GJ/kg",2.8300000000000001E-3,null,null,1,1]
["Methanol",null,57250,8638.7317032601459,20.093562745097504,null,65200,9838.345974717231,22.883847877386152,null,3006]
["Ethanol",null,76330,11587.19032797858,26.95163409308779,null,84530,12831.982161981257,29.847001570663057,null,2988]
["Butanol",null,99837,14774.898802610114,34.366197069261162,null,108458,16050.722420880913,37.33374402013208,null,3065]
["Acetone",null,83127,12721.179463562754,29.589276125600549,null,89511,13698.142540485829,31.861677857719279,null,2964]
["E-Diesel Additives",null,116090,18679.412238382403,43.448037830811678,null,124340,20006.874991131608,46.535696648144757,null,2819]
["Liquefied petroleum gas (LPG)",null,84950,20037.686167446696,46.607362990589891,null,91410,21561.446645865835,50.151607427543532,null,1923]
["Liquefied natural gas (LNG)",null,74720,20908.23244910549,48.632240823804793,null,84820,23734.425539790249,55.205924339870478,null,1621]
["Dimethyl ether (DME)",null,68930,12416.981215250198,28.881715479040551,null,75610,13620.3097299444,31.680639886410216,null,2518]
["Dimethoxy methane (DMM)",null,72200,10061.197542242702,23.402197342183918,null,79196.89540113158,11036.227276497471,25.670102147722705,null,3255]
["Methyl ester (biodiesel, BD)",null,119550,16134.09238321928,37.527661324991804,null,127960,17269.079559654863,40.167624785829787,null,3361]
["Fischer-Tropsch diesel (FTD)",null,123670,18593.130692741131,43.247348226059557,null,130030,19549.323069274113,45.471437614898726,null,3017]
["Renewable Diesel I (SuperCetane)",null,117059,18729.027093474426,43.563441253226593,null,125294,20046.598045855379,46.628091888549989,null,2835]
["Renewable Diesel II (UOP-HDO)",null,122887,18907.840681818183,43.979359026862895,null,130817,20127.979318181817,46.817383529723436,null,2948]
["Renewable Gasoline",null,115983,18589.656879858656,43.23926818844334,null,124230,19911.479045936394,46.313807084230582,null,2830]
["Liquid Hydrogen",null,30500,51621.249999999993,120.070267428715,null,36020,60963.849999999991,141.80101746827262,null,268]
["Methyl tertiary butyl ether (MTBE)",null,93540,15093.848665955175,35.108069755183983,null,101130,16318.59007470651,37.95680023884708,null,2811]
["Ethyl tertiary butyl ether (ETBE)",null,96720,15612.535516014234,36.314527731276172,null,104530,16873.225160142349,39.246873281123854,null,2810]
["Tertiary amyl methyl ether (TAME)",null,100480,15645.974322004806,36.392305901657274,null,108570,16905.687023686918,39.322379097760042,null,2913]
["Butane",null,94970,19465.631405332126,45.27677203684572,null,103220,21156.601807501127,49.209944294442614,null,2213]
["Isobutane",null,90060,19287.212181303115,44.861771548798892,null,98560,21107.568649669498,49.095893891290459,null,2118]
["Isobutylene",null,95720,19271.031868619615,44.824136379735997,null,103010,20738.706569019083,48.237926122822877,null,2253]
["Propane",null,84250,19903.623697916668,46.295535660398848,null,91420,21597.498854166668,50.235464333218552,null,1920]
["Solid Fuels",null,"Btu/ton [2]","Btu/lb [5]","MJ/kg [4]",null,"Btu/ton [2]","Btu/lb [5]","MJ/kg [4]"]
["Coal (wet basis) [6]",null,19546300,{"$f":"C42/2000","v":9773.15},{"$f":"D42*1.05506/1000*2.2046","v":22.7322030001394},null,20608570,{"$f":"G42/2000","v":10304.285},{"$f":"H42*1.05506/1000*2.2046","v":23.967615189707661}]
["Bituminous coal (wet basis) [7]",null,22460600,11230.3,26.121512445062798,null,23445900,{"$f":"G43/2000","v":11722.95},27.267409091284208]
["Coking coal (wet basis)",null,24600497.144575384,12300.248572287692,28.610197070281195,null,25679670,12839.834999999999,29.865267156269461]
["Farmed trees (dry basis)",null,16811000,8405.5,19.551069237418005,null,17703170,8851.5849999999991,20.588656379262464]
["Herbaceous biomass (dry basis)",null,14797554.763920812,7398.7773819604063,17.209447250841734,null,15582870,7791.4350000000004,18.122763088911064]
["Corn stover (dry basis)",null,14075990,7037.9949999999999,16.370272742561625,null,14974460,7487.23,17.415186738025483]
["Forest residue (dry basis)",null,13243490,6621.7449999999999,15.40208137142662,null,14164160,7082.08,16.472813803454081]
["Sugar cane bagasse",null,12947318,6473.6589999999997,15.057635515844886,null,14062678,7031.3389999999999,16.354790984564566]
["Petroleum coke",null,25370000,12685,29.505123226060004,null,26920000,13460,31.307761814960006]
["Notes:"]
["[1] The lower heating value (also known as net calorific value) of a fuel is defined as the amount of heat released by combusting a specified quantity (initially at 25°C) and returning the temperature of the combustion products to 150°C, which assumes the latent heat of vaporization of water in the reaction products is not recovered."]
["The higher heating value (also known as gross calorific value or gross energy) of a fuel is defined as the amount of heat released by a specified quantity (initially at 25°C) once it is combusted and the products have returned to a temperature of 25°C, which takes into account the latent heat of vaporization of water in the combustion products."]
["[2] Btu =  British thermal unit. "]
["[3] The heating values for gaseous fuels in units of Btu/lb are calculated based on the heating values in units of Btu/ft3 and the corresponding fuel density values. The heating values for liquid fuels in units of Btu/lb are calculated based on heating values in units of Btu/gal and the corresponding fuel density values."]
["[4] The heating values in units of MJ/kg, are converted from the heating values in units of Btu/lb."]
["[5] For solid fuels, the heating values in units of Btu/lb are converted from the heating values in units of Btu/ton."]
["[6] Coal characteristics assumed by GREET for electric power production."]
["[7] Coal characteristics assumed by GREET for hydrogen and Fischer-Tropsch diesel production."]
[]
["Source:"]
["GREET Transportation Fuel Cycle Analysis Model, GREET 1.8b, developed by Argonne National Laboratory, Argonne, IL, released May 8, 2008. http://www.transportation.anl.gov/software/GREET/index.html"]
[]
[]
[]
[]
[]
[]
["TABLE A - Energy Feedstock and Utility Properties Table"]
["Feedstock Type","Source","Source Year (for original price data)","H2a Reference Year","Units for Feedstock Price Table","HHV/LHV Source","HHV/LHV","H2A Usage Input Unit/ kg H2","H2A LHV (GJ/ H2A usage input unit)","List","CO2 Emissions Factor (kg CO2 produced/GJ feed)","Unit System","CH4 Emissions Factor (kg CH4 produced/GJ or mmBtu feed)","N2O Emissions Factor (kg N2O produced/GJ or mmBtu feed)"]
["Commercial Natural Gas","Energy Information Administration Annual Energy Outlook.  See AEO Data sheet for original data","see Energy Feed Tab",2007,"$(2007)/GJ LHV",null,null,"mmBtu",{"$f":"mmBTU_to_GJ","v":1.0549999999999999},"Feed Utility",56.31533863997597,"Metric"]
["Industrial Natural Gas","Energy Information Administration Annual Energy Outlook.  See AEO Data sheet for original data","see Energy Feed Tab",2007,"$(2007)/GJ LHV",null,null,"mmBtu",{"$f":"mmBTU_to_GJ","v":1.0549999999999999},"Feed Utility",56.31533863997597,"Metric"]
["Residential Natural Gas","Energy Information Administration Annual Energy Outlook.  See AEO Data sheet for original data","see Energy Feed Tab",2007,"$(2007)/GJ LHV",null,null,"mmBtu",{"$f":"mmBTU_to_GJ","v":1.0549999999999999},"Feed Utility",56.31533863997597,"Metric"]
["Electric Utility Natural Gas","Energy Information Administration Annual Energy Outlook.  See AEO Data sheet for original data","see Energy Feed Tab",2007,"$(2007)/GJ LHV",null,null,"mmBtu",{"$f":"mmBTU_to_GJ","v":1.0549999999999999},"Feed Utility",56.31533863997597,"Metric"]
["Bio Methane",null,"see Energy Feed Tab",2007,"$(2007)/GJ LHV",null,null,"mmBtu",{"$f":"mmBTU_to_GJ","v":1.0549999999999999},"Feed Utility",56.31533863997597,"Metric"]
["Commercial Electricity","Energy Information Administration Annual Energy Outlook.  See AEO Data sheet for original data","see Energy Feed Tab",2007,"$(2007)/GJ",null,null,"kWh",{"$f":"1/MJ_to_kWh/1000","v":3.5999999999999995E-3},"Feed Utility Byprod",0,"Metric"]
["Industrial Electricity","Energy Information Administration Annual Energy Outlook.  See AEO Data sheet for original data","see Energy Feed Tab",2007,"$(2007)/GJ",null,null,"kWh",{"$f":"1/MJ_to_kWh/1000","v":3.5999999999999995E-3},"Feed Utility Byprod",0,"Metric"]
["Residential Electricity","Energy Information Administration Annual Energy Outlook.  See AEO Data sheet for original data","see Energy Feed Tab",2007,"$(2007)/GJ",null,null,"kWh",{"$f":"1/MJ_to_kWh/1000","v":3.5999999999999995E-3},"Feed Utility Byprod",0,"Metric"]
["Electric Utility Steam Coal","Energy Information Administration Annual Energy Outlook.  See AEO Data sheet for original data","see Energy Feed Tab",2007,"$(2007)/GJ LHV",null,null,"kg",{"$f":"$C$42/2000/lb_to_kg/1000000*mmBTU_to_GJ","v":2.2735034516249999E-2},"Feed",102.75287348239476,"Metric"]
["Metallurgical Coal","Energy Information Administration Annual Energy Outlook.  See AEO Data sheet for original data","see Energy Feed Tab",2007,"$(2007)/GJ LHV",null,null,"kg",{"$f":"$C$42/2000/lb_to_kg/1000000*mmBTU_to_GJ","v":2.2735034516249999E-2},"Feed",102.75287348239476,"Metric"]
["Other Industrial Coal","Energy Information Administration Annual Energy Outlook.  See AEO Data sheet for original data","see Energy Feed Tab",2007,"$(2007)/GJ LHV",null,null,"kg",{"$f":"$C$42/2000/lb_to_kg/1000000*mmBTU_to_GJ","v":2.2735034516249999E-2},"Feed",102.75287348239476,"Metric"]
["Retail Diesel","Energy Information Administration Annual Energy Outlook.  See AEO Data sheet for original data","see Energy Feed Tab",2007,"$(2007)/GJ LHV",null,null,"L",{"$f":"$C$14/gal_to_liters*mmBTU_to_GJ/1000000","v":3.5803104359313075E-2},"Feed Utility",74.122324937568308,"Metric"]
["E85 Ethanol","Energy Information Administration Annual Energy Outlook.  See AEO Data sheet for original data","see Energy Feed Tab",2007,"$(2007)/GJ LHV",null,null,"L",{"$f":"$Q$14/gal_to_liters*mmBTU_to_GJ/1000000","v":2.4157130779392338E-2},"Feed",71.019041167591709,"Metric"]
["Retail Gasoline","Energy Information Administration Annual Energy Outlook.  See AEO Data sheet for original data","see Energy Feed Tab",2007,"$(2007)/GJ LHV",null,null,"L",{"$f":"$C$11/gal_to_liters*mmBTU_to_GJ/1000000","v":3.2357978863936591E-2},"Feed",72.833307273582633,"Metric"]
["Woody Biomass","* Biomass prices shown for years 2001 through 2009 are the same as the EIA value for 2010.  For the post-2025 biomass prices:  The value for 2035 was chosen based on a review of the literature, which indicated a price of $2.50/MMBtu delivered dry English ton (in 2000$) was a reasonable mid-range projection.  Values for the 2026 through 2034 were interpolated from the 2025 and 2035 values.  The value of $5.00/MMBtu delivered dry English ton in 2065 was based on judgment.  An EIA paper by Zia Haq entitled, “Biomass for Electricity Generation” (available from EIA’s website) indicates that about 7 quads of biomass per year  would be available if the price rose to  $5/MMBtu.","see Energy Feed Tab",2007,"$(2007)/GJ",null,null,"kg",{"$f":"$E$45/1000","v":1.9551069237418006E-2},"Feed",97.876597052612851,"Metric"]
["Woody Biomass B2A",null,null,null,"$(2007)/GJ",null,null,"kg",{"$f":"$E$45/1000","v":1.9551069237418006E-2},"Feed",97.876597052612851,"Metric"]
["Woody Biomass MYPP","Biomass Multi-Year Program Plan April 2011, Table B-4. LHV from Table B-7 (8,000 Btu/lb). Prices starting in 2010 $82.70, 2011 $71.60, 2012, $61.57, 2013; $68.97",null,null,"$(2007)/GJ",null,null,"kg",{"$f":"18.608/1000","v":1.8608E-2},"Feed",97.876597052612851,"Metric"]
["Steam","Note:  when steam is an important input or output, the price should be externally provided and should be based on the specific characteristics of the steam needed or produced. ","see Energy Feed Tab",2007,"$(2007)/GJ",null,null,"kg",2.8300000000000001E-3,"Feed Utility Byprod",0,"Metric"]
[]
[]
["TABLE B - GDP Implicit Deflator Price Index",null,null,"TABLE B2 - Plant Cost Index",null,null,"TABLE B3 - Labor Index",null,null,null,"TABLE B4 - SRI Chemical Price Index"]
["GDP Implicit Price Deflator (Index, 2005=100), Available from Federal Reserve Bank of St. Louis (FRED): http://research.stlouisfed.org/fred2/series/GDPDEF/",null,null,"From Chemical Engineering Magazine                                              Averaged Annual Index",null,null,"From the Bureau of Labor Statistics, Average Hourly Earnings of Chemical Manufacturing Workers (Production and Nonsupervisory Employees)  From series CEU3232500008",null,null,null,"SRI Inorganic Price Index  (Index, 1982=100),                                                     Current Index at http://www.sriconsulting.com/CEH/ "]
["Year","Value",null,"Year","Value",null,"Year","Value",null,null,"Year","Value"]
[1992,70.563999999999993,null,1992,358.2,null,1992,13.7,null,null,1980,55.195749555178075]
[1993,72.244,null,1993,359.2,null,1993,13.97,null,null,1981,61.025412991342954]
[1994,73.781000000000006,null,1994,368.1,null,1994,14.33,null,null,1982,62.017696129413558]
[1995,75.320999999999998,null,1995,381.1,null,1995,14.86,null,null,1983,62.203749217801807]
[1996,76.694999999999993,null,1996,381.7,null,1996,15.37,null,null,1984,63.81620931716656]
[1997,78.009,null,1997,386.5,null,1997,15.78,null,null,1985,64.262922782386738]
[1998,78.855000000000004,null,1998,389.5,null,1998,16.23,null,null,1986,64.135290363752389]
[1999,80.061000000000007,null,1999,390.6,null,1999,16.399999999999999,null,null,1987,66.11359285258456]
[2000,81.882999999999996,null,2000,394.1,null,2000,17.09,null,null,1988,72.112316528398225]
[2001,83.753,null,2001,394.3,null,2001,17.57,null,null,1989,76.324186343331206]
[2002,85.037999999999997,null,2002,395.6,null,2002,17.97,null,null,1990,77.217613273771548]
[2003,86.728999999999999,null,2003,402,null,2003,18.5,null,null,1991,79.38736439055522]
[2004,89.114000000000004,null,2004,444.2,null,2004,19.170000000000002,null,null,1992,80.280791320995533]
[2005,91.980999999999995,null,2005,468.2,null,2005,19.670000000000002,null,null,1993,81.174218251435875]
[2006,94.811999999999998,null,2006,499.6,null,2006,19.600000000000001,null,null,1994,82.961072112316543]
[2007,97.334000000000003,null,2007,525.4,null,2007,19.55,null,null,1995,91.512444160816855]
[2008,99.25,null,2008,575.4,null,2008,19.5,null,null,1996,93.044033184428855]
[2009,100,null,2009,521.9,null,2009,20.3,null,null,1997,93.873643905552015]
[2010,101.217,null,2010,550.79999999999995,null,2010,21.07,null,null,1998,94.894703254626677]
[2011,103.307,null,2011,585.70000000000005,null,2011,21.45,null,null,1999,95.532865347798349]
[2012,105.21299999999999,null,2012,584.6,null,2012,21.45,null,null,2000,100]
[2013,106.91,null,2013,567.29999999999995,null,2013,21.4,null,null,2001,101.08487555839186]
[2014,108.827,null,2014,576.1,null,2014,21.488333333333333,null,null,2002,100.38289725590302]
[2015,110.01,null,2015,556.79999999999995,null,2015,21.754999999999999,null,null,2003,105.04148053605616]
[2016,111.41200000000001,null,2016,541.70000000000005,null,2016,22.714999999999993,null,null,2004,110.27440970006384]
[2017,112.854,null,null,null,null,"Source: http://data.bls.gov/timeseries/CEU3232500008?data_tool=Xgtable",null,null,null,2005,119.52776005105299]
[null,null,null,null,null,null,null,null,null,null,2006,125.5902999361838]
[null,null,null,null,null,null,null,null,null,null,2007,129.73835354179963]
[null,null,null,null,null,null,null,null,null,null,2008,145.6285896617741]
[null,null,null,null,null,null,null,null,null,null,2009,143.39502233567327]
[null,null,null,null,null,null,null,null,null,null,2010,149.13848117421827]
[null,null,null,null,null,null,null,null,null,null,2011,160.8806636885769]
[null,null,null,null,null,null,null,null,null,null,2012,166.11359285258459]
[null,null,null,null,null,null,null,null,null,null,2013,168.41097638800255]
[null,null,null,null,null,null,null,null,null,null,2014,171.79323548181239]
[null,null,null,null,null,null,null,null,null,null,2015,168.98532227185709]
[null,null,null,null,null,null,null,null,null,null,2016,170.4530950861519]
[null,null,null,null,null,null,null,null,null,null,"Base date: December 1984 for the Producer price index - chemical mfg (adjusted to 1982 base)"]
[null,null,null,null,null,null,null,null,null,null,"5/15/17:  Same information as BLS data for Chemical Mfg:  https://data.bls.gov/pdq/SurveyOutputServlet"]
["Table C1 2010 Upstream Energy and Emissions for H2 Feedstocks: for each MJ (LHV, or as noted) of feedstock available at H2 production site.  Source: GREET1_2013, 01/20/2014 for year 2010 technologies"]
[null,null,"Energy: J/MJ",null,null,"Greenhouse Gas Emissions: grams/MJ",null,null,"Total Greenhouse Gas Emissions: grams/MJ"]
["Feedstock/Fuel","Description","Total Energy ","Fossil Fuels","Petroleum","CO2","CH4","N2O","GHGs"]
["Commercial Natural Gas","North American sources -- at plant gate",{"$f":"+AVERAGEIFS(D$165:D$524,$B$165:$B$524,$A136,$C$165:$C$524,\">=\"&startup_year,$C$165:$C$524,\"<=\"&(startup_year+anal_period))","v":1092000},1092000,3971.5555555555557,5.74,0.18462200000000004,8.6102222222222209E-4,11.566300000000002]
["Industrial Natural Gas","North American sources -- at plant gate",1092000,1092000,3971.5555555555557,5.74,0.18462200000000004,8.6102222222222209E-4,11.566300000000002]
["Electric Utility Natural Gas","North American sources -- at plant gate",1092000,1092000,3971.5555555555557,5.74,0.18462200000000004,8.6102222222222209E-4,11.566300000000002]
["Residential Natural Gas","North American sources -- at plant gate",1092000,1092000,3971.5555555555557,5.74,0.18462200000000004,8.6102222222222209E-4,11.566300000000002]
["Bio Methane","From waste and intermediate fuels",-1185000,0,0,-85.800000000000011,0.54700000000000004,-1.8286999999999995E-3,-70.08]
["Commercial Electricity","U.S. Average - at Wall Outlet",1722555.5555555555,1293777.7777777778,15361.111111111111,125.73222222222223,0.20455800000000002,1.7955444444444446E-3,130.52666666666664]
["Industrial Electricity","U.S. Average - at Wall Outlet",1722555.5555555555,1293777.7777777778,15361.111111111111,125.73222222222223,0.20455800000000002,1.7955444444444446E-3,130.52666666666664]
["Residential Electricity","U.S. Average - at Wall Outlet",1722555.5555555555,1293777.7777777778,15361.111111111111,125.73222222222223,0.20455800000000002,1.7955444444444446E-3,130.52666666666664]
["Electric Utility Steam Coal","at Plant Gate",1022000,1021000,15510,1.6978444444444447,0.14096234111111108,3.279166666666666E-5,5.9552888888888873]
["Metallurgical Coal","at Plant Gate",1022000,1021000,15510,1.6978444444444447,0.14096234111111108,3.279166666666666E-5,5.9552888888888873]
["Other Industrial Coal","at Plant Gate",{"$f":"+AVERAGEIFS(D$165:D$524,$B$165:$B$524,$A146,$C$165:$C$524,\">=\"&startup_year,$C$165:$C$524,\"<=\"&(startup_year+anal_period))","v":1022000},1021000,15510,1.6978444444444447,0.14096234111111108,3.279166666666666E-5,5.9552888888888873]
["Retail Diesel","at Forecourt",1209000,1202000,1052000,17.978222222222218,0.1641276666666667,2.9047555555555561E-4,22.99966666666667]
["E85 Ethanol","84 wt% ethanol from corn and 16 wt% gasoline",1585222.2222222222,696333.33333333337,286011.11111111112,38.073444444444448,0.1118,2.5350000000000004E-2,45.206666666666663]
["Retail Gasoline","at Forecourt",1249111.111111111,1242000,1078000,23.850666666666669,0.16985744444444445,3.7835111111111111E-4,29.169000000000008]
["Woody Biomass","Biomass for Gasification Hydrogen Production ",1190000,51592.222222222219,29220,3.7602333333333329,8.4359666666666642E-3,-3.8261034444444448E-3,3.0076888888888895]
["Woody Biomass B2A","Biomass for Gasification Hydrogen Production ",1190000,51592.222222222219,29220,3.7602333333333329,8.4359666666666642E-3,-3.8261034444444448E-3,3.0076888888888895]
["Woody Biomass MYPP","Biomass for Gasification Hydrogen Production ",1190000,51592.222222222219,29220,3.7602333333333329,8.4359666666666642E-3,-3.8261034444444448E-3,3.0076888888888895]
["Steam","GREET.NET, natural gas feedstock",1384000,1383000,5034,78.571100000000001,0.27494000000000002,2.3304000000000003E-3,87.59429999999999]
[]
[]
[]
[]
[]
[]
[]
[]
[null,"GREET.NET 2017 upstream emmissions tables"]
[null,null,null,"Energy: J/MJ",null,null,"Greenhouse Gas Emissions: grams/MJ",null,null,"Total Greenhouse Gas Emissions: grams/MJ"]
[null,"Feedstock","Year","Total Energy ","Fossil Fuels","Petroleum","CO2","CH4","N2O","GHGs"]
[null,"Commercial Natural Gas",2005,1094000,1094000,4252,5.9984999999999999,0.18232600000000002,8.8801999999999994E-5,11.536999999999999]
[null,"Industrial Natural Gas",2005,1094000,1094000,4252,5.9984999999999999,0.18232600000000002,8.8801999999999994E-5,11.536999999999999]
[null,"Electric Utility Natural Gas",2005,1094000,1094000,4252,5.9984999999999999,0.18232600000000002,8.8801999999999994E-5,11.536999999999999]
[null,"Residential Natural Gas",2005,1094000,1094000,4252,5.9984999999999999,0.18232600000000002,8.8801999999999994E-5,11.536999999999999]
[null,"Bio Methane",2005,-1208000,0,0,-85.789999999999992,0.54689999999999994,-1.4884E-3,-70]
[null,"Commercial Electricity",2005,2475000,2129000,124000,251.83,0.31369799999999998,3.6604999999999997E-3,255.85999999999999]
[null,"Industrial Electricity",2005,2475000,2129000,124000,251.83,0.31369799999999998,3.6604999999999997E-3,255.85999999999999]
[null,"Residential Electricity",2005,2475000,2129000,124000,251.83,0.31369799999999998,3.6604999999999997E-3,255.85999999999999]
[null,"Electric Utility Steam Coal",2005,1023000,1022000,15840,1.9352,0.14136591000000001,3.6392E-5,6.2023000000000001]
[null,"Metallurgical Coal",2005,1023000,1022000,15840,1.9352,0.14136591000000001,3.6392E-5,6.2023000000000001]
[null,"Other Industrial Coal",2005,1023000,1022000,15840,1.9352,0.14136591000000001,3.6392E-5,6.2023000000000001]
[null,"Retail Diesel",2005,1205000,1200000,1056000,18.433,0.18217,2.0549999999999998E-4,23.908999999999999]
[null,"E85 Ethanol",2005,1760000,783400,307400,47.923999999999999,0.13161500000000001,3.3619999999999997E-2,56.43]
[null,"Retail Gasoline",2005,1248000,1242000,1084000,24.465,0.18840200000000001,2.7361999999999997E-4,30.237000000000002]
[null,"Woody Biomass",2005,1195000,56800,32280,4.3339999999999996,9.434399999999999E-3,-3.8369229999999999E-3,3.6147]
[null,"Woody Biomass B2A",2005,1195000,56800,32280,4.3339999999999996,9.434399999999999E-3,-3.8369229999999999E-3,3.6147]
[null,"Woody Biomass MYPP",2005,1195000,56800,32280,4.3339999999999996,9.434399999999999E-3,-3.8369229999999999E-3,3.6147]
[null,"Steam",2005,1387000,1386000,5427,78.934799999999996,0.27050000000000002,1.418723E-3,87.571399999999997]
[null,"Commercial Natural Gas",2010,1094000,1093000,4104,5.9177,0.18431800000000001,8.6370000000000001E-4,11.7387]
[null,"Industrial Natural Gas",2010,1094000,1093000,4104,5.9177,0.18431800000000001,8.6370000000000001E-4,11.7387]
[null,"Electric Utility Natural Gas",2010,1094000,1093000,4104,5.9177,0.18431800000000001,8.6370000000000001E-4,11.7387]
[null,"Residential Natural Gas",2010,1094000,1093000,4104,5.9177,0.18431800000000001,8.6370000000000001E-4,11.7387]
[null,"Bio Methane",2010,-1208000,0,0,-85.789999999999992,0.54600000000000004,-1.8614999999999999E-3,-70.12]
[null,"Commercial Electricity",2010,2254000,1938000,52730,220.67,0.288267,3.4012000000000001E-3,228.91000000000003]
[null,"Industrial Electricity",2010,2254000,1938000,52730,220.67,0.288267,3.4012000000000001E-3,228.91000000000003]
[null,"Residential Electricity",2010,2254000,1938000,52730,220.67,0.288267,3.4012000000000001E-3,228.91000000000003]
[null,"Electric Utility Steam Coal",2010,1023000,1022000,15710,1.8761000000000001,0.14136795000000002,3.5802E-5,6.1511000000000005]
[null,"Metallurgical Coal",2010,1023000,1022000,15710,1.8761000000000001,0.14136795000000002,3.5802E-5,6.1511000000000005]
[null,"Other Industrial Coal",2010,1023000,1022000,15710,1.8761000000000001,0.14136795000000002,3.5802E-5,6.1511000000000005]
[null,"Retail Diesel",2010,1206000,1201000,1056000,18.166999999999998,0.18199899999999999,2.9639E-4,23.741999999999997]
[null,"E85 Ethanol",2010,1687000,740000,297100,42.921999999999997,0.12687100000000001,2.955E-2,50.54]
[null,"Retail Gasoline",2010,1248000,1242000,1083000,24.158999999999999,0.18823500000000001,3.8572999999999998E-4,30.041]
[null,"Woody Biomass",2010,1194000,56320,32080,4.2514000000000003,9.6048000000000001E-3,-3.820487E-3,3.5488999999999997]
[null,"Woody Biomass B2A",2010,1194000,56320,32080,4.2514000000000003,9.6048000000000001E-3,-3.820487E-3,3.5488999999999997]
[null,"Woody Biomass MYPP",2010,1194000,56320,32080,4.2514000000000003,9.6048000000000001E-3,-3.820487E-3,3.5488999999999997]
[null,"Steam",2010,1386000,1385000,5215,78.8352,0.27453,2.3346E-3,87.848799999999997]
[null,"Commercial Natural Gas",2015,1093000,1092000,4020,5.8287000000000004,0.18472100000000002,8.6249999999999999E-4,11.659600000000001]
[null,"Industrial Natural Gas",2015,1093000,1092000,4020,5.8287000000000004,0.18472100000000002,8.6249999999999999E-4,11.659600000000001]
[null,"Electric Utility Natural Gas",2015,1093000,1092000,4020,5.8287000000000004,0.18472100000000002,8.6249999999999999E-4,11.659600000000001]
[null,"Residential Natural Gas",2015,1093000,1092000,4020,5.8287000000000004,0.18472100000000002,8.6249999999999999E-4,11.659600000000001]
[null,"Bio Methane",2015,-1194000,0,0,-85.789999999999992,0.54659999999999997,-1.8422E-3,-70.099999999999994]
[null,"Commercial Electricity",2015,2038000,1688000,38920,180.61,0.25748300000000002,2.7356999999999998E-3,187.32]
[null,"Industrial Electricity",2015,2038000,1688000,38920,180.61,0.25748300000000002,2.7356999999999998E-3,187.32]
[null,"Residential Electricity",2015,2038000,1688000,38920,180.61,0.25748300000000002,2.7356999999999998E-3,187.32]
[null,"Electric Utility Steam Coal",2015,1022000,1021000,15590,1.8048999999999999,0.14106285999999998,3.4603000000000001E-5,6.0683999999999996]
[null,"Metallurgical Coal",2015,1022000,1021000,15590,1.8048999999999999,0.14106285999999998,3.4603000000000001E-5,6.0683999999999996]
[null,"Other Industrial Coal",2015,1022000,1021000,15590,1.8048999999999999,0.14106285999999998,3.4603000000000001E-5,6.0683999999999996]
[null,"Retail Diesel",2015,1210000,1204000,1053000,18.527999999999999,0.16494200000000001,2.9771000000000002E-4,23.579000000000001]
[null,"E85 Ethanol",2015,1642000,724000,290600,41.042999999999999,0.1162,2.7609999999999999E-2,48.36]
[null,"Retail Gasoline",2015,1252000,1245000,1081000,24.462,0.17067199999999999,3.8633E-4,29.811999999999998]
[null,"Woody Biomass",2015,1191000,53390,29910,3.9701,8.6864999999999998E-3,-3.8232459999999998E-3,3.2326999999999999]
[null,"Woody Biomass B2A",2015,1191000,53390,29910,3.9701,8.6864999999999998E-3,-3.8232459999999998E-3,3.2326999999999999]
[null,"Woody Biomass MYPP",2015,1191000,53390,29910,3.9701,8.6864999999999998E-3,-3.8232459999999998E-3,3.2326999999999999]
[null,"Steam",2015,1385000,1384000,5105,78.707400000000007,0.27494000000000002,2.3330999999999998E-3,87.730800000000002]
[null,"Commercial Natural Gas",2020,1093000,1092000,3993,5.7995000000000001,0.18462100000000001,8.6209999999999998E-4,11.6227]
[null,"Industrial Natural Gas",2020,1093000,1092000,3993,5.7995000000000001,0.18462100000000001,8.6209999999999998E-4,11.6227]
[null,"Electric Utility Natural Gas",2020,1093000,1092000,3993,5.7995000000000001,0.18462100000000001,8.6209999999999998E-4,11.6227]
[null,"Residential Natural Gas",2020,1093000,1092000,3993,5.7995000000000001,0.18462100000000001,8.6209999999999998E-4,11.6227]
[null,"Bio Methane",2020,-1185000,0,0,-85.800000000000011,0.54700000000000004,-1.8286999999999999E-3,-70.08]
[null,"Commercial Electricity",2020,1866000,1484000,26490,161.61000000000001,0.22423899999999999,2.4153E-3,168.06]
[null,"Industrial Electricity",2020,1866000,1484000,26490,161.61000000000001,0.22423899999999999,2.4153E-3,168.06]
[null,"Residential Electricity",2020,1866000,1484000,26490,161.61000000000001,0.22423899999999999,2.4153E-3,168.06]
[null,"Electric Utility Steam Coal",2020,1022000,1021000,15530,1.7706,0.14096106,3.4058000000000005E-5,6.0322999999999993]
[null,"Metallurgical Coal",2020,1022000,1021000,15530,1.7706,0.14096106,3.4058000000000005E-5,6.0322999999999993]
[null,"Other Industrial Coal",2020,1022000,1021000,15530,1.7706,0.14096106,3.4058000000000005E-5,6.0322999999999993]
[null,"Retail Diesel",2020,1211000,1205000,1052000,18.605999999999998,0.162991,3.0018999999999998E-4,23.607999999999997]
[null,"E85 Ethanol",2020,1591000,703100,286400,39.366999999999997,0.11210000000000001,2.5360000000000001E-2,46.16]
[null,"Retail Gasoline",2020,1252000,1245000,1078000,24.533999999999999,0.16861900000000002,3.8906999999999999E-4,29.833999999999996]
[null,"Woody Biomass",2020,1190000,52190,29260,3.8701999999999996,8.4535000000000009E-3,-3.824488E-3,3.1251000000000002]
[null,"Woody Biomass B2A",2020,1190000,52190,29260,3.8701999999999996,8.4535000000000009E-3,-3.824488E-3,3.1251000000000002]
[null,"Woody Biomass MYPP",2020,1190000,52190,29260,3.8701999999999996,8.4535000000000009E-3,-3.824488E-3,3.1251000000000002]
[null,"Steam",2020,1384000,1384000,5066,78.656899999999993,0.27494000000000002,2.3319E-3,87.680599999999998]
[null,"Commercial Natural Gas",2025,1093000,1092000,3984,5.7702,0.18462100000000001,8.6159999999999991E-4,11.5953]
[null,"Industrial Natural Gas",2025,1093000,1092000,3984,5.7702,0.18462100000000001,8.6159999999999991E-4,11.5953]
[null,"Electric Utility Natural Gas",2025,1093000,1092000,3984,5.7702,0.18462100000000001,8.6159999999999991E-4,11.5953]
[null,"Residential Natural Gas",2025,1093000,1092000,3984,5.7702,0.18462100000000001,8.6159999999999991E-4,11.5953]
[null,"Bio Methane",2025,-1185000,0,0,-85.800000000000011,0.54700000000000004,-1.8286999999999999E-3,-70.08]
[null,"Commercial Electricity",2025,1787000,1356000,23200,145.11000000000001,0.20658799999999999,2.1538999999999998E-3,150.89999999999998]
[null,"Industrial Electricity",2025,1787000,1356000,23200,145.11000000000001,0.20658799999999999,2.1538999999999998E-3,150.89999999999998]
[null,"Residential Electricity",2025,1787000,1356000,23200,145.11000000000001,0.20658799999999999,2.1538999999999998E-3,150.89999999999998]
[null,"Electric Utility Steam Coal",2025,1022000,1021000,15530,1.7374000000000001,0.14096106999999999,3.3522000000000002E-5,5.9969999999999999]
[null,"Metallurgical Coal",2025,1022000,1021000,15530,1.7374000000000001,0.14096106999999999,3.3522000000000002E-5,5.9969999999999999]
[null,"Other Industrial Coal",2025,1022000,1021000,15530,1.7374000000000001,0.14096106999999999,3.3522000000000002E-5,5.9969999999999999]
[null,"Retail Diesel",2025,1210000,1203000,1052000,18.323,0.16309799999999999,2.9605000000000001E-4,23.334]
[null,"E85 Ethanol",2025,1588000,698600,286300,38.775999999999996,0.1116,2.5360000000000001E-2,45.71]
[null,"Retail Gasoline",2025,1251000,1243000,1078000,24.223999999999997,0.16872600000000001,3.8451000000000002E-4,29.523000000000003]
[null,"Woody Biomass",2025,1190000,51790,29250,3.8201000000000001,8.410599999999999E-3,-3.8247120000000001E-3,3.0718000000000001]
[null,"Woody Biomass B2A",2025,1190000,51790,29250,3.8201000000000001,8.410599999999999E-3,-3.8247120000000001E-3,3.0718000000000001]
[null,"Woody Biomass MYPP",2025,1190000,51790,29250,3.8201000000000001,8.410599999999999E-3,-3.8247120000000001E-3,3.0718000000000001]
[null,"Steam",2025,1384000,1383000,5053,78.616100000000003,0.27494000000000002,2.3316999999999999E-3,87.639700000000005]
[null,"Commercial Natural Gas",2030,1092000,1092000,3981,5.7552000000000003,0.18462100000000001,8.6129999999999996E-4,11.5802]
[null,"Industrial Natural Gas",2030,1092000,1092000,3981,5.7552000000000003,0.18462100000000001,8.6129999999999996E-4,11.5802]
[null,"Electric Utility Natural Gas",2030,1092000,1092000,3981,5.7552000000000003,0.18462100000000001,8.6129999999999996E-4,11.5802]
[null,"Residential Natural Gas",2030,1092000,1092000,3981,5.7552000000000003,0.18462100000000001,8.6129999999999996E-4,11.5802]
[null,"Bio Methane",2030,-1185000,0,0,-85.800000000000011,0.54700000000000004,-1.8286999999999999E-3,-70.08]
[null,"Commercial Electricity",2030,1749000,1310000,19790,134.88,0.20275799999999999,1.9713E-3,140.09]
[null,"Industrial Electricity",2030,1749000,1310000,19790,134.88,0.20275799999999999,1.9713E-3,140.09]
[null,"Residential Electricity",2030,1749000,1310000,19790,134.88,0.20275799999999999,1.9713E-3,140.09]
[null,"Electric Utility Steam Coal",2030,1022000,1021000,15520,1.716,0.14096175,3.3149000000000004E-5,5.9754000000000005]
[null,"Metallurgical Coal",2030,1022000,1021000,15520,1.716,0.14096175,3.3149000000000004E-5,5.9754000000000005]
[null,"Other Industrial Coal",2030,1022000,1021000,15520,1.716,0.14096175,3.3149000000000004E-5,5.9754000000000005]
[null,"Retail Diesel",2030,1209000,1202000,1052000,18.120999999999999,0.16412299999999999,2.9339999999999998E-4,23.162000000000003]
[null,"E85 Ethanol",2030,1586000,697000,286200,38.404000000000003,0.1118,2.5350000000000001E-2,45.44]
[null,"Retail Gasoline",2030,1250000,1242000,1078000,24.006999999999998,0.16975200000000001,3.8147000000000002E-4,29.335999999999999]
[null,"Woody Biomass",2030,1190000,51650,29230,3.7881999999999998,8.4297E-3,-3.825901E-3,3.0377000000000001]
[null,"Woody Biomass B2A",2030,1190000,51650,29230,3.7881999999999998,8.4297E-3,-3.825901E-3,3.0377000000000001]
[null,"Woody Biomass MYPP",2030,1190000,51650,29230,3.7881999999999998,8.4297E-3,-3.825901E-3,3.0377000000000001]
[null,"Steam",2030,1384000,1383000,5048,78.598700000000008,0.27484000000000003,2.3306000000000004E-3,87.622100000000003]
[null,"Commercial Natural Gas",2035,1092000,1092000,3981,5.7552000000000003,0.18462100000000001,8.6129999999999996E-4,11.5802]
[null,"Industrial Natural Gas",2035,1092000,1092000,3981,5.7552000000000003,0.18462100000000001,8.6129999999999996E-4,11.5802]
[null,"Electric Utility Natural Gas",2035,1092000,1092000,3981,5.7552000000000003,0.18462100000000001,8.6129999999999996E-4,11.5802]
[null,"Residential Natural Gas",2035,1092000,1092000,3981,5.7552000000000003,0.18462100000000001,8.6129999999999996E-4,11.5802]
[null,"Bio Methane",2035,-1185000,0,0,-85.800000000000011,0.54700000000000004,-1.8286999999999999E-3,-70.08]
[null,"Commercial Electricity",2035,1745000,1314000,18650,132.69,0.204869,1.9257999999999999E-3,137.91999999999999]
[null,"Industrial Electricity",2035,1745000,1314000,18650,132.69,0.204869,1.9257999999999999E-3,137.91999999999999]
[null,"Residential Electricity",2035,1745000,1314000,18650,132.69,0.204869,1.9257999999999999E-3,137.91999999999999]
[null,"Electric Utility Steam Coal",2035,1022000,1021000,15520,1.7124999999999999,0.14096197999999999,3.3061000000000001E-5,5.9708000000000006]
[null,"Metallurgical Coal",2035,1022000,1021000,15520,1.7124999999999999,0.14096197999999999,3.3061000000000001E-5,5.9708000000000006]
[null,"Other Industrial Coal",2035,1022000,1021000,15520,1.7124999999999999,0.14096197999999999,3.3061000000000001E-5,5.9708000000000006]
[null,"Retail Diesel",2035,1209000,1202000,1052000,18.088999999999999,0.16412499999999999,2.9260000000000001E-4,23.119]
[null,"E85 Ethanol",2035,1586000,697100,286100,38.326999999999998,0.1118,2.5350000000000001E-2,45.39]
[null,"Retail Gasoline",2035,1250000,1242000,1078000,23.973999999999997,0.169854,3.8064000000000001E-4,29.302]
[null,"Woody Biomass",2035,1190000,51660,29230,3.7818000000000001,8.4370999999999995E-3,-3.8259590000000003E-3,3.0312999999999999]
[null,"Woody Biomass B2A",2035,1190000,51660,29230,3.7818000000000001,8.4370999999999995E-3,-3.8259590000000003E-3,3.0312999999999999]
[null,"Woody Biomass MYPP",2035,1190000,51660,29230,3.7818000000000001,8.4370999999999995E-3,-3.8259590000000003E-3,3.0312999999999999]
[null,"Steam",2035,1384000,1383000,5034,78.571100000000001,0.27494000000000002,2.3304000000000003E-3,87.594300000000004]
[null,"Commercial Natural Gas",2040,1092000,1092000,3975,5.7453000000000003,0.18462200000000001,8.6110000000000006E-4,11.577199999999999]
[null,"Industrial Natural Gas",2040,1092000,1092000,3975,5.7453000000000003,0.18462200000000001,8.6110000000000006E-4,11.577199999999999]
[null,"Electric Utility Natural Gas",2040,1092000,1092000,3975,5.7453000000000003,0.18462200000000001,8.6110000000000006E-4,11.577199999999999]
[null,"Residential Natural Gas",2040,1092000,1092000,3975,5.7453000000000003,0.18462200000000001,8.6110000000000006E-4,11.577199999999999]
[null,"Bio Methane",2040,-1185000,0,0,-85.800000000000011,0.54700000000000004,-1.8286999999999999E-3,-70.08]
[null,"Commercial Electricity",2040,1732000,1300000,17320,129.32,0.20383000000000001,1.8644999999999998E-3,134.37]
[null,"Industrial Electricity",2040,1732000,1300000,17320,129.32,0.20383000000000001,1.8644999999999998E-3,134.37]
[null,"Residential Electricity",2040,1732000,1300000,17320,129.32,0.20383000000000001,1.8644999999999998E-3,134.37]
[null,"Electric Utility Steam Coal",2040,1022000,1021000,15510,1.7054,0.14096210000000001,3.2928999999999996E-5,5.9637000000000002]
[null,"Metallurgical Coal",2040,1022000,1021000,15510,1.7054,0.14096210000000001,3.2928999999999996E-5,5.9637000000000002]
[null,"Other Industrial Coal",2040,1022000,1021000,15510,1.7054,0.14096210000000001,3.2928999999999996E-5,5.9637000000000002]
[null,"Retail Diesel",2040,1209000,1202000,1052000,18.032,0.16412599999999999,2.9167E-4,23.062000000000001]
[null,"E85 Ethanol",2040,1586000,696600,286100,38.200000000000003,0.1118,2.5350000000000001E-2,45.3]
[null,"Retail Gasoline",2040,1250000,1242000,1078000,23.914999999999999,0.16985499999999998,3.7957999999999997E-4,29.232999999999997]
[null,"Woody Biomass",2040,1190000,51610,29220,3.7715999999999998,8.4332999999999995E-3,-3.8260220000000001E-3,3.02]
[null,"Woody Biomass B2A",2040,1190000,51610,29220,3.7715999999999998,8.4332999999999995E-3,-3.8260220000000001E-3,3.02]
[null,"Woody Biomass MYPP",2040,1190000,51610,29220,3.7715999999999998,8.4332999999999995E-3,-3.8260220000000001E-3,3.02]
[null,"Steam",2040,1384000,1383000,5034,78.571100000000001,0.27494000000000002,2.3304000000000003E-3,87.594300000000004]
[null,"Commercial Natural Gas",2045,1092000,1092000,3972,5.7410000000000005,0.18462200000000001,8.6110000000000006E-4,11.565900000000001]
[null,"Industrial Natural Gas",2045,1092000,1092000,3972,5.7410000000000005,0.18462200000000001,8.6110000000000006E-4,11.565900000000001]
[null,"Electric Utility Natural Gas",2045,1092000,1092000,3972,5.7410000000000005,0.18462200000000001,8.6110000000000006E-4,11.565900000000001]
[null,"Residential Natural Gas",2045,1092000,1092000,3972,5.7410000000000005,0.18462200000000001,8.6110000000000006E-4,11.565900000000001]
[null,"Bio Methane",2045,-1185000,0,0,-85.800000000000011,0.54700000000000004,-1.8286999999999999E-3,-70.08]
[null,"Commercial Electricity",2045,1724000,1293000,15580,126.71000000000001,0.203795,1.8165E-3,131.63]
[null,"Industrial Electricity",2045,1724000,1293000,15580,126.71000000000001,0.203795,1.8165E-3,131.63]
[null,"Residential Electricity",2045,1724000,1293000,15580,126.71000000000001,0.203795,1.8165E-3,131.63]
[null,"Electric Utility Steam Coal",2045,1022000,1021000,15510,1.6997,0.14096223999999999,3.2833999999999998E-5,5.9580000000000002]
[null,"Metallurgical Coal",2045,1022000,1021000,15510,1.6997,0.14096223999999999,3.2833999999999998E-5,5.9580000000000002]
[null,"Other Industrial Coal",2045,1022000,1021000,15510,1.6997,0.14096223999999999,3.2833999999999998E-5,5.9580000000000002]
[null,"Retail Diesel",2045,1209000,1202000,1052000,17.989000000000001,0.164127,2.9079000000000003E-4,23.018999999999998]
[null,"E85 Ethanol",2045,1586000,696300,286000,38.110999999999997,0.1118,2.5350000000000001E-2,45.23]
[null,"Retail Gasoline",2045,1249000,1242000,1078000,23.861000000000001,0.16985599999999998,3.7867E-4,29.189]
[null,"Woody Biomass",2045,1190000,51590,29220,3.7631000000000001,8.4335E-3,-3.8260760000000003E-3,3.0114000000000001]
[null,"Woody Biomass B2A",2045,1190000,51590,29220,3.7631000000000001,8.4335E-3,-3.8260760000000003E-3,3.0114000000000001]
[null,"Woody Biomass MYPP",2045,1190000,51590,29220,3.7631000000000001,8.4335E-3,-3.8260760000000003E-3,3.0114000000000001]
[null,"Steam",2045,1384000,1383000,5034,78.571100000000001,0.27494000000000002,2.3304000000000003E-3,87.594300000000004]
[null,"Commercial Natural Gas",2050,1092000,1092000,3971,5.7390999999999996,0.18462200000000001,8.61E-4,11.5648]
[null,"Industrial Natural Gas",2050,1092000,1092000,3971,5.7390999999999996,0.18462200000000001,8.61E-4,11.5648]
[null,"Electric Utility Natural Gas",2050,1092000,1092000,3971,5.7390999999999996,0.18462200000000001,8.61E-4,11.5648]
[null,"Residential Natural Gas",2050,1092000,1092000,3971,5.7390999999999996,0.18462200000000001,8.61E-4,11.5648]
[null,"Bio Methane",2050,-1185000,0,0,-85.800000000000011,0.54700000000000004,-1.8286999999999999E-3,-70.08]
[null,"Commercial Electricity",2050,1721000,1293000,15050,125.08,0.20477100000000001,1.7827000000000001E-3,129.82]
[null,"Industrial Electricity",2050,1721000,1293000,15050,125.08,0.20477100000000001,1.7827000000000001E-3,129.82]
[null,"Residential Electricity",2050,1721000,1293000,15050,125.08,0.20477100000000001,1.7827000000000001E-3,129.82]
[null,"Electric Utility Steam Coal",2050,1022000,1021000,15510,1.6964999999999999,0.14096238999999999,3.2765999999999998E-5,5.9536999999999995]
[null,"Metallurgical Coal",2050,1022000,1021000,15510,1.6964999999999999,0.14096238999999999,3.2765999999999998E-5,5.9536999999999995]
[null,"Other Industrial Coal",2050,1022000,1021000,15510,1.6964999999999999,0.14096238999999999,3.2765999999999998E-5,5.9536999999999995]
[null,"Retail Diesel",2050,1209000,1202000,1052000,17.969000000000001,0.164128,2.9025999999999998E-4,22.988]
[null,"E85 Ethanol",2050,1585000,696300,286000,38.049999999999997,0.1118,2.5350000000000001E-2,45.19]
[null,"Retail Gasoline",2050,1249000,1242000,1078000,23.84,0.16985799999999998,3.7813000000000001E-4,29.157000000000004]
[null,"Woody Biomass",2050,1190000,51590,29220,3.7582,8.4366999999999984E-3,-3.8261190000000002E-3,3.0054000000000003]
[null,"Woody Biomass B2A",2050,1190000,51590,29220,3.7582,8.4366999999999984E-3,-3.8261190000000002E-3,3.0054000000000003]
[null,"Woody Biomass MYPP",2050,1190000,51590,29220,3.7582,8.4366999999999984E-3,-3.8261190000000002E-3,3.0054000000000003]
[null,"Steam",2050,1384000,1383000,5034,78.571100000000001,0.27494000000000002,2.3304000000000003E-3,87.594300000000004]
[null,"Commercial Natural Gas",2055,1092000,1092000,3971,5.7390999999999996,0.18462200000000001,8.61E-4,11.5648]
[null,"Industrial Natural Gas",2055,1092000,1092000,3971,5.7390999999999996,0.18462200000000001,8.61E-4,11.5648]
[null,"Electric Utility Natural Gas",2055,1092000,1092000,3971,5.7390999999999996,0.18462200000000001,8.61E-4,11.5648]
[null,"Residential Natural Gas",2055,1092000,1092000,3971,5.7390999999999996,0.18462200000000001,8.61E-4,11.5648]
[null,"Bio Methane",2055,-1185000,0,0,-85.800000000000011,0.54700000000000004,-1.8286999999999999E-3,-70.08]
[null,"Commercial Electricity",2055,1721000,1293000,15050,125.08,0.20477100000000001,1.7827000000000001E-3,129.82]
[null,"Industrial Electricity",2055,1721000,1293000,15050,125.08,0.20477100000000001,1.7827000000000001E-3,129.82]
[null,"Residential Electricity",2055,1721000,1293000,15050,125.08,0.20477100000000001,1.7827000000000001E-3,129.82]
[null,"Electric Utility Steam Coal",2055,1022000,1021000,15510,1.6964999999999999,0.14096238999999999,3.2765999999999998E-5,5.9536999999999995]
[null,"Metallurgical Coal",2055,1022000,1021000,15510,1.6964999999999999,0.14096238999999999,3.2765999999999998E-5,5.9536999999999995]
[null,"Other Industrial Coal",2055,1022000,1021000,15510,1.6964999999999999,0.14096238999999999,3.2765999999999998E-5,5.9536999999999995]
[null,"Retail Diesel",2055,1209000,1202000,1052000,17.969000000000001,0.164128,2.9025999999999998E-4,22.988]
[null,"E85 Ethanol",2055,1585000,696300,286000,38.049999999999997,0.1118,2.5350000000000001E-2,45.19]
[null,"Retail Gasoline",2055,1249000,1242000,1078000,23.84,0.16985799999999998,3.7813000000000001E-4,29.157000000000004]
[null,"Woody Biomass",2055,1190000,51590,29220,3.7582,8.4366999999999984E-3,-3.8261190000000002E-3,3.0054000000000003]
[null,"Woody Biomass B2A",2055,1190000,51590,29220,3.7582,8.4366999999999984E-3,-3.8261190000000002E-3,3.0054000000000003]
[null,"Woody Biomass MYPP",2055,1190000,51590,29220,3.7582,8.4366999999999984E-3,-3.8261190000000002E-3,3.0054000000000003]
[null,"Steam",2055,1384000,1383000,5034,78.571100000000001,0.27494000000000002,2.3304000000000003E-3,87.594300000000004]
[null,"Commercial Natural Gas",2060,1092000,1092000,3971,5.7390999999999996,0.18462200000000001,8.61E-4,11.5648]
[null,"Industrial Natural Gas",2060,1092000,1092000,3971,5.7390999999999996,0.18462200000000001,8.61E-4,11.5648]
[null,"Electric Utility Natural Gas",2060,1092000,1092000,3971,5.7390999999999996,0.18462200000000001,8.61E-4,11.5648]
[null,"Residential Natural Gas",2060,1092000,1092000,3971,5.7390999999999996,0.18462200000000001,8.61E-4,11.5648]
[null,"Bio Methane",2060,-1185000,0,0,-85.800000000000011,0.54700000000000004,-1.8286999999999999E-3,-70.08]
[null,"Commercial Electricity",2060,1721000,1293000,15050,125.08,0.20477100000000001,1.7827000000000001E-3,129.82]
[null,"Industrial Electricity",2060,1721000,1293000,15050,125.08,0.20477100000000001,1.7827000000000001E-3,129.82]
[null,"Residential Electricity",2060,1721000,1293000,15050,125.08,0.20477100000000001,1.7827000000000001E-3,129.82]
[null,"Electric Utility Steam Coal",2060,1022000,1021000,15510,1.6964999999999999,0.14096238999999999,3.2765999999999998E-5,5.9536999999999995]
[null,"Metallurgical Coal",2060,1022000,1021000,15510,1.6964999999999999,0.14096238999999999,3.2765999999999998E-5,5.9536999999999995]
[null,"Other Industrial Coal",2060,1022000,1021000,15510,1.6964999999999999,0.14096238999999999,3.2765999999999998E-5,5.9536999999999995]
[null,"Retail Diesel",2060,1209000,1202000,1052000,17.969000000000001,0.164128,2.9025999999999998E-4,22.988]
[null,"E85 Ethanol",2060,1585000,696300,286000,38.049999999999997,0.1118,2.5350000000000001E-2,45.19]
[null,"Retail Gasoline",2060,1249000,1242000,1078000,23.84,0.16985799999999998,3.7813000000000001E-4,29.157000000000004]
[null,"Woody Biomass",2060,1190000,51590,29220,3.7582,8.4366999999999984E-3,-3.8261190000000002E-3,3.0054000000000003]
[null,"Woody Biomass B2A",2060,1190000,51590,29220,3.7582,8.4366999999999984E-3,-3.8261190000000002E-3,3.0054000000000003]
[null,"Woody Biomass MYPP",2060,1190000,51590,29220,3.7582,8.4366999999999984E-3,-3.8261190000000002E-3,3.0054000000000003]
[null,"Steam",2060,1384000,1383000,5034,78.571100000000001,0.27494000000000002,2.3304000000000003E-3,87.594300000000004]
[null,"Commercial Natural Gas",2065,1092000,1092000,3971,5.7390999999999996,0.18462200000000001,8.61E-4,11.5648]
[null,"Industrial Natural Gas",2065,1092000,1092000,3971,5.7390999999999996,0.18462200000000001,8.61E-4,11.5648]
[null,"Electric Utility Natural Gas",2065,1092000,1092000,3971,5.7390999999999996,0.18462200000000001,8.61E-4,11.5648]
[null,"Residential Natural Gas",2065,1092000,1092000,3971,5.7390999999999996,0.18462200000000001,8.61E-4,11.5648]
[null,"Bio Methane",2065,-1185000,0,0,-85.800000000000011,0.54700000000000004,-1.8286999999999999E-3,-70.08]
[null,"Commercial Electricity",2065,1721000,1293000,15050,125.08,0.20477100000000001,1.7827000000000001E-3,129.82]
[null,"Industrial Electricity",2065,1721000,1293000,15050,125.08,0.20477100000000001,1.7827000000000001E-3,129.82]
[null,"Residential Electricity",2065,1721000,1293000,15050,125.08,0.20477100000000001,1.7827000000000001E-3,129.82]
[null,"Electric Utility Steam Coal",2065,1022000,1021000,15510,1.6964999999999999,0.14096238999999999,3.2765999999999998E-5,5.9536999999999995]
[null,"Metallurgical Coal",2065,1022000,1021000,15510,1.6964999999999999,0.14096238999999999,3.2765999999999998E-5,5.9536999999999995]
[null,"Other Industrial Coal",2065,1022000,1021000,15510,1.6964999999999999,0.14096238999999999,3.2765999999999998E-5,5.9536999999999995]
[null,"Retail Diesel",2065,1209000,1202000,1052000,17.969000000000001,0.164128,2.9025999999999998E-4,22.988]
[null,"E85 Ethanol",2065,1585000,696300,286000,38.049999999999997,0.1118,2.5350000000000001E-2,45.19]
[null,"Retail Gasoline",2065,1249000,1242000,1078000,23.84,0.16985799999999998,3.7813000000000001E-4,29.157000000000004]
[null,"Woody Biomass",2065,1190000,51590,29220,3.7582,8.4366999999999984E-3,-3.8261190000000002E-3,3.0054000000000003]
[null,"Woody Biomass B2A",2065,1190000,51590,29220,3.7582,8.4366999999999984E-3,-3.8261190000000002E-3,3.0054000000000003]
[null,"Woody Biomass MYPP",2065,1190000,51590,29220,3.7582,8.4366999999999984E-3,-3.8261190000000002E-3,3.0054000000000003]
[null,"Steam",2065,1384000,1383000,5034,78.571100000000001,0.27494000000000002,2.3304000000000003E-3,87.594300000000004]
[null,"Commercial Natural Gas",2070,1092000,1092000,3971,5.7390999999999996,0.18462200000000001,8.61E-4,11.5648]
[null,"Industrial Natural Gas",2070,1092000,1092000,3971,5.7390999999999996,0.18462200000000001,8.61E-4,11.5648]
[null,"Electric Utility Natural Gas",2070,1092000,1092000,3971,5.7390999999999996,0.18462200000000001,8.61E-4,11.5648]
[null,"Residential Natural Gas",2070,1092000,1092000,3971,5.7390999999999996,0.18462200000000001,8.61E-4,11.5648]
[null,"Bio Methane",2070,-1185000,0,0,-85.800000000000011,0.54700000000000004,-1.8286999999999999E-3,-70.08]
[null,"Commercial Electricity",2070,1721000,1293000,15050,125.08,0.20477100000000001,1.7827000000000001E-3,129.82]
[null,"Industrial Electricity",2070,1721000,1293000,15050,125.08,0.20477100000000001,1.7827000000000001E-3,129.82]
[null,"Residential Electricity",2070,1721000,1293000,15050,125.08,0.20477100000000001,1.7827000000000001E-3,129.82]
[null,"Electric Utility Steam Coal",2070,1022000,1021000,15510,1.6964999999999999,0.14096238999999999,3.2765999999999998E-5,5.9536999999999995]
[null,"Metallurgical Coal",2070,1022000,1021000,15510,1.6964999999999999,0.14096238999999999,3.2765999999999998E-5,5.9536999999999995]
[null,"Other Industrial Coal",2070,1022000,1021000,15510,1.6964999999999999,0.14096238999999999,3.2765999999999998E-5,5.9536999999999995]
[null,"Retail Diesel",2070,1209000,1202000,1052000,17.969000000000001,0.164128,2.9025999999999998E-4,22.988]
[null,"E85 Ethanol",2070,1585000,696300,286000,38.049999999999997,0.1118,2.5350000000000001E-2,45.19]
[null,"Retail Gasoline",2070,1249000,1242000,1078000,23.84,0.16985799999999998,3.7813000000000001E-4,29.157000000000004]
[null,"Woody Biomass",2070,1190000,51590,29220,3.7582,8.4366999999999984E-3,-3.8261190000000002E-3,3.0054000000000003]
[null,"Woody Biomass B2A",2070,1190000,51590,29220,3.7582,8.4366999999999984E-3,-3.8261190000000002E-3,3.0054000000000003]
[null,"Woody Biomass MYPP",2070,1190000,51590,29220,3.7582,8.4366999999999984E-3,-3.8261190000000002E-3,3.0054000000000003]
[null,"Steam",2070,1384000,1383000,5034,78.571100000000001,0.27494000000000002,2.3304000000000003E-3,87.594300000000004]
[null,"Commercial Natural Gas",2075,1092000,1092000,3971,5.7390999999999996,0.18462200000000001,8.61E-4,11.5648]
[null,"Industrial Natural Gas",2075,1092000,1092000,3971,5.7390999999999996,0.18462200000000001,8.61E-4,11.5648]
[null,"Electric Utility Natural Gas",2075,1092000,1092000,3971,5.7390999999999996,0.18462200000000001,8.61E-4,11.5648]
[null,"Residential Natural Gas",2075,1092000,1092000,3971,5.7390999999999996,0.18462200000000001,8.61E-4,11.5648]
[null,"Bio Methane",2075,-1185000,0,0,-85.800000000000011,0.54700000000000004,-1.8286999999999999E-3,-70.08]
[null,"Commercial Electricity",2075,1721000,1293000,15050,125.08,0.20477100000000001,1.7827000000000001E-3,129.82]
[null,"Industrial Electricity",2075,1721000,1293000,15050,125.08,0.20477100000000001,1.7827000000000001E-3,129.82]
[null,"Residential Electricity",2075,1721000,1293000,15050,125.08,0.20477100000000001,1.7827000000000001E-3,129.82]
[null,"Electric Utility Steam Coal",2075,1022000,1021000,15510,1.6964999999999999,0.14096238999999999,3.2765999999999998E-5,5.9536999999999995]
[null,"Metallurgical Coal",2075,1022000,1021000,15510,1.6964999999999999,0.14096238999999999,3.2765999999999998E-5,5.9536999999999995]
[null,"Other Industrial Coal",2075,1022000,1021000,15510,1.6964999999999999,0.14096238999999999,3.2765999999999998E-5,5.9536999999999995]
[null,"Retail Diesel",2075,1209000,1202000,1052000,17.969000000000001,0.164128,2.9025999999999998E-4,22.988]
[null,"E85 Ethanol",2075,1585000,696300,286000,38.049999999999997,0.1118,2.5350000000000001E-2,45.19]
[null,"Retail Gasoline",2075,1249000,1242000,1078000,23.84,0.16985799999999998,3.7813000000000001E-4,29.157000000000004]
[null,"Woody Biomass",2075,1190000,51590,29220,3.7582,8.4366999999999984E-3,-3.8261190000000002E-3,3.0054000000000003]
[null,"Woody Biomass B2A",2075,1190000,51590,29220,3.7582,8.4366999999999984E-3,-3.8261190000000002E-3,3.0054000000000003]
[null,"Woody Biomass MYPP",2075,1190000,51590,29220,3.7582,8.4366999999999984E-3,-3.8261190000000002E-3,3.0054000000000003]
[null,"Steam",2075,1384000,1383000,5034,78.571100000000001,0.27494000000000002,2.3304000000000003E-3,87.594300000000004]
[null,"Commercial Natural Gas",2080,1092000,1092000,3971,5.7390999999999996,0.18462200000000001,8.61E-4,11.5648]
[null,"Industrial Natural Gas",2080,1092000,1092000,3971,5.7390999999999996,0.18462200000000001,8.61E-4,11.5648]
[null,"Electric Utility Natural Gas",2080,1092000,1092000,3971,5.7390999999999996,0.18462200000000001,8.61E-4,11.5648]
[null,"Residential Natural Gas",2080,1092000,1092000,3971,5.7390999999999996,0.18462200000000001,8.61E-4,11.5648]
[null,"Bio Methane",2080,-1185000,0,0,-85.800000000000011,0.54700000000000004,-1.8286999999999999E-3,-70.08]
[null,"Commercial Electricity",2080,1721000,1293000,15050,125.08,0.20477100000000001,1.7827000000000001E-3,129.82]
[null,"Industrial Electricity",2080,1721000,1293000,15050,125.08,0.20477100000000001,1.7827000000000001E-3,129.82]
[null,"Residential Electricity",2080,1721000,1293000,15050,125.08,0.20477100000000001,1.7827000000000001E-3,129.82]
[null,"Electric Utility Steam Coal",2080,1022000,1021000,15510,1.6964999999999999,0.14096238999999999,3.2765999999999998E-5,5.9536999999999995]
[null,"Metallurgical Coal",2080,1022000,1021000,15510,1.6964999999999999,0.14096238999999999,3.2765999999999998E-5,5.9536999999999995]
[null,"Other Industrial Coal",2080,1022000,1021000,15510,1.6964999999999999,0.14096238999999999,3.2765999999999998E-5,5.9536999999999995]
[null,"Retail Diesel",2080,1209000,1202000,1052000,17.969000000000001,0.164128,2.9025999999999998E-4,22.988]
[null,"E85 Ethanol",2080,1585000,696300,286000,38.049999999999997,0.1118,2.5350000000000001E-2,45.19]
[null,"Retail Gasoline",2080,1249000,1242000,1078000,23.84,0.16985799999999998,3.7813000000000001E-4,29.157000000000004]
[null,"Woody Biomass",2080,1190000,51590,29220,3.7582,8.4366999999999984E-3,-3.8261190000000002E-3,3.0054000000000003]
[null,"Woody Biomass B2A",2080,1190000,51590,29220,3.7582,8.4366999999999984E-3,-3.8261190000000002E-3,3.0054000000000003]
[null,"Woody Biomass MYPP",2080,1190000,51590,29220,3.7582,8.4366999999999984E-3,-3.8261190000000002E-3,3.0054000000000003]
[null,"Steam",2080,1384000,1383000,5034,78.571100000000001,0.27494000000000002,2.3304000000000003E-3,87.594300000000004]
[null,"Commercial Natural Gas",2085,1092000,1092000,3971,5.7390999999999996,0.18462200000000001,8.61E-4,11.5648]
[null,"Industrial Natural Gas",2085,1092000,1092000,3971,5.7390999999999996,0.18462200000000001,8.61E-4,11.5648]
[null,"Electric Utility Natural Gas",2085,1092000,1092000,3971,5.7390999999999996,0.18462200000000001,8.61E-4,11.5648]
[null,"Residential Natural Gas",2085,1092000,1092000,3971,5.7390999999999996,0.18462200000000001,8.61E-4,11.5648]
[null,"Bio Methane",2085,-1185000,0,0,-85.800000000000011,0.54700000000000004,-1.8286999999999999E-3,-70.08]
[null,"Commercial Electricity",2085,1721000,1293000,15050,125.08,0.20477100000000001,1.7827000000000001E-3,129.82]
[null,"Industrial Electricity",2085,1721000,1293000,15050,125.08,0.20477100000000001,1.7827000000000001E-3,129.82]
[null,"Residential Electricity",2085,1721000,1293000,15050,125.08,0.20477100000000001,1.7827000000000001E-3,129.82]
[null,"Electric Utility Steam Coal",2085,1022000,1021000,15510,1.6964999999999999,0.14096238999999999,3.2765999999999998E-5,5.9536999999999995]
[null,"Metallurgical Coal",2085,1022000,1021000,15510,1.6964999999999999,0.14096238999999999,3.2765999999999998E-5,5.9536999999999995]
[null,"Other Industrial Coal",2085,1022000,1021000,15510,1.6964999999999999,0.14096238999999999,3.2765999999999998E-5,5.9536999999999995]
[null,"Retail Diesel",2085,1209000,1202000,1052000,17.969000000000001,0.164128,2.9025999999999998E-4,22.988]
[null,"E85 Ethanol",2085,1585000,696300,286000,38.049999999999997,0.1118,2.5350000000000001E-2,45.19]
[null,"Retail Gasoline",2085,1249000,1242000,1078000,23.84,0.16985799999999998,3.7813000000000001E-4,29.157000000000004]
[null,"Woody Biomass",2085,1190000,51590,29220,3.7582,8.4366999999999984E-3,-3.8261190000000002E-3,3.0054000000000003]
[null,"Woody Biomass B2A",2085,1190000,51590,29220,3.7582,8.4366999999999984E-3,-3.8261190000000002E-3,3.0054000000000003]
[null,"Woody Biomass MYPP",2085,1190000,51590,29220,3.7582,8.4366999999999984E-3,-3.8261190000000002E-3,3.0054000000000003]
[null,"Steam",2085,1384000,1383000,5034,78.571100000000001,0.27494000000000002,2.3304000000000003E-3,87.594300000000004]
[null,"Commercial Natural Gas",2090,1092000,1092000,3971,5.7390999999999996,0.18462200000000001,8.61E-4,11.5648]
[null,"Industrial Natural Gas",2090,1092000,1092000,3971,5.7390999999999996,0.18462200000000001,8.61E-4,11.5648]
[null,"Electric Utility Natural Gas",2090,1092000,1092000,3971,5.7390999999999996,0.18462200000000001,8.61E-4,11.5648]
[null,"Residential Natural Gas",2090,1092000,1092000,3971,5.7390999999999996,0.18462200000000001,8.61E-4,11.5648]
[null,"Bio Methane",2090,-1185000,0,0,-85.800000000000011,0.54700000000000004,-1.8286999999999999E-3,-70.08]
[null,"Commercial Electricity",2090,1721000,1293000,15050,125.08,0.20477100000000001,1.7827000000000001E-3,129.82]
[null,"Industrial Electricity",2090,1721000,1293000,15050,125.08,0.20477100000000001,1.7827000000000001E-3,129.82]
[null,"Residential Electricity",2090,1721000,1293000,15050,125.08,0.20477100000000001,1.7827000000000001E-3,129.82]
[null,"Electric Utility Steam Coal",2090,1022000,1021000,15510,1.6964999999999999,0.14096238999999999,3.2765999999999998E-5,5.9536999999999995]
[null,"Metallurgical Coal",2090,1022000,1021000,15510,1.6964999999999999,0.14096238999999999,3.2765999999999998E-5,5.9536999999999995]
[null,"Other Industrial Coal",2090,1022000,1021000,15510,1.6964999999999999,0.14096238999999999,3.2765999999999998E-5,5.9536999999999995]
[null,"Retail Diesel",2090,1209000,1202000,1052000,17.969000000000001,0.164128,2.9025999999999998E-4,22.988]
[null,"E85 Ethanol",2090,1585000,696300,286000,38.049999999999997,0.1118,2.5350000000000001E-2,45.19]
[null,"Retail Gasoline",2090,1249000,1242000,1078000,23.84,0.16985799999999998,3.7813000000000001E-4,29.157000000000004]
[null,"Woody Biomass",2090,1190000,51590,29220,3.7582,8.4366999999999984E-3,-3.8261190000000002E-3,3.0054000000000003]
[null,"Woody Biomass B2A",2090,1190000,51590,29220,3.7582,8.4366999999999984E-3,-3.8261190000000002E-3,3.0054000000000003]
[null,"Woody Biomass MYPP",2090,1190000,51590,29220,3.7582,8.4366999999999984E-3,-3.8261190000000002E-3,3.0054000000000003]
[null,"Steam",2090,1384000,1383000,5034,78.571100000000001,0.27494000000000002,2.3304000000000003E-3,87.594300000000004]
[null,"Commercial Natural Gas",2095,1092000,1092000,3971,5.7390999999999996,0.18462200000000001,8.61E-4,11.5648]
[null,"Industrial Natural Gas",2095,1092000,1092000,3971,5.7390999999999996,0.18462200000000001,8.61E-4,11.5648]
[null,"Electric Utility Natural Gas",2095,1092000,1092000,3971,5.7390999999999996,0.18462200000000001,8.61E-4,11.5648]
[null,"Residential Natural Gas",2095,1092000,1092000,3971,5.7390999999999996,0.18462200000000001,8.61E-4,11.5648]
[null,"Bio Methane",2095,-1185000,0,0,-85.800000000000011,0.54700000000000004,-1.8286999999999999E-3,-70.08]
[null,"Commercial Electricity",2095,1721000,1293000,15050,125.08,0.20477100000000001,1.7827000000000001E-3,129.82]
[null,"Industrial Electricity",2095,1721000,1293000,15050,125.08,0.20477100000000001,1.7827000000000001E-3,129.82]
[null,"Residential Electricity",2095,1721000,1293000,15050,125.08,0.20477100000000001,1.7827000000000001E-3,129.82]
[null,"Electric Utility Steam Coal",2095,1022000,1021000,15510,1.6964999999999999,0.14096238999999999,3.2765999999999998E-5,5.9536999999999995]
[null,"Metallurgical Coal",2095,1022000,1021000,15510,1.6964999999999999,0.14096238999999999,3.2765999999999998E-5,5.9536999999999995]
[null,"Other Industrial Coal",2095,1022000,1021000,15510,1.6964999999999999,0.14096238999999999,3.2765999999999998E-5,5.9536999999999995]
[null,"Retail Diesel",2095,1209000,1202000,1052000,17.969000000000001,0.164128,2.9025999999999998E-4,22.988]
[null,"E85 Ethanol",2095,1585000,696300,286000,38.049999999999997,0.1118,2.5350000000000001E-2,45.19]
[null,"Retail Gasoline",2095,1249000,1242000,1078000,23.84,0.16985799999999998,3.7813000000000001E-4,29.157000000000004]
[null,"Woody Biomass",2095,1190000,51590,29220,3.7582,8.4366999999999984E-3,-3.8261190000000002E-3,3.0054000000000003]
[null,"Woody Biomass B2A",2095,1190000,51590,29220,3.7582,8.4366999999999984E-3,-3.8261190000000002E-3,3.0054000000000003]
[null,"Woody Biomass MYPP",2095,1190000,51590,29220,3.7582,8.4366999999999984E-3,-3.8261190000000002E-3,3.0054000000000003]
[null,"Steam",2095,1384000,1383000,5034,78.571100000000001,0.27494000000000002,2.3304000000000003E-3,87.594300000000004]
[null,"Commercial Natural Gas",2100,1092000,1092000,3971,5.7390999999999996,0.18462200000000001,8.61E-4,11.5648]
[null,"Industrial Natural Gas",2100,1092000,1092000,3971,5.7390999999999996,0.18462200000000001,8.61E-4,11.5648]
[null,"Electric Utility Natural Gas",2100,1092000,1092000,3971,5.7390999999999996,0.18462200000000001,8.61E-4,11.5648]
[null,"Residential Natural Gas",2100,1092000,1092000,3971,5.7390999999999996,0.18462200000000001,8.61E-4,11.5648]
[null,"Bio Methane",2100,-1185000,0,0,-85.800000000000011,0.54700000000000004,-1.8286999999999999E-3,-70.08]
[null,"Commercial Electricity",2100,1721000,1293000,15050,125.08,0.20477100000000001,1.7827000000000001E-3,129.82]
[null,"Industrial Electricity",2100,1721000,1293000,15050,125.08,0.20477100000000001,1.7827000000000001E-3,129.82]
[null,"Residential Electricity",2100,1721000,1293000,15050,125.08,0.20477100000000001,1.7827000000000001E-3,129.82]
[null,"Electric Utility Steam Coal",2100,1022000,1021000,15510,1.6964999999999999,0.14096238999999999,3.2765999999999998E-5,5.9536999999999995]
[null,"Metallurgical Coal",2100,1022000,1021000,15510,1.6964999999999999,0.14096238999999999,3.2765999999999998E-5,5.9536999999999995]
[null,"Other Industrial Coal",2100,1022000,1021000,15510,1.6964999999999999,0.14096238999999999,3.2765999999999998E-5,5.9536999999999995]
[null,"Retail Diesel",2100,1209000,1202000,1052000,17.969000000000001,0.164128,2.9025999999999998E-4,22.988]
[null,"E85 Ethanol",2100,1585000,696300,286000,38.049999999999997,0.1118,2.5350000000000001E-2,45.19]
[null,"Retail Gasoline",2100,1249000,1242000,1078000,23.84,0.16985799999999998,3.7813000000000001E-4,29.157000000000004]
[null,"Woody Biomass",2100,1190000,51590,29220,3.7582,8.4366999999999984E-3,-3.8261190000000002E-3,3.0054000000000003]
[null,"Woody Biomass B2A",2100,1190000,51590,29220,3.7582,8.4366999999999984E-3,-3.8261190000000002E-3,3.0054000000000003]
[null,"Woody Biomass MYPP",2100,1190000,51590,29220,3.7582,8.4366999999999984E-3,-3.8261190000000002E-3,3.0054000000000003]
[null,"Steam",2100,1384000,1383000,5034,78.571100000000001,0.27494000000000002,2.3304000000000003E-3,87.594300000000004]

{"sheet":"Debt Financing Calculations","index":15,"n_rows":57,"n_cols":7,"rows_kept":57,"cut":false,"hidden":false,"merged":[[11,1,11,6]]}
["Debt Financing Calculations"]
[]
[]
[]
[]
[]
[]
[]
[]
[]
["ANNUAL LOAN CALCULATION (if debt financing is assumed)"]
[]
["Analysis Year","Loan Year","Principal Owed","Annual Payment","Interest","Principal Payment","New Principal"]
[{"$f":"'Cash Flow Analysis'!B65","v":1},{"$f":"IF(B13=\"\",\"\",IF('Cash Flow Analysis'!$B$31=0,\"N/A\",IF(A14=1,1,IF(A13=debt_period,\"\",B13+1))))","v":1},{"$f":"IF(OR(A14=\"\",B14=\"\",B14=\"N/A\"),\"\",IF(B14=1,-'Cash Flow Analysis'!G65,IF(B14=\"N/A\",0,G13)))","v":171967469.28970423},{"$f":"IF(debt_period=0,\nE14+F14,\nIF(OR(A14=\"\",B14=\"\",B14=\"N/A\"),\"\",IF(B14=1,((debt_interest*(1+debt_interest)^debt_period)/((1+debt_interest)^debt_period-1))*(-'Cash Flow Analysis'!G65),IF(G13=0,\"\",D13))))","v":6362796.3637190564},{"$f":"IF(OR(A14=\"\",B14=\"\",B14=\"N/A\"),\"\",C14*debt_interest)","v":6362796.3637190564},{"$f":"IF(debt_period=0,\nIF(B14=(anal_period+construct),0,0),\nIF(OR(A14=\"\",B14=\"\",B14=\"N/A\"),\"\",D14-E14))","v":0},{"$f":"IF(OR(A14=\"\",B14=\"\",B14=\"N/A\"),\"\",C14-F14)","v":171967469.28970423}]
[{"$f":"'Cash Flow Analysis'!B66","v":2},{"$f":"IF(B14=\"\",\"\",IF('Cash Flow Analysis'!$B$31=0,\"N/A\",IF(A15=1,1,IF(A14=debt_period,\"\",B14+1))))","v":2},{"$f":"IF(OR(A15=\"\",B15=\"\",B15=\"N/A\"),\"\",IF(B15=1,-'Cash Flow Analysis'!G66,IF(B15=\"N/A\",0,G14)))","v":171967469.28970423},{"$f":"IF(debt_period=0,\nE15+F15,\nIF(OR(A15=\"\",B15=\"\",B15=\"N/A\"),\"\",IF(B15=1,((debt_interest*(1+debt_interest)^debt_period)/((1+debt_interest)^debt_period-1))*(-'Cash Flow Analysis'!G66),IF(G14=0,\"\",D14))))","v":6362796.3637190564},6362796.3637190564,{"$f":"IF(debt_period=0,\nIF(B15=(anal_period+construct),C14,0),\nIF(OR(A15=\"\",B15=\"\",B15=\"N/A\"),\"\",D15-E15))","v":0},171967469.28970423]
[{"$f":"'Cash Flow Analysis'!B67","v":3},{"$f":"IF(B15=\"\",\"\",IF('Cash Flow Analysis'!$B$31=0,\"N/A\",IF(A16=1,1,IF(A15=debt_period,\"\",B15+1))))","v":3},{"$f":"IF(OR(A16=\"\",B16=\"\",B16=\"N/A\"),\"\",IF(B16=1,-'Cash Flow Analysis'!G67,IF(B16=\"N/A\",0,G15)))","v":171967469.28970423},{"$f":"IF(debt_period=0,\nE16+F16,\nIF(OR(A16=\"\",B16=\"\",B16=\"N/A\"),\"\",IF(B16=1,((debt_interest*(1+debt_interest)^debt_period)/((1+debt_interest)^debt_period-1))*(-'Cash Flow Analysis'!G67),IF(G15=0,\"\",D15))))","v":6362796.3637190564},6362796.3637190564,{"$f":"IF(debt_period=0,\nIF(B16=(anal_period+construct),C16,0),\nIF(OR(A16=\"\",B16=\"\",B16=\"N/A\"),\"\",D16-E16))","v":0},171967469.28970423]
[{"$f":"'Cash Flow Analysis'!B68","v":4},{"$f":"IF(B16=\"\",\"\",IF('Cash Flow Analysis'!$B$31=0,\"N/A\",IF(A17=1,1,IF(A16=debt_period,\"\",B16+1))))","v":4},{"$f":"IF(OR(A17=\"\",B17=\"\",B17=\"N/A\"),\"\",IF(B17=1,-'Cash Flow Analysis'!G68,IF(B17=\"N/A\",0,G16)))","v":171967469.28970423},{"$f":"IF(debt_period=0,\nE17+F17,\nIF(OR(A17=\"\",B17=\"\",B17=\"N/A\"),\"\",IF(B17=1,((debt_interest*(1+debt_interest)^debt_period)/((1+debt_interest)^debt_period-1))*(-'Cash Flow Analysis'!G68),IF(G16=0,\"\",D16))))","v":6362796.3637190564},6362796.3637190564,0,171967469.28970423]
[{"$f":"'Cash Flow Analysis'!B69","v":5},{"$f":"IF(B17=\"\",\"\",IF('Cash Flow Analysis'!$B$31=0,\"N/A\",IF(A18=1,1,IF(A17=debt_period,\"\",B17+1))))","v":5},{"$f":"IF(OR(A18=\"\",B18=\"\",B18=\"N/A\"),\"\",IF(B18=1,-'Cash Flow Analysis'!G69,IF(B18=\"N/A\",0,G17)))","v":171967469.28970423},{"$f":"IF(debt_period=0,\nE18+F18,\nIF(OR(A18=\"\",B18=\"\",B18=\"N/A\"),\"\",IF(B18=1,((debt_interest*(1+debt_interest)^debt_period)/((1+debt_interest)^debt_period-1))*(-'Cash Flow Analysis'!G69),IF(G17=0,\"\",D17))))","v":6362796.3637190564},6362796.3637190564,0,171967469.28970423]
[{"$f":"'Cash Flow Analysis'!B70","v":6},{"$f":"IF(B18=\"\",\"\",IF('Cash Flow Analysis'!$B$31=0,\"N/A\",IF(A19=1,1,IF(A18=debt_period,\"\",B18+1))))","v":6},{"$f":"IF(OR(A19=\"\",B19=\"\",B19=\"N/A\"),\"\",IF(B19=1,-'Cash Flow Analysis'!G70,IF(B19=\"N/A\",0,G18)))","v":171967469.28970423},{"$f":"IF(debt_period=0,\nE19+F19,\nIF(OR(A19=\"\",B19=\"\",B19=\"N/A\"),\"\",IF(B19=1,((debt_interest*(1+debt_interest)^debt_period)/((1+debt_interest)^debt_period-1))*(-'Cash Flow Analysis'!G70),IF(G18=0,\"\",D18))))","v":6362796.3637190564},6362796.3637190564,0,171967469.28970423]
[{"$f":"'Cash Flow Analysis'!B71","v":7},{"$f":"IF(B19=\"\",\"\",IF('Cash Flow Analysis'!$B$31=0,\"N/A\",IF(A20=1,1,IF(A19=debt_period,\"\",B19+1))))","v":7},{"$f":"IF(OR(A20=\"\",B20=\"\",B20=\"N/A\"),\"\",IF(B20=1,-'Cash Flow Analysis'!G71,IF(B20=\"N/A\",0,G19)))","v":171967469.28970423},{"$f":"IF(debt_period=0,\nE20+F20,\nIF(OR(A20=\"\",B20=\"\",B20=\"N/A\"),\"\",IF(B20=1,((debt_interest*(1+debt_interest)^debt_period)/((1+debt_interest)^debt_period-1))*(-'Cash Flow Analysis'!G71),IF(G19=0,\"\",D19))))","v":6362796.3637190564},6362796.3637190564,0,171967469.28970423]
[{"$f":"'Cash Flow Analysis'!B72","v":8},{"$f":"IF(B20=\"\",\"\",IF('Cash Flow Analysis'!$B$31=0,\"N/A\",IF(A21=1,1,IF(A20=debt_period,\"\",B20+1))))","v":8},{"$f":"IF(OR(A21=\"\",B21=\"\",B21=\"N/A\"),\"\",IF(B21=1,-'Cash Flow Analysis'!G72,IF(B21=\"N/A\",0,G20)))","v":171967469.28970423},{"$f":"IF(debt_period=0,\nE21+F21,\nIF(OR(A21=\"\",B21=\"\",B21=\"N/A\"),\"\",IF(B21=1,((debt_interest*(1+debt_interest)^debt_period)/((1+debt_interest)^debt_period-1))*(-'Cash Flow Analysis'!G72),IF(G20=0,\"\",D20))))","v":6362796.3637190564},6362796.3637190564,0,171967469.28970423]
[{"$f":"'Cash Flow Analysis'!B73","v":9},{"$f":"IF(B21=\"\",\"\",IF('Cash Flow Analysis'!$B$31=0,\"N/A\",IF(A22=1,1,IF(A21=debt_period,\"\",B21+1))))","v":9},{"$f":"IF(OR(A22=\"\",B22=\"\",B22=\"N/A\"),\"\",IF(B22=1,-'Cash Flow Analysis'!G73,IF(B22=\"N/A\",0,G21)))","v":171967469.28970423},{"$f":"IF(debt_period=0,\nE22+F22,\nIF(OR(A22=\"\",B22=\"\",B22=\"N/A\"),\"\",IF(B22=1,((debt_interest*(1+debt_interest)^debt_period)/((1+debt_interest)^debt_period-1))*(-'Cash Flow Analysis'!G73),IF(G21=0,\"\",D21))))","v":6362796.3637190564},6362796.3637190564,0,171967469.28970423]
[{"$f":"'Cash Flow Analysis'!B74","v":10},{"$f":"IF(B22=\"\",\"\",IF('Cash Flow Analysis'!$B$31=0,\"N/A\",IF(A23=1,1,IF(A22=debt_period,\"\",B22+1))))","v":10},{"$f":"IF(OR(A23=\"\",B23=\"\",B23=\"N/A\"),\"\",IF(B23=1,-'Cash Flow Analysis'!G74,IF(B23=\"N/A\",0,G22)))","v":171967469.28970423},{"$f":"IF(debt_period=0,\nE23+F23,\nIF(OR(A23=\"\",B23=\"\",B23=\"N/A\"),\"\",IF(B23=1,((debt_interest*(1+debt_interest)^debt_period)/((1+debt_interest)^debt_period-1))*(-'Cash Flow Analysis'!G74),IF(G22=0,\"\",D22))))","v":6362796.3637190564},6362796.3637190564,0,171967469.28970423]
[{"$f":"'Cash Flow Analysis'!B75","v":11},{"$f":"IF(B23=\"\",\"\",IF('Cash Flow Analysis'!$B$31=0,\"N/A\",IF(A24=1,1,IF(A23=debt_period,\"\",B23+1))))","v":11},{"$f":"IF(OR(A24=\"\",B24=\"\",B24=\"N/A\"),\"\",IF(B24=1,-'Cash Flow Analysis'!G75,IF(B24=\"N/A\",0,G23)))","v":171967469.28970423},{"$f":"IF(debt_period=0,\nE24+F24,\nIF(OR(A24=\"\",B24=\"\",B24=\"N/A\"),\"\",IF(B24=1,((debt_interest*(1+debt_interest)^debt_period)/((1+debt_interest)^debt_period-1))*(-'Cash Flow Analysis'!G75),IF(G23=0,\"\",D23))))","v":6362796.3637190564},6362796.3637190564,0,171967469.28970423]
[{"$f":"'Cash Flow Analysis'!B76","v":12},{"$f":"IF(B24=\"\",\"\",IF('Cash Flow Analysis'!$B$31=0,\"N/A\",IF(A25=1,1,IF(A24=debt_period,\"\",B24+1))))","v":12},{"$f":"IF(OR(A25=\"\",B25=\"\",B25=\"N/A\"),\"\",IF(B25=1,-'Cash Flow Analysis'!G76,IF(B25=\"N/A\",0,G24)))","v":171967469.28970423},{"$f":"IF(debt_period=0,\nE25+F25,\nIF(OR(A25=\"\",B25=\"\",B25=\"N/A\"),\"\",IF(B25=1,((debt_interest*(1+debt_interest)^debt_period)/((1+debt_interest)^debt_period-1))*(-'Cash Flow Analysis'!G76),IF(G24=0,\"\",D24))))","v":6362796.3637190564},6362796.3637190564,0,171967469.28970423]
[{"$f":"'Cash Flow Analysis'!B77","v":13},{"$f":"IF(B25=\"\",\"\",IF('Cash Flow Analysis'!$B$31=0,\"N/A\",IF(A26=1,1,IF(A25=debt_period,\"\",B25+1))))","v":13},{"$f":"IF(OR(A26=\"\",B26=\"\",B26=\"N/A\"),\"\",IF(B26=1,-'Cash Flow Analysis'!G77,IF(B26=\"N/A\",0,G25)))","v":171967469.28970423},{"$f":"IF(debt_period=0,\nE26+F26,\nIF(OR(A26=\"\",B26=\"\",B26=\"N/A\"),\"\",IF(B26=1,((debt_interest*(1+debt_interest)^debt_period)/((1+debt_interest)^debt_period-1))*(-'Cash Flow Analysis'!G77),IF(G25=0,\"\",D25))))","v":6362796.3637190564},6362796.3637190564,0,171967469.28970423]
[{"$f":"'Cash Flow Analysis'!B78","v":14},{"$f":"IF(B26=\"\",\"\",IF('Cash Flow Analysis'!$B$31=0,\"N/A\",IF(A27=1,1,IF(A26=debt_period,\"\",B26+1))))","v":14},{"$f":"IF(OR(A27=\"\",B27=\"\",B27=\"N/A\"),\"\",IF(B27=1,-'Cash Flow Analysis'!G78,IF(B27=\"N/A\",0,G26)))","v":171967469.28970423},{"$f":"IF(debt_period=0,\nE27+F27,\nIF(OR(A27=\"\",B27=\"\",B27=\"N/A\"),\"\",IF(B27=1,((debt_interest*(1+debt_interest)^debt_period)/((1+debt_interest)^debt_period-1))*(-'Cash Flow Analysis'!G78),IF(G26=0,\"\",D26))))","v":6362796.3637190564},6362796.3637190564,0,171967469.28970423]
[{"$f":"'Cash Flow Analysis'!B79","v":15},{"$f":"IF(B27=\"\",\"\",IF('Cash Flow Analysis'!$B$31=0,\"N/A\",IF(A28=1,1,IF(A27=debt_period,\"\",B27+1))))","v":15},{"$f":"IF(OR(A28=\"\",B28=\"\",B28=\"N/A\"),\"\",IF(B28=1,-'Cash Flow Analysis'!G79,IF(B28=\"N/A\",0,G27)))","v":171967469.28970423},{"$f":"IF(debt_period=0,\nE28+F28,\nIF(OR(A28=\"\",B28=\"\",B28=\"N/A\"),\"\",IF(B28=1,((debt_interest*(1+debt_interest)^debt_period)/((1+debt_interest)^debt_period-1))*(-'Cash Flow Analysis'!G79),IF(G27=0,\"\",D27))))","v":6362796.3637190564},6362796.3637190564,0,171967469.28970423]
[{"$f":"'Cash Flow Analysis'!B80","v":16},{"$f":"IF(B28=\"\",\"\",IF('Cash Flow Analysis'!$B$31=0,\"N/A\",IF(A29=1,1,IF(A28=debt_period,\"\",B28+1))))","v":16},{"$f":"IF(OR(A29=\"\",B29=\"\",B29=\"N/A\"),\"\",IF(B29=1,-'Cash Flow Analysis'!G80,IF(B29=\"N/A\",0,G28)))","v":171967469.28970423},{"$f":"IF(debt_period=0,\nE29+F29,\nIF(OR(A29=\"\",B29=\"\",B29=\"N/A\"),\"\",IF(B29=1,((debt_interest*(1+debt_interest)^debt_period)/((1+debt_interest)^debt_period-1))*(-'Cash Flow Analysis'!G80),IF(G28=0,\"\",D28))))","v":6362796.3637190564},6362796.3637190564,0,171967469.28970423]
[{"$f":"'Cash Flow Analysis'!B81","v":17},{"$f":"IF(B29=\"\",\"\",IF('Cash Flow Analysis'!$B$31=0,\"N/A\",IF(A30=1,1,IF(A29=debt_period,\"\",B29+1))))","v":17},{"$f":"IF(OR(A30=\"\",B30=\"\",B30=\"N/A\"),\"\",IF(B30=1,-'Cash Flow Analysis'!G81,IF(B30=\"N/A\",0,G29)))","v":171967469.28970423},{"$f":"IF(debt_period=0,\nE30+F30,\nIF(OR(A30=\"\",B30=\"\",B30=\"N/A\"),\"\",IF(B30=1,((debt_interest*(1+debt_interest)^debt_period)/((1+debt_interest)^debt_period-1))*(-'Cash Flow Analysis'!G81),IF(G29=0,\"\",D29))))","v":6362796.3637190564},6362796.3637190564,0,171967469.28970423]
[{"$f":"'Cash Flow Analysis'!B82","v":18},{"$f":"IF(B30=\"\",\"\",IF('Cash Flow Analysis'!$B$31=0,\"N/A\",IF(A31=1,1,IF(A30=debt_period,\"\",B30+1))))","v":18},{"$f":"IF(OR(A31=\"\",B31=\"\",B31=\"N/A\"),\"\",IF(B31=1,-'Cash Flow Analysis'!G82,IF(B31=\"N/A\",0,G30)))","v":171967469.28970423},{"$f":"IF(debt_period=0,\nE31+F31,\nIF(OR(A31=\"\",B31=\"\",B31=\"N/A\"),\"\",IF(B31=1,((debt_interest*(1+debt_interest)^debt_period)/((1+debt_interest)^debt_period-1))*(-'Cash Flow Analysis'!G82),IF(G30=0,\"\",D30))))","v":6362796.3637190564},6362796.3637190564,0,171967469.28970423]
[{"$f":"'Cash Flow Analysis'!B83","v":19},{"$f":"IF(B31=\"\",\"\",IF('Cash Flow Analysis'!$B$31=0,\"N/A\",IF(A32=1,1,IF(A31=debt_period,\"\",B31+1))))","v":19},{"$f":"IF(OR(A32=\"\",B32=\"\",B32=\"N/A\"),\"\",IF(B32=1,-'Cash Flow Analysis'!G83,IF(B32=\"N/A\",0,G31)))","v":171967469.28970423},{"$f":"IF(debt_period=0,\nE32+F32,\nIF(OR(A32=\"\",B32=\"\",B32=\"N/A\"),\"\",IF(B32=1,((debt_interest*(1+debt_interest)^debt_period)/((1+debt_interest)^debt_period-1))*(-'Cash Flow Analysis'!G83),IF(G31=0,\"\",D31))))","v":6362796.3637190564},6362796.3637190564,0,171967469.28970423]
[{"$f":"'Cash Flow Analysis'!B84","v":20},{"$f":"IF(B32=\"\",\"\",IF('Cash Flow Analysis'!$B$31=0,\"N/A\",IF(A33=1,1,IF(A32=debt_period,\"\",B32+1))))","v":20},{"$f":"IF(OR(A33=\"\",B33=\"\",B33=\"N/A\"),\"\",IF(B33=1,-'Cash Flow Analysis'!G84,IF(B33=\"N/A\",0,G32)))","v":171967469.28970423},{"$f":"IF(debt_period=0,\nE33+F33,\nIF(OR(A33=\"\",B33=\"\",B33=\"N/A\"),\"\",IF(B33=1,((debt_interest*(1+debt_interest)^debt_period)/((1+debt_interest)^debt_period-1))*(-'Cash Flow Analysis'!G84),IF(G32=0,\"\",D32))))","v":6362796.3637190564},6362796.3637190564,0,171967469.28970423]
[{"$f":"'Cash Flow Analysis'!B85","v":21},{"$f":"IF(B33=\"\",\"\",IF('Cash Flow Analysis'!$B$31=0,\"N/A\",IF(A34=1,1,IF(A33=debt_period,\"\",B33+1))))","v":21},{"$f":"IF(OR(A34=\"\",B34=\"\",B34=\"N/A\"),\"\",IF(B34=1,-'Cash Flow Analysis'!G85,IF(B34=\"N/A\",0,G33)))","v":171967469.28970423},{"$f":"IF(debt_period=0,\nE34+F34,\nIF(OR(A34=\"\",B34=\"\",B34=\"N/A\"),\"\",IF(B34=1,((debt_interest*(1+debt_interest)^debt_period)/((1+debt_interest)^debt_period-1))*(-'Cash Flow Analysis'!G85),IF(G33=0,\"\",D33))))","v":6362796.3637190564},6362796.3637190564,0,171967469.28970423]
[{"$f":"'Cash Flow Analysis'!B86","v":22},{"$f":"IF(B34=\"\",\"\",IF('Cash Flow Analysis'!$B$31=0,\"N/A\",IF(A35=1,1,IF(A34=debt_period,\"\",B34+1))))","v":22},{"$f":"IF(OR(A35=\"\",B35=\"\",B35=\"N/A\"),\"\",IF(B35=1,-'Cash Flow Analysis'!G86,IF(B35=\"N/A\",0,G34)))","v":171967469.28970423},{"$f":"IF(debt_period=0,\nE35+F35,\nIF(OR(A35=\"\",B35=\"\",B35=\"N/A\"),\"\",IF(B35=1,((debt_interest*(1+debt_interest)^debt_period)/((1+debt_interest)^debt_period-1))*(-'Cash Flow Analysis'!G86),IF(G34=0,\"\",D34))))","v":6362796.3637190564},6362796.3637190564,0,171967469.28970423]
[{"$f":"'Cash Flow Analysis'!B87","v":23},{"$f":"IF(B35=\"\",\"\",IF('Cash Flow Analysis'!$B$31=0,\"N/A\",IF(A36=1,1,IF(A35=debt_period,\"\",B35+1))))","v":23},{"$f":"IF(OR(A36=\"\",B36=\"\",B36=\"N/A\"),\"\",IF(B36=1,-'Cash Flow Analysis'!G87,IF(B36=\"N/A\",0,G35)))","v":171967469.28970423},{"$f":"IF(debt_period=0,\nE36+F36,\nIF(OR(A36=\"\",B36=\"\",B36=\"N/A\"),\"\",IF(B36=1,((debt_interest*(1+debt_interest)^debt_period)/((1+debt_interest)^debt_period-1))*(-'Cash Flow Analysis'!G87),IF(G35=0,\"\",D35))))","v":6362796.3637190564},6362796.3637190564,0,171967469.28970423]
[{"$f":"'Cash Flow Analysis'!B88","v":24},{"$f":"IF(B36=\"\",\"\",IF('Cash Flow Analysis'!$B$31=0,\"N/A\",IF(A37=1,1,IF(A36=debt_period,\"\",B36+1))))","v":24},{"$f":"IF(OR(A37=\"\",B37=\"\",B37=\"N/A\"),\"\",IF(B37=1,-'Cash Flow Analysis'!G88,IF(B37=\"N/A\",0,G36)))","v":171967469.28970423},{"$f":"IF(debt_period=0,\nE37+F37,\nIF(OR(A37=\"\",B37=\"\",B37=\"N/A\"),\"\",IF(B37=1,((debt_interest*(1+debt_interest)^debt_period)/((1+debt_interest)^debt_period-1))*(-'Cash Flow Analysis'!G88),IF(G36=0,\"\",D36))))","v":6362796.3637190564},6362796.3637190564,0,171967469.28970423]
[{"$f":"'Cash Flow Analysis'!B89","v":25},{"$f":"IF(B37=\"\",\"\",IF('Cash Flow Analysis'!$B$31=0,\"N/A\",IF(A38=1,1,IF(A37=debt_period,\"\",B37+1))))","v":25},{"$f":"IF(OR(A38=\"\",B38=\"\",B38=\"N/A\"),\"\",IF(B38=1,-'Cash Flow Analysis'!G89,IF(B38=\"N/A\",0,G37)))","v":171967469.28970423},{"$f":"IF(debt_period=0,\nE38+F38,\nIF(OR(A38=\"\",B38=\"\",B38=\"N/A\"),\"\",IF(B38=1,((debt_interest*(1+debt_interest)^debt_period)/((1+debt_interest)^debt_period-1))*(-'Cash Flow Analysis'!G89),IF(G37=0,\"\",D37))))","v":6362796.3637190564},6362796.3637190564,0,171967469.28970423]
[{"$f":"'Cash Flow Analysis'!B90","v":26},{"$f":"IF(B38=\"\",\"\",IF('Cash Flow Analysis'!$B$31=0,\"N/A\",IF(A39=1,1,IF(A38=debt_period,\"\",B38+1))))","v":26},{"$f":"IF(OR(A39=\"\",B39=\"\",B39=\"N/A\"),\"\",IF(B39=1,-'Cash Flow Analysis'!G90,IF(B39=\"N/A\",0,G38)))","v":171967469.28970423},{"$f":"IF(debt_period=0,\nE39+F39,\nIF(OR(A39=\"\",B39=\"\",B39=\"N/A\"),\"\",IF(B39=1,((debt_interest*(1+debt_interest)^debt_period)/((1+debt_interest)^debt_period-1))*(-'Cash Flow Analysis'!G90),IF(G38=0,\"\",D38))))","v":6362796.3637190564},6362796.3637190564,0,171967469.28970423]
[{"$f":"'Cash Flow Analysis'!B91","v":27},{"$f":"IF(B39=\"\",\"\",IF('Cash Flow Analysis'!$B$31=0,\"N/A\",IF(A40=1,1,IF(A39=debt_period,\"\",B39+1))))","v":27},{"$f":"IF(OR(A40=\"\",B40=\"\",B40=\"N/A\"),\"\",IF(B40=1,-'Cash Flow Analysis'!G91,IF(B40=\"N/A\",0,G39)))","v":171967469.28970423},{"$f":"IF(debt_period=0,\nE40+F40,\nIF(OR(A40=\"\",B40=\"\",B40=\"N/A\"),\"\",IF(B40=1,((debt_interest*(1+debt_interest)^debt_period)/((1+debt_interest)^debt_period-1))*(-'Cash Flow Analysis'!G91),IF(G39=0,\"\",D39))))","v":6362796.3637190564},6362796.3637190564,0,171967469.28970423]
[{"$f":"'Cash Flow Analysis'!B92","v":28},{"$f":"IF(B40=\"\",\"\",IF('Cash Flow Analysis'!$B$31=0,\"N/A\",IF(A41=1,1,IF(A40=debt_period,\"\",B40+1))))","v":28},{"$f":"IF(OR(A41=\"\",B41=\"\",B41=\"N/A\"),\"\",IF(B41=1,-'Cash Flow Analysis'!G92,IF(B41=\"N/A\",0,G40)))","v":171967469.28970423},{"$f":"IF(debt_period=0,\nE41+F41,\nIF(OR(A41=\"\",B41=\"\",B41=\"N/A\"),\"\",IF(B41=1,((debt_interest*(1+debt_interest)^debt_period)/((1+debt_interest)^debt_period-1))*(-'Cash Flow Analysis'!G92),IF(G40=0,\"\",D40))))","v":6362796.3637190564},6362796.3637190564,0,171967469.28970423]
[{"$f":"'Cash Flow Analysis'!B93","v":29},{"$f":"IF(B41=\"\",\"\",IF('Cash Flow Analysis'!$B$31=0,\"N/A\",IF(A42=1,1,IF(A41=debt_period,\"\",B41+1))))","v":29},{"$f":"IF(OR(A42=\"\",B42=\"\",B42=\"N/A\"),\"\",IF(B42=1,-'Cash Flow Analysis'!G93,IF(B42=\"N/A\",0,G41)))","v":171967469.28970423},{"$f":"IF(debt_period=0,\nE42+F42,\nIF(OR(A42=\"\",B42=\"\",B42=\"N/A\"),\"\",IF(B42=1,((debt_interest*(1+debt_interest)^debt_period)/((1+debt_interest)^debt_period-1))*(-'Cash Flow Analysis'!G93),IF(G41=0,\"\",D41))))","v":6362796.3637190564},6362796.3637190564,0,171967469.28970423]
[{"$f":"'Cash Flow Analysis'!B94","v":30},{"$f":"IF(B42=\"\",\"\",IF('Cash Flow Analysis'!$B$31=0,\"N/A\",IF(A43=1,1,IF(A42=debt_period,\"\",B42+1))))","v":30},{"$f":"IF(OR(A43=\"\",B43=\"\",B43=\"N/A\"),\"\",IF(B43=1,-'Cash Flow Analysis'!G94,IF(B43=\"N/A\",0,G42)))","v":171967469.28970423},{"$f":"IF(debt_period=0,\nE43+F43,\nIF(OR(A43=\"\",B43=\"\",B43=\"N/A\"),\"\",IF(B43=1,((debt_interest*(1+debt_interest)^debt_period)/((1+debt_interest)^debt_period-1))*(-'Cash Flow Analysis'!G94),IF(G42=0,\"\",D42))))","v":6362796.3637190564},6362796.3637190564,0,171967469.28970423]
[{"$f":"'Cash Flow Analysis'!B95","v":31},{"$f":"IF(B43=\"\",\"\",IF('Cash Flow Analysis'!$B$31=0,\"N/A\",IF(A44=1,1,IF(A43=debt_period,\"\",B43+1))))","v":31},{"$f":"IF(OR(A44=\"\",B44=\"\",B44=\"N/A\"),\"\",IF(B44=1,-'Cash Flow Analysis'!G95,IF(B44=\"N/A\",0,G43)))","v":171967469.28970423},{"$f":"IF(debt_period=0,\nE44+F44,\nIF(OR(A44=\"\",B44=\"\",B44=\"N/A\"),\"\",IF(B44=1,((debt_interest*(1+debt_interest)^debt_period)/((1+debt_interest)^debt_period-1))*(-'Cash Flow Analysis'!G95),IF(G43=0,\"\",D43))))","v":6362796.3637190564},6362796.3637190564,0,171967469.28970423]
[{"$f":"'Cash Flow Analysis'!B96","v":32},{"$f":"IF(B44=\"\",\"\",IF('Cash Flow Analysis'!$B$31=0,\"N/A\",IF(A45=1,1,IF(A44=debt_period,\"\",B44+1))))","v":32},{"$f":"IF(OR(A45=\"\",B45=\"\",B45=\"N/A\"),\"\",IF(B45=1,-'Cash Flow Analysis'!G96,IF(B45=\"N/A\",0,G44)))","v":171967469.28970423},{"$f":"IF(debt_period=0,\nE45+F45,\nIF(OR(A45=\"\",B45=\"\",B45=\"N/A\"),\"\",IF(B45=1,((debt_interest*(1+debt_interest)^debt_period)/((1+debt_interest)^debt_period-1))*(-'Cash Flow Analysis'!G96),IF(G44=0,\"\",D44))))","v":6362796.3637190564},6362796.3637190564,0,171967469.28970423]
[{"$f":"'Cash Flow Analysis'!B97","v":33},{"$f":"IF(B45=\"\",\"\",IF('Cash Flow Analysis'!$B$31=0,\"N/A\",IF(A46=1,1,IF(A45=debt_period,\"\",B45+1))))","v":33},{"$f":"IF(OR(A46=\"\",B46=\"\",B46=\"N/A\"),\"\",IF(B46=1,-'Cash Flow Analysis'!G97,IF(B46=\"N/A\",0,G45)))","v":171967469.28970423},{"$f":"IF(debt_period=0,\nE46+F46,\nIF(OR(A46=\"\",B46=\"\",B46=\"N/A\"),\"\",IF(B46=1,((debt_interest*(1+debt_interest)^debt_period)/((1+debt_interest)^debt_period-1))*(-'Cash Flow Analysis'!G97),IF(G45=0,\"\",D45))))","v":6362796.3637190564},6362796.3637190564,0,171967469.28970423]
[{"$f":"'Cash Flow Analysis'!B98","v":34},{"$f":"IF(B46=\"\",\"\",IF('Cash Flow Analysis'!$B$31=0,\"N/A\",IF(A47=1,1,IF(A46=debt_period,\"\",B46+1))))","v":34},{"$f":"IF(OR(A47=\"\",B47=\"\",B47=\"N/A\"),\"\",IF(B47=1,-'Cash Flow Analysis'!G98,IF(B47=\"N/A\",0,G46)))","v":171967469.28970423},{"$f":"IF(debt_period=0,\nE47+F47,\nIF(OR(A47=\"\",B47=\"\",B47=\"N/A\"),\"\",IF(B47=1,((debt_interest*(1+debt_interest)^debt_period)/((1+debt_interest)^debt_period-1))*(-'Cash Flow Analysis'!G98),IF(G46=0,\"\",D46))))","v":6362796.3637190564},6362796.3637190564,0,171967469.28970423]
[{"$f":"'Cash Flow Analysis'!B99","v":35},{"$f":"IF(B47=\"\",\"\",IF('Cash Flow Analysis'!$B$31=0,\"N/A\",IF(A48=1,1,IF(A47=debt_period,\"\",B47+1))))","v":35},{"$f":"IF(OR(A48=\"\",B48=\"\",B48=\"N/A\"),\"\",IF(B48=1,-'Cash Flow Analysis'!G99,IF(B48=\"N/A\",0,G47)))","v":171967469.28970423},{"$f":"IF(debt_period=0,\nE48+F48,\nIF(OR(A48=\"\",B48=\"\",B48=\"N/A\"),\"\",IF(B48=1,((debt_interest*(1+debt_interest)^debt_period)/((1+debt_interest)^debt_period-1))*(-'Cash Flow Analysis'!G99),IF(G47=0,\"\",D47))))","v":6362796.3637190564},6362796.3637190564,0,171967469.28970423]
[{"$f":"'Cash Flow Analysis'!B100","v":36},{"$f":"IF(B48=\"\",\"\",IF('Cash Flow Analysis'!$B$31=0,\"N/A\",IF(A49=1,1,IF(A48=debt_period,\"\",B48+1))))","v":36},{"$f":"IF(OR(A49=\"\",B49=\"\",B49=\"N/A\"),\"\",IF(B49=1,-'Cash Flow Analysis'!G100,IF(B49=\"N/A\",0,G48)))","v":171967469.28970423},{"$f":"IF(debt_period=0,\nE49+F49,\nIF(OR(A49=\"\",B49=\"\",B49=\"N/A\"),\"\",IF(B49=1,((debt_interest*(1+debt_interest)^debt_period)/((1+debt_interest)^debt_period-1))*(-'Cash Flow Analysis'!G100),IF(G48=0,\"\",D48))))","v":6362796.3637190564},6362796.3637190564,0,171967469.28970423]
[{"$f":"'Cash Flow Analysis'!B101","v":37},{"$f":"IF(B49=\"\",\"\",IF('Cash Flow Analysis'!$B$31=0,\"N/A\",IF(A50=1,1,IF(A49=debt_period,\"\",B49+1))))","v":37},{"$f":"IF(OR(A50=\"\",B50=\"\",B50=\"N/A\"),\"\",IF(B50=1,-'Cash Flow Analysis'!G101,IF(B50=\"N/A\",0,G49)))","v":171967469.28970423},{"$f":"IF(debt_period=0,\nE50+F50,\nIF(OR(A50=\"\",B50=\"\",B50=\"N/A\"),\"\",IF(B50=1,((debt_interest*(1+debt_interest)^debt_period)/((1+debt_interest)^debt_period-1))*(-'Cash Flow Analysis'!G101),IF(G49=0,\"\",D49))))","v":6362796.3637190564},6362796.3637190564,0,171967469.28970423]
[{"$f":"'Cash Flow Analysis'!B102","v":38},{"$f":"IF(B50=\"\",\"\",IF('Cash Flow Analysis'!$B$31=0,\"N/A\",IF(A51=1,1,IF(A50=debt_period,\"\",B50+1))))","v":38},{"$f":"IF(OR(A51=\"\",B51=\"\",B51=\"N/A\"),\"\",IF(B51=1,-'Cash Flow Analysis'!G102,IF(B51=\"N/A\",0,G50)))","v":171967469.28970423},{"$f":"IF(debt_period=0,\nE51+F51,\nIF(OR(A51=\"\",B51=\"\",B51=\"N/A\"),\"\",IF(B51=1,((debt_interest*(1+debt_interest)^debt_period)/((1+debt_interest)^debt_period-1))*(-'Cash Flow Analysis'!G102),IF(G50=0,\"\",D50))))","v":6362796.3637190564},6362796.3637190564,0,171967469.28970423]
[{"$f":"'Cash Flow Analysis'!B103","v":39},{"$f":"IF(B51=\"\",\"\",IF('Cash Flow Analysis'!$B$31=0,\"N/A\",IF(A52=1,1,IF(A51=debt_period,\"\",B51+1))))","v":39},{"$f":"IF(OR(A52=\"\",B52=\"\",B52=\"N/A\"),\"\",IF(B52=1,-'Cash Flow Analysis'!G103,IF(B52=\"N/A\",0,G51)))","v":171967469.28970423},{"$f":"IF(debt_period=0,\nE52+F52,\nIF(OR(A52=\"\",B52=\"\",B52=\"N/A\"),\"\",IF(B52=1,((debt_interest*(1+debt_interest)^debt_period)/((1+debt_interest)^debt_period-1))*(-'Cash Flow Analysis'!G103),IF(G51=0,\"\",D51))))","v":6362796.3637190564},6362796.3637190564,0,171967469.28970423]
[{"$f":"'Cash Flow Analysis'!B104","v":40},{"$f":"IF(B52=\"\",\"\",IF('Cash Flow Analysis'!$B$31=0,\"N/A\",IF(A53=1,1,IF(A52=debt_period,\"\",B52+1))))","v":40},{"$f":"IF(OR(A53=\"\",B53=\"\",B53=\"N/A\"),\"\",IF(B53=1,-'Cash Flow Analysis'!G104,IF(B53=\"N/A\",0,G52)))","v":171967469.28970423},{"$f":"IF(debt_period=0,\nE53+F53,\nIF(OR(A53=\"\",B53=\"\",B53=\"N/A\"),\"\",IF(B53=1,((debt_interest*(1+debt_interest)^debt_period)/((1+debt_interest)^debt_period-1))*(-'Cash Flow Analysis'!G104),IF(G52=0,\"\",D52))))","v":6362796.3637190564},6362796.3637190564,0,171967469.28970423]
[{"$f":"'Cash Flow Analysis'!B105","v":41},{"$f":"IF(B53=\"\",\"\",IF('Cash Flow Analysis'!$B$31=0,\"N/A\",IF(A54=1,1,IF(A53=debt_period,\"\",B53+1))))","v":41},{"$f":"IF(OR(A54=\"\",B54=\"\",B54=\"N/A\"),\"\",IF(B54=1,-'Cash Flow Analysis'!G105,IF(B54=\"N/A\",0,G53)))","v":171967469.28970423},{"$f":"IF(debt_period=0,\nE54+F54,\nIF(OR(A54=\"\",B54=\"\",B54=\"N/A\"),\"\",IF(B54=1,((debt_interest*(1+debt_interest)^debt_period)/((1+debt_interest)^debt_period-1))*(-'Cash Flow Analysis'!G105),IF(G53=0,\"\",D53))))","v":6362796.3637190564},6362796.3637190564,0,171967469.28970423]
[{"$f":"'Cash Flow Analysis'!B106","v":42},{"$f":"IF(B54=\"\",\"\",IF('Cash Flow Analysis'!$B$31=0,\"N/A\",IF(A55=1,1,IF(A54=debt_period,\"\",B54+1))))","v":42},{"$f":"IF(OR(A55=\"\",B55=\"\",B55=\"N/A\"),\"\",IF(B55=1,-'Cash Flow Analysis'!G106,IF(B55=\"N/A\",0,G54)))","v":171967469.28970423},{"$f":"IF(debt_period=0,\nE55+F55,\nIF(OR(A55=\"\",B55=\"\",B55=\"N/A\"),\"\",IF(B55=1,((debt_interest*(1+debt_interest)^debt_period)/((1+debt_interest)^debt_period-1))*(-'Cash Flow Analysis'!G106),IF(G54=0,\"\",D54))))","v":6362796.3637190564},6362796.3637190564,0,171967469.28970423]
[{"$f":"'Cash Flow Analysis'!B107","v":43},{"$f":"IF(B55=\"\",\"\",IF('Cash Flow Analysis'!$B$31=0,\"N/A\",IF(A56=1,1,IF(A55=debt_period,\"\",B55+1))))","v":43},{"$f":"IF(OR(A56=\"\",B56=\"\",B56=\"N/A\"),\"\",IF(B56=1,-'Cash Flow Analysis'!G107,IF(B56=\"N/A\",0,G55)))","v":171967469.28970423},{"$f":"IF(debt_period=0,\nE56+F56,\nIF(OR(A56=\"\",B56=\"\",B56=\"N/A\"),\"\",IF(B56=1,((debt_interest*(1+debt_interest)^debt_period)/((1+debt_interest)^debt_period-1))*(-'Cash Flow Analysis'!G107),IF(G55=0,\"\",D55))))","v":178330265.65342328},6362796.3637190564,171967469.28970423,0]
[{"$f":"'Cash Flow Analysis'!B108","v":""},{"$f":"IF(B56=\"\",\"\",IF('Cash Flow Analysis'!$B$31=0,\"N/A\",IF(A57=1,1,IF(A56=debt_period,\"\",B56+1))))","v":44},{"$f":"IF(OR(A57=\"\",B57=\"\",B57=\"N/A\"),\"\",IF(B57=1,-'Cash Flow Analysis'!G108,IF(B57=\"N/A\",0,G56)))","v":""},{"$f":"IF(F57=0,E57,\nIF(OR(A57=\"\",B57=\"\",B57=\"N/A\"),\"\",IF(B57=1,((debt_interest*(1+debt_interest)^debt_period)/((1+debt_interest)^debt_period-1))*(-'Cash Flow Analysis'!G108),IF(G56=0,\"\",D56))))","v":""},"",0,""]

{"sheet":"Depreciation","index":16,"n_rows":166,"n_cols":24,"rows_kept":166,"cut":false,"hidden":false,"merged":[[12,2,12,7],[143,0,143,1]]}
["Depreciation"]
[]
["DO NOT ENTER ANYTHING ON THIS PAGE.  THE VALUES CALCULATED"]
["ON THIS PAGE ARE USED IN THE CASH FLOW ANALYSIS TAB."]
[]
[null,"= Calculated Cells (do not change formulas)"]
[null,"= Input Required"]
[null,"= Optional Input; To Provide Additional Information Only"]
[null,"= H2A Guidelines/Information Cells"]
[]
[]
[null,"MACRS Depreciation Table (Half-Year Convention)"]
[null,null,"Recovery Period"]
[null,"Recovery Period",3,5,7,10,15,20]
[null,1,0.33329999999999999,0.2,0.1429,0.1,0.05,3.7499999999999999E-2]
[null,2,0.44450000000000001,0.32,0.24490000000000001,0.18,9.5000000000000001E-2,7.2190000000000004E-2]
[null,3,0.14810000000000001,0.192,0.1749,0.14399999999999999,8.5500000000000007E-2,6.6769999999999996E-2]
[null,4,7.4099999999999999E-2,0.1152,0.1249,0.1152,7.6999999999999999E-2,6.1769999999999999E-2]
[null,5,null,0.1152,8.9300000000000004E-2,9.2200000000000004E-2,6.93E-2,5.713E-2]
[null,6,null,5.7599999999999998E-2,8.9200000000000002E-2,7.3700000000000002E-2,6.2300000000000001E-2,5.2850000000000001E-2]
[null,7,null,null,8.9300000000000004E-2,6.5500000000000003E-2,5.8999999999999997E-2,4.888E-2]
[null,8,null,null,4.4600000000000001E-2,6.5500000000000003E-2,5.8999999999999997E-2,4.5220000000000003E-2]
[null,9,null,null,null,6.5600000000000006E-2,5.91E-2,4.462E-2]
[null,10,null,null,null,6.5500000000000003E-2,5.8999999999999997E-2,4.4609999999999997E-2]
[null,11,null,null,null,3.2800000000000003E-2,5.91E-2,4.462E-2]
[null,12,null,null,null,null,5.8999999999999997E-2,4.4609999999999997E-2]
[null,13,null,null,null,null,5.91E-2,4.462E-2]
[null,14,null,null,null,null,5.8999999999999997E-2,4.4609999999999997E-2]
[null,15,null,null,null,null,5.91E-2,4.462E-2]
[null,16,null,null,null,null,2.9499999999999998E-2,4.4609999999999997E-2]
[null,17,null,null,null,null,null,4.462E-2]
[null,18,null,null,null,null,null,4.4609999999999997E-2]
[null,19,null,null,null,null,null,4.462E-2]
[null,20,null,null,null,null,null,4.4609999999999997E-2]
[null,21,null,null,null,null,null,2.231E-2]
[null,"NPV - Real IRR",{"$f":"NPV(real_irr,C15:C35)","v":0.861730483722558},0.81132579180653486,0.76611247423420981,0.70592323058796147,0.57966874115937961,0.50624177952518146]
[null,"NPV - Nominal IRR",{"$f":"NPV(nominal_irr,C15:C35)","v":0.83149291060393982},0.77231075823151107,0.72034649543580254,0.65286934217044934,0.51586770297474116,0.44094384285873256]
[]
[]
[]
["Inputs from Cash-Input Sheet"]
["Depreciation Type",{"$f":"depr_type","v":"MACRS"}]
["Depreciation Period (yrs)",{"$f":"depr_length","v":20}]
["Total Initial Depreciable Capital",{"$f":"-('Cash Flow Analysis'!G65+SUM('Cash Flow Analysis'!H65:H113))","v":289326728.32185221}]
[]
[]
["DEPRECIATION CALCULATION TABLE"]
["Operation Year","Annual Depreciable Capital",1,2,3,4,5,6,7,8,9,10,11,12,13,14,15,16,17,18,19,20,21,"Total"]
[{"$f":"IF('Cash Flow Analysis'!C65=\"\",\"\",'Cash Flow Analysis'!C65)","v":-3},{"$f":"IF(A49=\"\",\"\",IF(A49<1,0,IF(A49=1,$B$44-'Cash Flow Analysis'!I65,-'Cash Flow Analysis'!I65)))","v":0},{"$f":"IF(B49=\"\",\"\",IF(AND($B$42=\"Straight Line\",$C$48<=depr_length),B49/depr_length,IF(AND($B$42=\"MACRS\",$C$48<=depr_length+1),B49*INDEX(MACRS_Table,MATCH($C$48,recovery_year,0),MATCH($B$43,recovery_period,0)),\"\")))","v":0},{"$f":"IF($B$49=\"\",\"\",IF(AND($B$42=\"Straight Line\",D48<=depr_length),$B$49/depr_length,IF(AND($B$42=\"MACRS\",D48<=depr_length+1),$B$49*INDEX(MACRS_Table,MATCH(D48,recovery_year,0),MATCH($B$43,recovery_period,0)),\"\")))","v":0},0,0,0,0,0,0,0,0,0,0,0,0,0,0,0,0,0,0,0,{"$f":"SUM(C49:W49)","v":0}]
[{"$f":"IF('Cash Flow Analysis'!C66=\"\",\"\",'Cash Flow Analysis'!C66)","v":-2},{"$f":"IF(A50=\"\",\"\",IF(A50<1,0,IF(A50=1,$B$44-'Cash Flow Analysis'!I66,-'Cash Flow Analysis'!I66)))","v":0},{"$f":"IF($B$50=\"\",\"\",IF(AND($B$42=\"Straight Line\",C48<=depr_length),$B$50/depr_length,IF(AND($B$42=\"MACRS\",C48<=depr_length+1),$B$50*INDEX(MACRS_Table,MATCH(C48,recovery_year,0),MATCH($B$43,recovery_period,0)),\"\")))","v":0},0,0,0,0,0,0,0,0,0,0,0,0,0,0,0,0,0,0,0,0,0]
[{"$f":"IF('Cash Flow Analysis'!C67=\"\",\"\",'Cash Flow Analysis'!C67)","v":-1},{"$f":"IF(A51=\"\",\"\",IF(A51<1,0,IF(A51=1,$B$44-'Cash Flow Analysis'!I67,-'Cash Flow Analysis'!I67)))","v":0},{"$f":"IF($B$51=\"\",\"\",IF(AND($B$42=\"Straight Line\",C48<=depr_length),$B$51/depr_length,IF(AND($B$42=\"MACRS\",C48<=depr_length+1),$B$51*INDEX(MACRS_Table,MATCH(C48,recovery_year,0),MATCH($B$43,recovery_period,0)),\"\")))","v":0},0,0,0,0,0,0,0,0,0,0,0,0,0,0,0,0,0,0,0,0,0]
[{"$f":"IF('Cash Flow Analysis'!C68=\"\",\"\",'Cash Flow Analysis'!C68)","v":1},{"$f":"IF(A52=\"\",\"\",IF(A52<1,0,IF(A52=1,$B$44-'Cash Flow Analysis'!I68,-'Cash Flow Analysis'!I68)))","v":290843036.94962996},{"$f":"IF($B$52=\"\",\"\",IF(AND($B$42=\"Straight Line\",C48<=depr_length),$B$52/depr_length,IF(AND($B$42=\"MACRS\",C48<=depr_length+1),$B$52*INDEX(MACRS_Table,MATCH(C48,recovery_year,0),MATCH($B$43,recovery_period,0)),\"\")))","v":10906613.885611122},20995958.837393787,19419589.57712679,17965374.392378643,16615862.700932359,15371054.502787944,14216407.646097913,13151922.130862268,12977416.308692489,12974507.878322992,12977416.308692489,12974507.878322992,12977416.308692489,12974507.878322992,12977416.308692489,12974507.878322992,12977416.308692489,12974507.878322992,12977416.308692489,12974507.878322992,6488708.1543462444,290843036.94962996]
[{"$f":"IF('Cash Flow Analysis'!C69=\"\",\"\",'Cash Flow Analysis'!C69)","v":2},{"$f":"IF(A53=\"\",\"\",IF(A53<1,0,IF(A53=1,$B$44-'Cash Flow Analysis'!I69,-'Cash Flow Analysis'!I69)))","v":1545118.4917055266},{"$f":"IF($B$53=\"\",\"\",IF(AND($B$42=\"Straight Line\",C48<=depr_length),$B$53/depr_length,IF(AND($B$42=\"MACRS\",C48<=depr_length+1),$B$53*INDEX(MACRS_Table,MATCH(C48,recovery_year,0),MATCH($B$43,recovery_period,0)),\"\")))","v":57941.943438957249},111542.10391622197,103167.56169117801,95441.969232650372,88272.619431136729,81659.51228663708,75525.391874566136,69870.258194923925,68943.187099900591,68927.735914983539,68943.187099900591,68927.735914983539,68943.187099900591,68927.735914983539,68943.187099900591,68927.735914983539,68943.187099900591,68927.735914983539,68943.187099900591,68927.735914983539,34471.593549950296,1545118.4917055264]
[{"$f":"IF('Cash Flow Analysis'!C70=\"\",\"\",'Cash Flow Analysis'!C70)","v":3},{"$f":"IF(A54=\"\",\"\",IF(A54<1,0,IF(A54=1,$B$44-'Cash Flow Analysis'!I70,-'Cash Flow Analysis'!I70)))","v":1574475.7430479315},{"$f":"IF($B$54=\"\",\"\",IF(AND($B$42=\"Straight Line\",C48<=depr_length),$B$54/depr_length,IF(AND($B$42=\"MACRS\",C48<=depr_length+1),$B$54*INDEX(MACRS_Table,MATCH(C48,recovery_year,0),MATCH($B$43,recovery_period,0)),\"\")))","v":59042.84036429743},113661.40389063017,105127.74536331037,97255.366648070718,89949.799200328329,83211.043020083176,76960.374320182891,71197.793100627459,70253.107654798703,70237.362897368221,70253.107654798703,70237.362897368221,70253.107654798703,70237.362897368221,70253.107654798703,70237.362897368221,70253.107654798703,70237.362897368221,70253.107654798703,70237.362897368221,35126.553827399352,1574475.7430479315]
[{"$f":"IF('Cash Flow Analysis'!C71=\"\",\"\",'Cash Flow Analysis'!C71)","v":4},{"$f":"IF(A55=\"\",\"\",IF(A55<1,0,IF(A55=1,$B$44-'Cash Flow Analysis'!I71,-'Cash Flow Analysis'!I71)))","v":1604390.7821658421},{"$f":"IF($B$55=\"\",\"\",IF(AND($B$42=\"Straight Line\",C48<=depr_length),$B$55/depr_length,IF(AND($B$42=\"MACRS\",C48<=depr_length+1),$B$55*INDEX(MACRS_Table,MATCH(C48,recovery_year,0),MATCH($B$43,recovery_period,0)),\"\")))","v":60164.654331219077},115820.97056455215,107125.17252521327,99103.218614384066,91658.845385134555,84792.052837464755,78422.621432266358,72550.55116953938,71587.916700239875,71571.872792418217,71587.916700239875,71571.872792418217,71587.916700239875,71571.872792418217,71587.916700239875,71571.872792418217,71587.916700239875,71571.872792418217,71587.916700239875,71571.872792418217,35793.958350119938,1604390.7821658414]
[{"$f":"IF('Cash Flow Analysis'!C72=\"\",\"\",'Cash Flow Analysis'!C72)","v":5},{"$f":"IF(A56=\"\",\"\",IF(A56<1,0,IF(A56=1,$B$44-'Cash Flow Analysis'!I72,-'Cash Flow Analysis'!I72)))","v":1634874.2070269932},{"$f":"IF($B$56=\"\",\"\",IF(AND($B$42=\"Straight Line\",C48<=depr_length),$B$56/depr_length,IF(AND($B$42=\"MACRS\",C48<=depr_length+1),$B$56*INDEX(MACRS_Table,MATCH(C48,recovery_year,0),MATCH($B$43,recovery_period,0)),\"\")))","v":61307.782763512238},118021.56900527864,109160.55080319232,100986.17976805737,93400.363447452124,86403.101841376585,79912.651239479426,73929.011641760633,72948.087117544434,72931.73837547416,72948.087117544434,72931.73837547416,72948.087117544434,72931.73837547416,72948.087117544434,72931.73837547416,72948.087117544434,72931.73837547416,72948.087117544434,72931.73837547416,36474.043558772217,1634874.2070269932]
[{"$f":"IF('Cash Flow Analysis'!C73=\"\",\"\",'Cash Flow Analysis'!C73)","v":6},{"$f":"IF(A57=\"\",\"\",IF(A57<1,0,IF(A57=1,$B$44-'Cash Flow Analysis'!I73,-'Cash Flow Analysis'!I73)))","v":1665936.8169605057},{"$f":"IF($B$57=\"\",\"\",IF(AND($B$42=\"Straight Line\",C48<=depr_length),$B$57/depr_length,IF(AND($B$42=\"MACRS\",C48<=depr_length+1),$B$57*INDEX(MACRS_Table,MATCH(C48,recovery_year,0),MATCH($B$43,recovery_period,0)),\"\")))","v":62472.630636018963},120263.97881637891,111234.60126845296,102904.91718365044,95174.970352953693,88044.760776362731,81430.991613029517,75333.662862954079,74334.100772777761,74317.441404608151,74334.100772777761,74317.441404608151,74334.100772777761,74317.441404608151,74334.100772777761,74317.441404608151,74334.100772777761,74317.441404608151,74334.100772777761,74317.441404608151,37167.050386388881,1665936.8169605054]
[{"$f":"IF('Cash Flow Analysis'!C74=\"\",\"\",'Cash Flow Analysis'!C74)","v":7},{"$f":"IF(A58=\"\",\"\",IF(A58<1,0,IF(A58=1,$B$44-'Cash Flow Analysis'!I74,-'Cash Flow Analysis'!I74)))","v":1697589.6164827556},{"$f":"IF($B$58=\"\",\"\",IF(AND($B$42=\"Straight Line\",C48<=depr_length),$B$58/depr_length,IF(AND($B$42=\"MACRS\",C48<=depr_length+1),$B$58*INDEX(MACRS_Table,MATCH(C48,recovery_year,0),MATCH($B$43,recovery_period,0)),\"\")))","v":63659.610618103332},122548.99441389013,113348.05869255359,104860.11061013982,96983.294789659834,89717.611231113638,82978.180453677094,76765.002457350216,75746.44868746055,75729.472791295717,75746.44868746055,75729.472791295717,75746.44868746055,75729.472791295717,75746.44868746055,75729.472791295717,75746.44868746055,75729.472791295717,75746.44868746055,75729.472791295717,37873.224343730275,1697589.6164827554]
[{"$f":"IF('Cash Flow Analysis'!C75=\"\",\"\",'Cash Flow Analysis'!C75)","v":8},{"$f":"IF(A59=\"\",\"\",IF(A59<1,0,IF(A59=1,$B$44-'Cash Flow Analysis'!I75,-'Cash Flow Analysis'!I75)))","v":1729843.8191959278},{"$f":"IF($B$59=\"\",\"\",IF(AND($B$42=\"Straight Line\",C48<=depr_length),$B$59/depr_length,IF(AND($B$42=\"MACRS\",C48<=depr_length+1),$B$59*INDEX(MACRS_Table,MATCH(C48,recovery_year,0),MATCH($B$43,recovery_period,0)),\"\")))","v":64869.14321984729},124877.42530775403,115501.67180771209,106852.45271173246,98825.977390663364,91422.245844504781,84554.765882296953,78223.537504039865,77185.631212522305,77168.332774330338,77185.631212522305,77168.332774330338,77185.631212522305,77168.332774330338,77185.631212522305,77168.332774330338,77185.631212522305,77168.332774330338,77185.631212522305,77168.332774330338,38592.815606261152,1729843.8191959278]
[{"$f":"IF('Cash Flow Analysis'!C76=\"\",\"\",'Cash Flow Analysis'!C76)","v":9},{"$f":"IF(A60=\"\",\"\",IF(A60<1,0,IF(A60=1,$B$44-'Cash Flow Analysis'!I76,-'Cash Flow Analysis'!I76)))","v":1762710.8517606503},{"$f":"IF($B$60=\"\",\"\",IF(AND($B$42=\"Straight Line\",C48<=depr_length),$B$60/depr_length,IF(AND($B$42=\"MACRS\",C48<=depr_length+1),$B$60*INDEX(MACRS_Table,MATCH(C48,recovery_year,0),MATCH($B$43,recovery_period,0)),\"\")))","v":66101.656941024383},127250.09638860135,117696.20357205861,108882.64931325536,100703.67096108595,93159.268515550371,86161.306434060592,79709.784716616618,78652.158205560219,78634.531097042607,78652.158205560219,78634.531097042607,78652.158205560219,78634.531097042607,78652.158205560219,78634.531097042607,78652.158205560219,78634.531097042607,78652.158205560219,78634.531097042607,39326.07910278011,1762710.8517606501]
[{"$f":"IF('Cash Flow Analysis'!C77=\"\",\"\",'Cash Flow Analysis'!C77)","v":10},{"$f":"IF(A61=\"\",\"\",IF(A61<1,0,IF(A61=1,$B$44-'Cash Flow Analysis'!I77,-'Cash Flow Analysis'!I77)))","v":1796202.3579441025},{"$f":"IF($B$61=\"\",\"\",IF(AND($B$42=\"Straight Line\",C48<=depr_length),$B$61/depr_length,IF(AND($B$42=\"MACRS\",C48<=depr_length+1),$B$61*INDEX(MACRS_Table,MATCH(C48,recovery_year,0),MATCH($B$43,recovery_period,0)),\"\")))","v":67357.588422903835},129667.84821998476,119932.43143992772,110951.41965020722,102617.04070934658,94929.294617345819,87798.371256307728,81224.270626232319,80146.549211465855,80128.587187886413,80146.549211465855,80128.587187886413,80146.549211465855,80128.587187886413,80146.549211465855,80128.587187886413,80146.549211465855,80128.587187886413,80146.549211465855,80128.587187886413,40073.274605732928,1796202.357944102]
[{"$f":"IF('Cash Flow Analysis'!C78=\"\",\"\",'Cash Flow Analysis'!C78)","v":11},{"$f":"IF(A62=\"\",\"\",IF(A62<1,0,IF(A62=1,$B$44-'Cash Flow Analysis'!I78,-'Cash Flow Analysis'!I78)))","v":1830330.2027450404},{"$f":"IF($B$62=\"\",\"\",IF(AND($B$42=\"Straight Line\",C48<=depr_length),$B$62/depr_length,IF(AND($B$42=\"MACRS\",C48<=depr_length+1),$B$62*INDEX(MACRS_Table,MATCH(C48,recovery_year,0),MATCH($B$43,recovery_period,0)),\"\")))","v":68637.382602939018},132131.53733616447,122211.14763728634,113059.49662356115,104566.76448282416,96732.951215075387,89466.540310177574,82767.531768130735,81669.333646483705,81651.030344456245,81669.333646483705,81651.030344456245,81669.333646483705,81651.030344456245,81669.333646483705,81651.030344456245,81669.333646483705,81651.030344456245,81669.333646483705,81651.030344456245,40834.666823241852,1830330.2027450402]
[{"$f":"IF('Cash Flow Analysis'!C79=\"\",\"\",'Cash Flow Analysis'!C79)","v":12},{"$f":"IF(A63=\"\",\"\",IF(A63<1,0,IF(A63=1,$B$44-'Cash Flow Analysis'!I79,-'Cash Flow Analysis'!I79)))","v":1865106.4765971962},{"$f":"IF($B$63=\"\",\"\",IF(AND($B$42=\"Straight Line\",C48<=depr_length),$B$63/depr_length,IF(AND($B$42=\"MACRS\",C48<=depr_length+1),$B$63*INDEX(MACRS_Table,MATCH(C48,recovery_year,0),MATCH($B$43,recovery_period,0)),\"\")))","v":69941.492872394854},134642.03654555161,124533.15944239478,115207.62705940881,106553.53300799782,98570.877288161821,91166.404576070956,84340.114871725222,83221.050985766895,83202.399921000921,83221.050985766895,83202.399921000921,83221.050985766895,83202.399921000921,83221.050985766895,83202.399921000921,83221.050985766895,83202.399921000921,83221.050985766895,83202.399921000921,41610.525492883447,1865106.476597196]
[{"$f":"IF('Cash Flow Analysis'!C80=\"\",\"\",'Cash Flow Analysis'!C80)","v":13},{"$f":"IF(A64=\"\",\"\",IF(A64<1,0,IF(A64=1,$B$44-'Cash Flow Analysis'!I80,-'Cash Flow Analysis'!I80)))","v":1900543.4996525426},{"$f":"IF($B$64=\"\",\"\",IF(AND($B$42=\"Straight Line\",C48<=depr_length),$B$64/depr_length,IF(AND($B$42=\"MACRS\",C48<=depr_length+1),$B$64*INDEX(MACRS_Table,MATCH(C48,recovery_year,0),MATCH($B$43,recovery_period,0)),\"\")))","v":71270.381236970352},137200.23523991706,126899.28947180026,117396.57197353756,108578.05013514977,100443.72395663688,92898.566263016284,85942.577054287991,84802.250954496456,84783.24551949992,84802.250954496456,84783.24551949992,84802.250954496456,84783.24551949992,84802.250954496456,84783.24551949992,84802.250954496456,84783.24551949992,84802.250954496456,84783.24551949992,42401.125477248228,1900543.4996525431]
[{"$f":"IF('Cash Flow Analysis'!C81=\"\",\"\",'Cash Flow Analysis'!C81)","v":14},{"$f":"IF(A65=\"\",\"\",IF(A65<1,0,IF(A65=1,$B$44-'Cash Flow Analysis'!I81,-'Cash Flow Analysis'!I81)))","v":1936653.8261459407},{"$f":"IF($B$65=\"\",\"\",IF(AND($B$42=\"Straight Line\",C48<=depr_length),$B$65/depr_length,IF(AND($B$42=\"MACRS\",C48<=depr_length+1),$B$65*INDEX(MACRS_Table,MATCH(C48,recovery_year,0),MATCH($B$43,recovery_period,0)),\"\")))","v":72624.518480472776},139807.03970947547,129310.37597176446,119627.10684103475,110641.03308771759,102352.15471181297,94663.63902201358,87575.48601831944,86413.493722631873,86394.127184370402,86413.493722631873,86394.127184370402,86413.493722631873,86394.127184370402,86413.493722631873,86394.127184370402,86413.493722631873,86394.127184370402,86413.493722631873,86394.127184370402,43206.746861315936,1936653.82614594]
[{"$f":"IF('Cash Flow Analysis'!C82=\"\",\"\",'Cash Flow Analysis'!C82)","v":15},{"$f":"IF(A66=\"\",\"\",IF(A66<1,0,IF(A66=1,$B$44-'Cash Flow Analysis'!I82,-'Cash Flow Analysis'!I82)))","v":1973450.2488427139},{"$f":"IF($B$66=\"\",\"\",IF(AND($B$42=\"Straight Line\",C48<=depr_length),$B$66/depr_length,IF(AND($B$42=\"MACRS\",C48<=depr_length+1),$B$66*INDEX(MACRS_Table,MATCH(C48,recovery_year,0),MATCH($B$43,recovery_period,0)),\"\")))","v":74004.384331601774},142463.37346395553,131767.27311522799,121900.02187101444,112743.21271638424,104296.84565133743,96462.248163431854,89239.420252667522,88055.350103361896,88035.615600873454,88055.350103361896,88035.615600873454,88055.350103361896,88035.615600873454,88055.350103361896,88035.615600873454,88055.350103361896,88035.615600873454,88055.350103361896,88035.615600873454,44027.675051680948,1973450.2488427146]
[{"$f":"IF('Cash Flow Analysis'!C83=\"\",\"\",'Cash Flow Analysis'!C83)","v":16},{"$f":"IF(A67=\"\",\"\",IF(A67<1,0,IF(A67=1,$B$44-'Cash Flow Analysis'!I83,-'Cash Flow Analysis'!I83)))","v":2010945.8035707253},{"$f":"IF($B$67=\"\",\"\",IF(AND($B$42=\"Straight Line\",C48<=depr_length),$B$67/depr_length,IF(AND($B$42=\"MACRS\",C48<=depr_length+1),$B$67*INDEX(MACRS_Table,MATCH(C48,recovery_year,0),MATCH($B$43,recovery_period,0)),\"\")))","v":75410.467633902197},145170.17755977067,134270.85130441733,124216.1222865637,114885.33375799554,106278.48571871284,98295.030878537043,90934.969237468205,89728.401755325758,89708.292297290041,89728.401755325758,89708.292297290041,89728.401755325758,89708.292297290041,89728.401755325758,89708.292297290041,89728.401755325758,89708.292297290041,89728.401755325758,89708.292297290041,44864.200877662879,2010945.8035707246]
[{"$f":"IF('Cash Flow Analysis'!C84=\"\",\"\",'Cash Flow Analysis'!C84)","v":17},{"$f":"IF(A68=\"\",\"\",IF(A68<1,0,IF(A68=1,$B$44-'Cash Flow Analysis'!I84,-'Cash Flow Analysis'!I84)))","v":2049153.7738385689},{"$f":"IF($B$68=\"\",\"\",IF(AND($B$42=\"Straight Line\",C48<=depr_length),$B$68/depr_length,IF(AND($B$42=\"MACRS\",C48<=depr_length+1),$B$68*INDEX(MACRS_Table,MATCH(C48,recovery_year,0),MATCH($B$43,recovery_period,0)),\"\")))","v":76843.26651894633},147928.4109334063,136821.99747920124,126576.2286100084,117068.15509939744,108297.77694736837,100162.63646522925,92662.733652980096,91433.24138867695,91412.749850938548,91433.24138867695,91412.749850938548,91433.24138867695,91412.749850938548,91433.24138867695,91412.749850938548,91433.24138867695,91412.749850938548,91433.24138867695,91412.749850938548,45716.620694338475,2049153.7738385687]
[{"$f":"IF('Cash Flow Analysis'!C85=\"\",\"\",'Cash Flow Analysis'!C85)","v":18},{"$f":"IF(A69=\"\",\"\",IF(A69<1,0,IF(A69=1,$B$44-'Cash Flow Analysis'!I85,-'Cash Flow Analysis'!I85)))","v":2088087.6955415017},{"$f":"IF($B$69=\"\",\"\",IF(AND($B$42=\"Straight Line\",C48<=depr_length),$B$69/depr_length,IF(AND($B$42=\"MACRS\",C48<=depr_length+1),$B$69*INDEX(MACRS_Table,MATCH(C48,recovery_year,0),MATCH($B$43,recovery_period,0)),\"\")))","v":78303.288582806315},150739.05074114102,139421.61543130607,128981.17695359857,119292.450046286,110355.43470936838,102065.72655806861,94423.325592386711,93170.472975061813,93149.592098106383,93170.472975061813,93149.592098106383,93170.472975061813,93149.592098106383,93170.472975061813,93149.592098106383,93170.472975061813,93149.592098106383,93170.472975061813,93149.592098106383,46585.236487530907,2088087.6955415015]
[{"$f":"IF('Cash Flow Analysis'!C86=\"\",\"\",'Cash Flow Analysis'!C86)","v":19},{"$f":"IF(A70=\"\",\"\",IF(A70<1,0,IF(A70=1,$B$44-'Cash Flow Analysis'!I86,-'Cash Flow Analysis'!I86)))","v":2127761.36175679},{"$f":"IF($B$70=\"\",\"\",IF(AND($B$42=\"Straight Line\",C48<=depr_length),$B$70/depr_length,IF(AND($B$42=\"MACRS\",C48<=depr_length+1),$B$70*INDEX(MACRS_Table,MATCH(C48,recovery_year,0),MATCH($B$43,recovery_period,0)),\"\")))","v":79791.051065879627},153603.09270522269,142070.62612450085,131431.81931571692,121559.00659716541,112452.18796884635,104004.97536267189,96217.368778642049,94940.711961587964,94919.434347970397,94940.711961587964,94919.434347970397,94940.711961587964,94919.434347970397,94940.711961587964,94919.434347970397,94940.711961587964,94919.434347970397,94940.711961587964,94919.434347970397,47470.355980793982,2127761.36175679]
[{"$f":"IF('Cash Flow Analysis'!C87=\"\",\"\",'Cash Flow Analysis'!C87)","v":20},{"$f":"IF(A71=\"\",\"\",IF(A71<1,0,IF(A71=1,$B$44-'Cash Flow Analysis'!I87,-'Cash Flow Analysis'!I87)))","v":2168188.8276301692},{"$f":"IF($B$71=\"\",\"\",IF(AND($B$42=\"Straight Line\",C48<=depr_length),$B$71/depr_length,IF(AND($B$42=\"MACRS\",C48<=depr_length+1),$B$71*INDEX(MACRS_Table,MATCH(C48,recovery_year,0),MATCH($B$43,recovery_period,0)),\"\")))","v":81307.081036131349},156521.55146662192,144769.96802086639,133929.02388271556,123868.62772251156,114588.77954025444,105981.06989456266,98045.498785436255,96744.585488858153,96722.903600581849,96744.585488858153,96722.903600581849,96744.585488858153,96722.903600581849,96744.585488858153,96722.903600581849,96744.585488858153,96722.903600581849,96744.585488858153,96722.903600581849,48372.292744429076,2168188.8276301692]
[{"$f":"IF('Cash Flow Analysis'!C88=\"\",\"\",'Cash Flow Analysis'!C88)","v":21},{"$f":"IF(A72=\"\",\"\",IF(A72<1,0,IF(A72=1,$B$44-'Cash Flow Analysis'!I88,-'Cash Flow Analysis'!I88)))","v":2209384.4153551422},{"$f":"IF($B$72=\"\",\"\",IF(AND($B$42=\"Straight Line\",C48<=depr_length),$B$72/depr_length,IF(AND($B$42=\"MACRS\",C48<=depr_length+1),$B$72*INDEX(MACRS_Table,MATCH(C48,recovery_year,0),MATCH($B$43,recovery_period,0)),\"\")))","v":82851.915575817824},159495.46094448771,147520.59741326285,136473.67533648713,126222.13164923928,116765.96635151927,107994.71022255936,99908.363262359533,98582.732613146451,98560.638768992882,98582.732613146451,98560.638768992882,98582.732613146451,98560.638768992882,98582.732613146451,98560.638768992882,98582.732613146451,98560.638768992882,98582.732613146451,98560.638768992882,49291.366306573225,2209384.4153551427]
[{"$f":"IF('Cash Flow Analysis'!C89=\"\",\"\",'Cash Flow Analysis'!C89)","v":22},{"$f":"IF(A73=\"\",\"\",IF(A73<1,0,IF(A73=1,$B$44-'Cash Flow Analysis'!I89,-'Cash Flow Analysis'!I89)))","v":2251362.7192468895},{"$f":"IF($B$73=\"\",\"\",IF(AND($B$42=\"Straight Line\",C48<=depr_length),$B$73/depr_length,IF(AND($B$42=\"MACRS\",C48<=depr_length+1),$B$73*INDEX(MACRS_Table,MATCH(C48,recovery_year,0),MATCH($B$43,recovery_period,0)),\"\")))","v":84426.101971758355},162525.87470243295,150323.48876411479,139066.67516788037,128620.35215057479,118984.5197121981,110046.60971678796,101806.62216434434,100455.8045327962,100433.29090560373,100455.8045327962,100433.29090560373,100455.8045327962,100433.29090560373,100455.8045327962,100433.29090560373,100455.8045327962,100433.29090560373,100455.8045327962,100433.29090560373,50227.902266398101,2251362.7192468885]
[{"$f":"IF('Cash Flow Analysis'!C90=\"\",\"\",'Cash Flow Analysis'!C90)","v":23},{"$f":"IF(A74=\"\",\"\",IF(A74<1,0,IF(A74=1,$B$44-'Cash Flow Analysis'!I90,-'Cash Flow Analysis'!I90)))","v":2294138.610912581},{"$f":"IF($B$74=\"\",\"\",IF(AND($B$42=\"Straight Line\",C48<=depr_length),$B$74/depr_length,IF(AND($B$42=\"MACRS\",C48<=depr_length+1),$B$74*INDEX(MACRS_Table,MATCH(C48,recovery_year,0),MATCH($B$43,recovery_period,0)),\"\")))","v":86030.197909221781},165613.86632177923,153179.63505063302,141708.94199607012,131064.13884143575,121245.22558672991,112137.49530140696,103740.94798546692,102364.46481891937,102341.52343281022,102364.46481891937,102341.52343281022,102364.46481891937,102341.52343281022,102364.46481891937,102341.52343281022,102364.46481891937,102341.52343281022,102364.46481891937,102341.52343281022,51182.232409459684,2294138.6109125814]
[{"$f":"IF('Cash Flow Analysis'!C91=\"\",\"\",'Cash Flow Analysis'!C91)","v":24},{"$f":"IF(A75=\"\",\"\",IF(A75<1,0,IF(A75=1,$B$44-'Cash Flow Analysis'!I91,-'Cash Flow Analysis'!I91)))","v":2337727.2445199196},{"$f":"IF($B$75=\"\",\"\",IF(AND($B$42=\"Straight Line\",C48<=depr_length),$B$75/depr_length,IF(AND($B$42=\"MACRS\",C48<=depr_length+1),$B$75*INDEX(MACRS_Table,MATCH(C48,recovery_year,0),MATCH($B$43,recovery_period,0)),\"\")))","v":87664.771669496986},168760.52978189301,156090.04811659502,144401.41189399542,133554.35747942302,123548.88487287775,114268.10771213367,105712.02599719078,104309.38965047881,104286.0123780336,104309.38965047881,104286.0123780336,104309.38965047881,104286.0123780336,104309.38965047881,104286.0123780336,104309.38965047881,104286.0123780336,104309.38965047881,104286.0123780336,52154.694825239407,2337727.2445199192]
[{"$f":"IF('Cash Flow Analysis'!C92=\"\",\"\",'Cash Flow Analysis'!C92)","v":25},{"$f":"IF(A76=\"\",\"\",IF(A76<1,0,IF(A76=1,$B$44-'Cash Flow Analysis'!I92,-'Cash Flow Analysis'!I92)))","v":2382144.0621657982},{"$f":"IF($B$76=\"\",\"\",IF(AND($B$42=\"Straight Line\",C48<=depr_length),$B$76/depr_length,IF(AND($B$42=\"MACRS\",C48<=depr_length+1),$B$76*INDEX(MACRS_Table,MATCH(C48,recovery_year,0),MATCH($B$43,recovery_period,0)),\"\")))","v":89330.402331217425},171966.97984774897,159055.75903081032,147145.03871998136,136091.89027153206,125896.31368546243,116439.20175866422,107720.5544911374,106291.26805383791,106267.44661321625,106291.26805383791,106267.44661321625,106291.26805383791,106267.44661321625,106291.26805383791,106267.44661321625,106291.26805383791,106267.44661321625,106291.26805383791,106267.44661321625,53145.634026918953,2382144.0621657982]
[{"$f":"IF('Cash Flow Analysis'!C93=\"\",\"\",'Cash Flow Analysis'!C93)","v":26},{"$f":"IF(A77=\"\",\"\",IF(A77<1,0,IF(A77=1,$B$44-'Cash Flow Analysis'!I93,-'Cash Flow Analysis'!I93)))","v":2427404.799346948},{"$f":"IF($B$77=\"\",\"\",IF(AND($B$42=\"Straight Line\",C48<=depr_length),$B$77/depr_length,IF(AND($B$42=\"MACRS\",C48<=depr_length+1),$B$77*INDEX(MACRS_Table,MATCH(C48,recovery_year,0),MATCH($B$43,recovery_period,0)),\"\")))","v":91027.679975510546},175234.3524648562,162077.8184523957,149940.79445566097,138677.63618669115,128288.34364548621,118651.54659207883,109767.245026469,108310.80214686082,108286.52809886735,108310.80214686082,108286.52809886735,108310.80214686082,108286.52809886735,108310.80214686082,108286.52809886735,108310.80214686082,108286.52809886735,108310.80214686082,108286.52809886735,54155.40107343041,2427404.7993469476]
[{"$f":"IF('Cash Flow Analysis'!C94=\"\",\"\",'Cash Flow Analysis'!C94)","v":27},{"$f":"IF(A78=\"\",\"\",IF(A78<1,0,IF(A78=1,$B$44-'Cash Flow Analysis'!I94,-'Cash Flow Analysis'!I94)))","v":2473525.4905345398},{"$f":"IF($B$78=\"\",\"\",IF(AND($B$42=\"Straight Line\",C48<=depr_length),$B$78/depr_length,IF(AND($B$42=\"MACRS\",C48<=depr_length+1),$B$78*INDEX(MACRS_Table,MATCH(C48,recovery_year,0),MATCH($B$43,recovery_period,0)),\"\")))","v":92757.205895045234},178563.80516168845,165157.29700299122,152789.66955031853,141312.51127423826,130725.82217475043,120905.92597732831,111852.8226819719,110368.70738765117,110343.97213274581,110368.70738765117,110343.97213274581,110368.70738765117,110343.97213274581,110368.70738765117,110343.97213274581,110368.70738765117,110343.97213274581,110368.70738765117,110343.97213274581,55184.353693825586,2473525.4905345398]
[{"$f":"IF('Cash Flow Analysis'!C95=\"\",\"\",'Cash Flow Analysis'!C95)","v":28},{"$f":"IF(A79=\"\",\"\",IF(A79<1,0,IF(A79=1,$B$44-'Cash Flow Analysis'!I95,-'Cash Flow Analysis'!I95)))","v":2520522.4748546961},{"$f":"IF($B$79=\"\",\"\",IF(AND($B$42=\"Straight Line\",C48<=depr_length),$B$79/depr_length,IF(AND($B$42=\"MACRS\",C48<=depr_length+1),$B$79*INDEX(MACRS_Table,MATCH(C48,recovery_year,0),MATCH($B$43,recovery_period,0)),\"\")))","v":94519.5928070511},181956.51745976051,168295.28564604805,155692.67327177458,143997.4489884488,133209.61279607069,123203.13857089754,113978.02631292936,112465.71282801653,112440.50760326798,112465.71282801653,112440.50760326798,112465.71282801653,112440.50760326798,112465.71282801653,112440.50760326798,112465.71282801653,112440.50760326798,112465.71282801653,112440.50760326798,56232.856414008267,2520522.4748546961]
[{"$f":"IF('Cash Flow Analysis'!C96=\"\",\"\",'Cash Flow Analysis'!C96)","v":29},{"$f":"IF(A80=\"\",\"\",IF(A80<1,0,IF(A80=1,$B$44-'Cash Flow Analysis'!I96,-'Cash Flow Analysis'!I96)))","v":2568412.4018769348},{"$f":"IF($B$80=\"\",\"\",IF(AND($B$42=\"Straight Line\",C48<=depr_length),$B$80/depr_length,IF(AND($B$42=\"MACRS\",C48<=depr_length+1),$B$80*INDEX(MACRS_Table,MATCH(C48,recovery_year,0),MATCH($B$43,recovery_period,0)),\"\")))","v":96315.465070385049},185413.69129149592,171492.89607332292,158650.83406393827,146733.4005192293,135740.59543919601,125543.99820374457,116143.608812875,114602.56137174883,114576.87724773005,114602.56137174883,114576.87724773005,114602.56137174883,114576.87724773005,114602.56137174883,114576.87724773005,114602.56137174883,114576.87724773005,114602.56137174883,114576.87724773005,57301.280685874415,2568412.4018769353]
[{"$f":"IF('Cash Flow Analysis'!C97=\"\",\"\",'Cash Flow Analysis'!C97)","v":30},{"$f":"IF(A81=\"\",\"\",IF(A81<1,0,IF(A81=1,$B$44-'Cash Flow Analysis'!I97,-'Cash Flow Analysis'!I97)))","v":2617212.2375125964},{"$f":"IF($B$81=\"\",\"\",IF(AND($B$42=\"Straight Line\",C48<=depr_length),$B$81/depr_length,IF(AND($B$42=\"MACRS\",C48<=depr_length+1),$B$81*INDEX(MACRS_Table,MATCH(C48,recovery_year,0),MATCH($B$43,recovery_period,0)),\"\")))","v":98145.458906722357},188936.55142603433,174751.26109871606,161665.19991115309,149521.33512909463,138319.66675254071,127929.33416961571,118350.33738031962,116780.01003781206,116753.83791543692,116780.01003781206,116753.83791543692,116780.01003781206,116753.83791543692,116780.01003781206,116753.83791543692,116780.01003781206,116753.83791543692,116780.01003781206,116753.83791543692,58390.005018906028,2617212.2375125955]
[{"$f":"IF('Cash Flow Analysis'!C98=\"\",\"\",'Cash Flow Analysis'!C98)","v":31},{"$f":"IF(A82=\"\",\"\",IF(A82<1,0,IF(A82=1,$B$44-'Cash Flow Analysis'!I98,-'Cash Flow Analysis'!I98)))","v":2666939.2700253362},{"$f":"IF($B$82=\"\",\"\",IF(AND($B$42=\"Straight Line\",C48<=depr_length),$B$82/depr_length,IF(AND($B$42=\"MACRS\",C48<=depr_length+1),$B$82*INDEX(MACRS_Table,MATCH(C48,recovery_year,0),MATCH($B$43,recovery_period,0)),\"\")))","v":100010.2226259501},192526.34590312903,178071.5350595917,164736.83870946502,152362.24049654746,140947.74042083902,130359.99151883843,120598.9937905457,118998.8302285305,118972.16083583023,118998.8302285305,118972.16083583023,118998.8302285305,118972.16083583023,118998.8302285305,118972.16083583023,118998.8302285305,118972.16083583023,118998.8302285305,118972.16083583023,59499.415114265248,2666939.2700253357]
[{"$f":"IF('Cash Flow Analysis'!C99=\"\",\"\",'Cash Flow Analysis'!C99)","v":32},{"$f":"IF(A83=\"\",\"\",IF(A83<1,0,IF(A83=1,$B$44-'Cash Flow Analysis'!I99,-'Cash Flow Analysis'!I99)))","v":2717611.1161558176},{"$f":"IF($B$83=\"\",\"\",IF(AND($B$42=\"Straight Line\",C48<=depr_length),$B$83/depr_length,IF(AND($B$42=\"MACRS\",C48<=depr_length+1),$B$83*INDEX(MACRS_Table,MATCH(C48,recovery_year,0),MATCH($B$43,recovery_period,0)),\"\")))","v":101910.41685584316},196184.34647528848,181454.89422572393,167866.83864494486,155257.12306598187,143625.74748883495,132836.83135769636,122890.37467256609,121259.80800287258,121232.63189171102,121259.80800287258,121232.63189171102,121259.80800287258,121232.63189171102,121259.80800287258,121232.63189171102,121259.80800287258,121232.63189171102,121259.80800287258,121232.63189171102,60629.904001436291,2717611.1161558172]
[{"$f":"IF('Cash Flow Analysis'!C100=\"\",\"\",'Cash Flow Analysis'!C100)","v":33},{"$f":"IF(A84=\"\",\"\",IF(A84<1,0,IF(A84=1,$B$44-'Cash Flow Analysis'!I100,-'Cash Flow Analysis'!I100)))","v":2769245.727362778},{"$f":"IF($B$84=\"\",\"\",IF(AND($B$42=\"Straight Line\",C48<=depr_length),$B$84/depr_length,IF(AND($B$42=\"MACRS\",C48<=depr_length+1),$B$84*INDEX(MACRS_Table,MATCH(C48,recovery_year,0),MATCH($B$43,recovery_period,0)),\"\")))","v":103846.71477610417},199911.84905831897,184902.53721601269,171056.30857919878,158207.0084042355,146354.63669112281,135360.73115349258,125225.29179134483,123563.74435492716,123536.05189765352,123563.74435492716,123536.05189765352,123563.74435492716,123536.05189765352,123563.74435492716,123536.05189765352,123563.74435492716,123536.05189765352,123563.74435492716,123536.05189765352,61781.872177463578,2769245.7273627776]
[{"$f":"IF('Cash Flow Analysis'!C101=\"\",\"\",'Cash Flow Analysis'!C101)","v":34},{"$f":"IF(A85=\"\",\"\",IF(A85<1,0,IF(A85=1,$B$44-'Cash Flow Analysis'!I101,-'Cash Flow Analysis'!I101)))","v":2821861.3961826703},{"$f":"IF($B$85=\"\",\"\",IF(AND($B$42=\"Straight Line\",C48<=depr_length),$B$85/depr_length,IF(AND($B$42=\"MACRS\",C48<=depr_length+1),$B$85*INDEX(MACRS_Table,MATCH(C48,recovery_year,0),MATCH($B$43,recovery_period,0)),\"\")))","v":105819.80235685014},203710.17419042697,188415.68542311687,174306.37844220354,161212.94156391596,149135.37478825412,137932.58504540892,127604.57233538036,125911.45549767074,125883.23688370892,125911.45549767074,125883.23688370892,125911.45549767074,125883.23688370892,125911.45549767074,125883.23688370892,125911.45549767074,125883.23688370892,125911.45549767074,125883.23688370892,62955.727748835372,2821861.3961826703]
[{"$f":"IF('Cash Flow Analysis'!C102=\"\",\"\",'Cash Flow Analysis'!C102)","v":35},{"$f":"IF(A86=\"\",\"\",IF(A86<1,0,IF(A86=1,$B$44-'Cash Flow Analysis'!I102,-'Cash Flow Analysis'!I102)))","v":2875476.762710141},{"$f":"IF($B$86=\"\",\"\",IF(AND($B$42=\"Straight Line\",C48<=depr_length),$B$86/depr_length,IF(AND($B$42=\"MACRS\",C48<=depr_length+1),$B$86*INDEX(MACRS_Table,MATCH(C48,recovery_year,0),MATCH($B$43,recovery_period,0)),\"\")))","v":107830.37860163029},207580.66750004509,191995.58344615612,177618.19963260539,164275.98745363037,151968.94690923096,140553.30416127169,130029.05920975258,128303.77315212649,128275.01838449939,128303.77315212649,128275.01838449939,128303.77315212649,128275.01838449939,128303.77315212649,128275.01838449939,128303.77315212649,128275.01838449939,128303.77315212649,128275.01838449939,64151.886576063247,2875476.7627101419]
[{"$f":"IF('Cash Flow Analysis'!C103=\"\",\"\",'Cash Flow Analysis'!C103)","v":36},{"$f":"IF(A87=\"\",\"\",IF(A87<1,0,IF(A87=1,$B$44-'Cash Flow Analysis'!I103,-'Cash Flow Analysis'!I103)))","v":2930110.8212016337},{"$f":"IF($B$87=\"\",\"\",IF(AND($B$42=\"Straight Line\",C48<=depr_length),$B$87/depr_length,IF(AND($B$42=\"MACRS\",C48<=depr_length+1),$B$87*INDEX(MACRS_Table,MATCH(C48,recovery_year,0),MATCH($B$43,recovery_period,0)),\"\")))","v":109879.15579506126},211524.70018254596,195643.49953163308,180992.9454256249,167397.23121524934,154856.35690050633,143223.81694033585,132499.61133473789,130741.5448420169,130712.24373380486,130741.5448420169,130712.24373380486,130741.5448420169,130712.24373380486,130741.5448420169,130712.24373380486,130741.5448420169,130712.24373380486,130741.5448420169,130712.24373380486,65370.772421008449,2930110.8212016332]
[{"$f":"IF('Cash Flow Analysis'!C104=\"\",\"\",'Cash Flow Analysis'!C104)","v":37},{"$f":"IF(A88=\"\",\"\",IF(A88<1,0,IF(A88=1,$B$44-'Cash Flow Analysis'!I104,-'Cash Flow Analysis'!I104)))","v":2985782.9268044648},{"$f":"IF($B$88=\"\",\"\",IF(AND($B$42=\"Straight Line\",C48<=depr_length),$B$88/depr_length,IF(AND($B$42=\"MACRS\",C48<=depr_length+1),$B$88*INDEX(MACRS_Table,MATCH(C48,recovery_year,0),MATCH($B$43,recovery_period,0)),\"\")))","v":111966.85975516743},215543.66948601432,199360.7260227341,184431.81138871179,170577.77860833908,157798.62768161597,145945.06946220223,135017.10395009789,133225.63419401521,133195.77636474717,133225.63419401521,133195.77636474717,133225.63419401521,133195.77636474717,133225.63419401521,133195.77636474717,133225.63419401521,133195.77636474717,133225.63419401521,133195.77636474717,66612.817097007603,2985782.9268044643]
[{"$f":"IF('Cash Flow Analysis'!C105=\"\",\"\",'Cash Flow Analysis'!C105)","v":38},{"$f":"IF(A89=\"\",\"\",IF(A89<1,0,IF(A89=1,$B$44-'Cash Flow Analysis'!I105,-'Cash Flow Analysis'!I105)))","v":3042512.8024137486},{"$f":"IF($B$89=\"\",\"\",IF(AND($B$42=\"Straight Line\",C48<=depr_length),$B$89/depr_length,IF(AND($B$42=\"MACRS\",C48<=depr_length+1),$B$89*INDEX(MACRS_Table,MATCH(C48,recovery_year,0),MATCH($B$43,recovery_period,0)),\"\")))","v":114094.23009051557},219638.99920624853,203148.57981716597,187936.01580509724,173818.75640189747,160796.80160756662,148718.02578198403,137582.42892514972,135756.92124370145,135726.49611567732,135756.92124370145,135726.49611567732,135756.92124370145,135726.49611567732,135756.92124370145,135726.49611567732,135756.92124370145,135726.49611567732,135756.92124370145,135726.49611567732,67878.460621850725,3042512.802413749]
[{"$f":"IF('Cash Flow Analysis'!C106=\"\",\"\",'Cash Flow Analysis'!C106)","v":39},{"$f":"IF(A90=\"\",\"\",IF(A90<1,0,IF(A90=1,$B$44-'Cash Flow Analysis'!I106,-'Cash Flow Analysis'!I106)))","v":3100320.5456596105},{"$f":"IF($B$90=\"\",\"\",IF(AND($B$42=\"Straight Line\",C48<=depr_length),$B$90/depr_length,IF(AND($B$42=\"MACRS\",C48<=depr_length+1),$B$90*INDEX(MACRS_Table,MATCH(C48,recovery_year,0),MATCH($B$43,recovery_period,0)),\"\")))","v":116262.02046223539},223812.1401911673,207008.40283369218,191506.80010539413,177121.31277353354,163851.94083811043,151543.66827184177,140196.4950747276,138336.30274733182,138305.29954187523,138336.30274733182,138305.29954187523,138336.30274733182,138305.29954187523,138336.30274733182,138305.29954187523,138336.30274733182,138305.29954187523,138336.30274733182,138305.29954187523,69168.151373665911,3100320.545659611]
[{"$f":"IF('Cash Flow Analysis'!C107=\"\",\"\",'Cash Flow Analysis'!C107)","v":40},{"$f":"IF(A91=\"\",\"\",IF(A91<1,0,IF(A91=1,$B$44-'Cash Flow Analysis'!I107,-'Cash Flow Analysis'!I107)))","v":3159226.6360271433},{"$f":"IF($B$91=\"\",\"\",IF(AND($B$42=\"Straight Line\",C48<=depr_length),$B$91/depr_length,IF(AND($B$42=\"MACRS\",C48<=depr_length+1),$B$91*INDEX(MACRS_Table,MATCH(C48,recovery_year,0),MATCH($B$43,recovery_period,0)),\"\")))","v":118470.99885101787},228064.5708547995,210941.56248753236,195145.42930739664,180486.61771623071,166965.12771403452,154422.99796900677,142860.22848114744,140964.69249953114,140933.10023317084,140964.69249953114,140933.10023317084,140964.69249953114,140933.10023317084,140964.69249953114,140933.10023317084,140964.69249953114,140933.10023317084,140964.69249953114,140933.10023317084,70482.346249765571,3159226.6360271424]
[{"$f":"IF('Cash Flow Analysis'!C108=\"\",\"\",'Cash Flow Analysis'!C108)","v":""},{"$f":"IF(A92=\"\",\"\",IF(A92<1,0,IF(A92=1,$B$44-'Cash Flow Analysis'!I108,-'Cash Flow Analysis'!I108)))","v":""},{"$f":"IF($B$92=\"\",\"\",IF(AND($B$42=\"Straight Line\",C48<=depr_length),$B$92/depr_length,IF(AND($B$42=\"MACRS\",C48<=depr_length+1),$B$92*INDEX(MACRS_Table,MATCH(C48,recovery_year,0),MATCH($B$43,recovery_period,0)),\"\")))","v":""},"","","","","","","","","","","","","","","","","","","","",0]
[]
[]
["DEPRECIATION CHARGES TO CASH FLOW TAB"]
["Operation Year","Depreciation Charge","Post Analysis Depreciation"]
[{"$f":"IF('Cash Flow Analysis'!C65=\"\",\"\",'Cash Flow Analysis'!C65)","v":-3},{"$f":"C49","v":0},{"$f":"IF(A97=\"\",B97,0)","v":0}]
[{"$f":"IF('Cash Flow Analysis'!C66=\"\",\"\",'Cash Flow Analysis'!C66)","v":-2},{"$f":"SUM(D49,C50)","v":0},0]
[{"$f":"IF('Cash Flow Analysis'!C67=\"\",\"\",'Cash Flow Analysis'!C67)","v":-1},{"$f":"SUM(E49,D50,C51)","v":0},0]
[{"$f":"IF('Cash Flow Analysis'!C68=\"\",\"\",'Cash Flow Analysis'!C68)","v":1},{"$f":"SUM(F49,E50,D51,C52)","v":10906613.885611122},0]
[{"$f":"IF('Cash Flow Analysis'!C69=\"\",\"\",'Cash Flow Analysis'!C69)","v":2},{"$f":"SUM(G49,F50,E51,D52,C53)","v":21053900.780832745},0]
[{"$f":"IF('Cash Flow Analysis'!C70=\"\",\"\",'Cash Flow Analysis'!C70)","v":3},{"$f":"SUM(H49,G50,F51,E52,D53,C54)","v":19590174.521407306},0]
[{"$f":"IF('Cash Flow Analysis'!C71=\"\",\"\",'Cash Flow Analysis'!C71)","v":4},{"$f":"SUM(I49,H50,G51,F52,E53,D54,C55)","v":18242368.01229167},0]
[{"$f":"IF('Cash Flow Analysis'!C72=\"\",\"\",'Cash Flow Analysis'!C72)","v":5},{"$f":"SUM(J49,I50,H51,G52,F53,E54,D55,C56)","v":16993561.168856382},0]
[{"$f":"IF('Cash Flow Analysis'!C73=\"\",\"\",'Cash Flow Analysis'!C73)","v":6},{"$f":"SUM(K49,J50,I51,H52,G53,F54,E55,D56,C57)","v":15844201.861033663},0]
[{"$f":"IF('Cash Flow Analysis'!C74=\"\",\"\",'Cash Flow Analysis'!C74)","v":7},{"$f":"SUM(L49,K50,J51,I52,H53,G54,F55,E56,D57,C58)","v":14780204.316436937},0]
[{"$f":"IF('Cash Flow Analysis'!C75=\"\",\"\",'Cash Flow Analysis'!C75)","v":8},{"$f":"SUM(M49,L50,K51,J52,I53,H54,G55,F56,E57,D58,C59)","v":13801956.329812299},0]
[{"$f":"IF('Cash Flow Analysis'!C76=\"\",\"\",'Cash Flow Analysis'!C76)","v":9},{"$f":"SUM(N49,M50,L51,K52,J53,I54,H55,G56,F57,E58,D59,C60)","v":13709671.415617496},0]
[{"$f":"IF('Cash Flow Analysis'!C77=\"\",\"\",'Cash Flow Analysis'!C77)","v":10},{"$f":"SUM(O49,N50,M51,L52,K53,J54,I55,H56,G57,F58,E59,D60,C61)","v":13789619.019379474},0]
[{"$f":"IF('Cash Flow Analysis'!C78=\"\",\"\",'Cash Flow Analysis'!C78)","v":11},{"$f":"SUM(P49,O50,N51,M52,L53,K54,J55,I56,H57,G58,F59,E60,D61,C62)","v":13876942.297344029},0]
[{"$f":"IF('Cash Flow Analysis'!C79=\"\",\"\",'Cash Flow Analysis'!C79)","v":12},{"$f":"SUM(Q49,P50,O51,N52,M53,L54,K55,J56,I57,H58,G59,F60,E61,D62,C63)","v":13960068.047858812},0]
[{"$f":"IF('Cash Flow Analysis'!C80=\"\",\"\",'Cash Flow Analysis'!C80)","v":13},{"$f":"SUM(R49,Q50,P51,O52,N53,M54,L55,K56,J57,I58,H59,G60,F61,E62,D63,C64)","v":14050629.857364472},0]
[{"$f":"IF('Cash Flow Analysis'!C81=\"\",\"\",'Cash Flow Analysis'!C81)","v":14},{"$f":"SUM(S49,R50,Q51,P52,O53,N54,M55,L56,K57,J58,I59,H60,G61,F62,E63,D64,C65)","v":14137055.671519641},0]
[{"$f":"IF('Cash Flow Analysis'!C82=\"\",\"\",'Cash Flow Analysis'!C82)","v":15},{"$f":"SUM(T49,S50,R51,Q52,P53,O54,N55,M56,L57,K58,J59,I60,H61,G62,F63,E64,D65,C66)","v":14230980.245874861},0]
[{"$f":"IF('Cash Flow Analysis'!C83=\"\",\"\",'Cash Flow Analysis'!C83)","v":16},{"$f":"SUM(U49,T50,S51,R52,Q53,P54,O55,N56,M57,L58,K59,J60,I61,H62,G63,F64,E65,D66,C67)","v":14320832.71741173},0]
[{"$f":"IF('Cash Flow Analysis'!C84=\"\",\"\",'Cash Flow Analysis'!C84)","v":17},{"$f":"SUM(V49,U50,T51,S52,R53,Q54,P55,O56,N57,M58,L59,K60,J61,I62,H63,G64,F65,E66,D67,C68)","v":14418249.055638898},0]
[{"$f":"IF('Cash Flow Analysis'!C85=\"\",\"\",'Cash Flow Analysis'!C85)","v":18},{"$f":"SUM(W49,V50,U51,T52,S53,R54,Q55,P56,O57,N58,M59,L60,K61,J62,I63,H64,G65,F66,E67,D68,C69)","v":14511659.63456128},0]
[{"$f":"IF('Cash Flow Analysis'!C86=\"\",\"\",'Cash Flow Analysis'!C86)","v":19},14612701.684214287,0]
[{"$f":"IF('Cash Flow Analysis'!C87=\"\",\"\",'Cash Flow Analysis'!C87)","v":20},14709806.863079607,0]
[{"$f":"IF('Cash Flow Analysis'!C88=\"\",\"\",'Cash Flow Analysis'!C88)","v":21},8325905.5557282185,0]
[{"$f":"IF('Cash Flow Analysis'!C89=\"\",\"\",'Cash Flow Analysis'!C89)","v":22},1906575.7455581799,0]
[{"$f":"IF('Cash Flow Analysis'!C90=\"\",\"\",'Cash Flow Analysis'!C90)","v":23},1942800.6847237854,0]
[{"$f":"IF('Cash Flow Analysis'!C91=\"\",\"\",'Cash Flow Analysis'!C91)","v":24},1979713.8977335372,0]
[{"$f":"IF('Cash Flow Analysis'!C92=\"\",\"\",'Cash Flow Analysis'!C92)","v":25},2017328.4617904744,0]
[{"$f":"IF('Cash Flow Analysis'!C93=\"\",\"\",'Cash Flow Analysis'!C93)","v":26},2055657.7025644935,0]
[{"$f":"IF('Cash Flow Analysis'!C94=\"\",\"\",'Cash Flow Analysis'!C94)","v":27},2094715.1989132185,0]
[{"$f":"IF('Cash Flow Analysis'!C95=\"\",\"\",'Cash Flow Analysis'!C95)","v":28},2134514.7876925697,0]
[{"$f":"IF('Cash Flow Analysis'!C96=\"\",\"\",'Cash Flow Analysis'!C96)","v":29},2175070.5686587286,0]
[{"$f":"IF('Cash Flow Analysis'!C97=\"\",\"\",'Cash Flow Analysis'!C97)","v":30},2216396.909463244,0]
[{"$f":"IF('Cash Flow Analysis'!C98=\"\",\"\",'Cash Flow Analysis'!C98)","v":31},2258508.4507430457,0]
[{"$f":"IF('Cash Flow Analysis'!C99=\"\",\"\",'Cash Flow Analysis'!C99)","v":32},2301420.1113071637,0]
[{"$f":"IF('Cash Flow Analysis'!C100=\"\",\"\",'Cash Flow Analysis'!C100)","v":33},2345147.0934219998,0]
[{"$f":"IF('Cash Flow Analysis'!C101=\"\",\"\",'Cash Flow Analysis'!C101)","v":34},2389704.8881970174,0]
[{"$f":"IF('Cash Flow Analysis'!C102=\"\",\"\",'Cash Flow Analysis'!C102)","v":35},2435109.2810727605,0]
[{"$f":"IF('Cash Flow Analysis'!C103=\"\",\"\",'Cash Flow Analysis'!C103)","v":36},2481376.3574131429,0]
[{"$f":"IF('Cash Flow Analysis'!C104=\"\",\"\",'Cash Flow Analysis'!C104)","v":37},2528522.5082039922,0]
[{"$f":"IF('Cash Flow Analysis'!C105=\"\",\"\",'Cash Flow Analysis'!C105)","v":38},2576564.4358598678,0]
[{"$f":"IF('Cash Flow Analysis'!C106=\"\",\"\",'Cash Flow Analysis'!C106)","v":39},2625519.1601412063,0]
[{"$f":"IF('Cash Flow Analysis'!C107=\"\",\"\",'Cash Flow Analysis'!C107)","v":40},2675404.0241838885,0]
[{"$f":"IF('Cash Flow Analysis'!C108=\"\",\"\",'Cash Flow Analysis'!C108)","v":""},2605514.7528141951,2605514.7528141951]
["Totals",{"$f":"SUM(B97:B140)","v":355612667.96233124},{"$f":"SUM(C97:C140)","v":2605514.7528141951}]
[]
[{"$f":"IF('Cash Flow Analysis'!C109=\"\",\"\",'Cash Flow Analysis'!C109)","v":""}]
["Remaining Book Value Calculation for Greater than 40-year Plant Life "]
["Year after 40","Depreciation Charge"]
[1,{"$f":"SUM(D92,E91,F90,G89,H88,I87,J86,K85,L84,M83,N82,O81,P80,Q79,R78,S77,T76,U75,V74,W73)","v":2422621.7354166242}]
[2,{"$f":"SUM(E92,F91,G90,H89,I88,J87,K86,L85,M84,N83,O82,P81,Q80,R79,S78,T77,U76,V75,W74)","v":2253702.0962147443}]
[3,{"$f":"SUM(F92,G91,H90,I89,J88,K87,L86,M85,N84,O83,P82,Q81,R80,S79,T78,U77,V76,W75)","v":2097669.2435785877}]
[4,{"$f":"SUM(G92,H91,I90,J89,K88,L87,M86,N85,O84,P83,Q82,R81,S80,T79,U78,V77,W76)","v":1953609.0957537412}]
[5,{"$f":"SUM(H92,I91,J90,K89,L88,M87,N86,O85,P84,Q83,R82,S81,T80,U79,V78,W77)","v":1820590.2034324617}]
[6,{"$f":"SUM(I92,J91,K90,L89,M88,N87,O86,P85,Q84,R83,S82,T81,U80,V79,W78)","v":1697824.3823672598}]
[7,{"$f":"SUM(J92,K91,L90,M89,N88,O87,P86,Q85,R84,S83,T82,U81,V80,W79)","v":1584508.472809949}]
[8,{"$f":"SUM(K92,L91,M90,N89,O88,P87,Q86,R85,S84,T83,U82,V81,W80)","v":1470971.1121363153}]
[9,{"$f":"SUM(L92,M91,N90,O89,P88,Q87,R86,S85,T84,U83,V82,W81)","v":1355308.7341293045}]
[10,{"$f":"SUM(M92,N91,O90,P89,Q88,R87,S86,T85,U84,V83,W82)","v":1237416.5784207387}]
[11,{"$f":"SUM(N92,O91,P90,Q89,R88,S87,T86,U85,V84,W83)","v":1117316.6642731319}]
[12,{"$f":"SUM(O92,P91,Q90,R89,S88,T87,U86,V85,W84)","v":994902.659237299}]
[13,{"$f":"SUM(P92,Q91,R90,S89,T88,U87,V86,W85)","v":870194.9806252066}]
[14,{"$f":"SUM(Q92,R91,S90,T89,U88,V87,W86)","v":743085.6636000633}]
[15,{"$f":"SUM(R92,S91,T90,U89,V88,W87)","v":613593.46207086346}]
[16,{"$f":"SUM(S92,T91,U90,V89,W88)","v":481608.71619318757}]
[17,{"$f":"SUM(T92,U91,V90,W89)","v":347148.45266325708}]
[18,{"$f":"SUM(U92,V91,W90)","v":210101.25160683674}]
[19,{"$f":"SUM(V92,W91)","v":70482.346249765571}]
[20,{"$f":"SUM(W92)","v":0}]
["Totals",{"$f":"SUM(B146:B165)","v":23342655.85077934}]

{"sheet":"Constants and Conversions","index":17,"n_rows":31,"n_cols":5,"rows_kept":31,"cut":false,"hidden":false,"merged":[]}
["To Convert From","To","Multiply by:"]
["General"]
["miles","km",1.6093,"km/mile"]
["gallons","liters",3.7850000000000001,"L/gal"]
["MPG","kWh/km",1.8263969224024776E-2,"(kWh/km)/MPG"]
["scf","Nm3",2.6852999999999998E-2,"Nm3/scf","60 degrees F, 1 atm"]
["lb","kg",{"$f":"1/2.205","v":0.45351473922902491},"kg/lb"]
["ncf","Nm3",2.8316999999999998E-2,"Nm3/ncf","0 degrees C (32 F), 1 atm"]
["MPa","psi",145.03800000000001,"psi/MPa"]
[]
["Energy"]
["MJ","kWh",0.27777777777777779]
["gallon of gasoline eq (GGE) -conventional gasoline","kWh",34.022625288888882]
["kg H2 (LHV)","GGE",0.97933196399532141]
["kg H2 (LHV)","kWh",{"$f":"kgH2_to_GJ*MJ_to_kWh*1000","v":33.392121748655818}]
["kg H2 (LHV)","GJ",{"$f":"H2_LHV_MJ_p_kg/1000","v":0.12021163829516093}]
["btu ","kWh",2.9308323563892143E-4]
["mmBTU","GJ",1.0549999999999999]
[]
[]
["Greenhouse Gas Emissions Factors",null,"IPCC Fourth Assessment Report: Climate Change 2007 (http://www.ipcc.ch/publications_and_data/ar4/wg1/en/ch2s2-10-2.html) Table 2.14 100-year potential"]
["CO2",1]
["CH4",25]
["N2O",298]
[]
[]
["Energy Feedstock Conversions"]
["Usage unit","Conversion from $/GJ"]
["mmBtu",{"$f":"mmBTU_to_GJ","v":1.0549999999999999}]
["kWh",{"$f":"1/MJ_to_kWh/1000","v":3.5999999999999995E-3}]
["GJ",1]

{"sheet":"Lists","index":18,"n_rows":80,"n_cols":29,"rows_kept":80,"cut":false,"hidden":false,"merged":[]}
["Cancelled"]
[null,null,null,null,null,null,null,null,null,"Price_Tables"]
["Use_Default",null,"Yes_No",null,"Temp_var_location",null,"Sensitivity_Variables",null,null,"AEO_2009_Reference_Case",null,null,"Import_Variable_List",null,"Input_Value_Defaults",null,"Default used?","Export_Variable_List",null,"CO2_Location",null,"CO2_Terrain",null,null,"CO2_Value_Defaults",null,"Default used?","Scaling_Method_Defaults"]
["Use H2A Value",null,"Yes",null,100000,null,"Operating Capacity Factor (fraction)","cap_factor",null,"AEO_2013_Reference_Case",null,null,"title",null,{"$f":"M7","v":"ref_year"},2016,true,"title",null,1,"USA, Canada, Europe, Japan, Australia","cultivated land",1.1000000000000001,null,"CO2_Capture_Efficiency",0.9,false,"Engin","Skip"]
["Enter Value",null,"No",null,null,null,"Plant Design Capacity (kg of H2/day)","design_cap",null,"AEO_2013_High_Price_Case",null,null,"cap_factor",null,{"$f":"M18","v":"depr_type"},"MACRS",true,"H2_Price_real",null,1.2,"UK","grassland",1,null,"CO2_MaintFactor",0.04,true,"Site_prep","Skip"]
[null,null,null,null,null,null,"Assumed start-up year","startup_year",null,"AEO_2014_Reference_Case",null,null,"design_cap",null,{"$f":"M19","v":"equity"},0.4,true,"H2_Price_nominal",null,null,null,"wooded",1.05,null,"CO2_Pin_psia",14.7,true,"Process_cont","Skip"]
["Add_As_List",null,"Feed_Type_List",null,null,null,"Length of Construction Period (years)","construct",null,"AEO_2017_Reference_Case",null,null,"ref_year",null,{"$f":"M25","v":"decom_percent"},0.1,true,"result_cap_contr",null,null,null,"jungle",1.1000000000000001,null,"CO2_credit",0,true,"Project_cont","Skip"]
["Feedstock",null,"Feed",null,null,null,"Start-up Time (years)","start_time",null,null,null,null,"startup_year",null,"salvage_perct",0.1,true,"result_decom_contr",null,null,null,"stony desert",1.1000000000000001,null,"n_CO2_pumps",1,true,"Fees","Skip"]
["Utility",null,"Utility",null,null,null,"Plant life (years)","plant_life",null,null,null,null,"construct",null,"inflation_rate",1.9E-2,true,"result_fixed_o_m_contr",null,null,null,"<20% Mountainous",1.3,null,"CO2_PipeLength",100,true,"Other_indirect","Skip"]
["Byproduct",null,"Feed Utility",null,null,null,"Decommissioning costs (fraction of depreciable capital investment)","decom_percent",null,null,null,null,"percent_cap1",null,"real_irr",0.08,true,"result_feed_contr",null,null,null,">50% Mountainous",1.5,null,"CO2_Pump_Eff",0.75,true,"Permitting","Skip"]
[null,null,"Feed Utility Byprod",null,null,null,"Salvage value (fraction of total capital investment)","salvage_perct",null,"Price_Table_in_Use","Energy_Feed_List",null,"percent_cap2",null,"state_tax_rate",0.06,true,"result_byprod_contr",null,null,null,null,null,null,"CO2_ControlSystem","Yes",true,"acre_cost","Use Baseline Value"]
[null,null,"Byproduct",null,null,null,"Inflation rate (fraction)","inflation_rate",null,{"$f":"TMP_PriceTable","v":"AEO_2017_Reference_Case"},{"$f":"J12&\"_Feeds\"","v":"AEO_2017_Reference_Case_Feeds"},null,"percent_cap3",null,"fed_tax_rate",0.21,true,"result_other_var_contr",null,null,null,null,null,null,"CO2_SurgeTank","Yes",true,"acres","Use Scale Factor"]
[null,null,null,null,null,null,"After-tax Real IRR (fraction)","real_irr",null,null,"Energy_Feed_Years",null,"percent_cap4",null,"WorkingCap",0.15,true,"result_other_mat_contr",null,null,null,null,null,null,"CO2_PipeElevation",0,true,"FTEs",0.25]
["Delete_As_List",null,"ColorList",null,null,null,"State Taxes (fraction)","state_tax_rate",null,null,{"$f":"J12&\"_Years\"","v":"AEO_2017_Reference_Case_Years"},null,"start_time",null,"overhead_rate",0.2,true,"cap_factor",null,null,null,null,null,null,"CO2_Pipeline_Temp",53,true,"FTE_cost","Use Baseline Value"]
["Energy Feedstock",null,"Input",null,null,null,"Federal Taxes (fraction)","fed_tax_rate",null,null,null,null,"plant_life",null,"tax_ins_rate",0.02,true,"design_cap",null,null,null,null,null,null,null,null,null,"licensing","Use Scale Factor"]
["Energy Utility",null,"Calculated",null,null,null,"WORKING CAPITAL (fraction of yearly change in operating costs)","WorkingCap",null,null,null,null,"anal_period",null,"royalties",0,null,"ref_year",null,null,null,null,null,null,null,null,null,"rent","Use Scale Factor"]
["Energy Byproduct",null,"Error",null,null,null,"Total Direct Capital Cost","direct_cap",null,null,null,null,"depr_length",null,"operator_profit",0,null,"startup_year",null,null,null,null,null,null,null,null,null,"material","Use Scale Factor"]
["Other Feed",null,"Information",null,null,null,"Total Capital Investment","total_cap",null,null,null,null,"depr_type",null,"tax_credit",0,null,"construct",null,null,null,null,null,null,null,null,null,"prod_maint","Use Scale Factor"]
["Other Byproduct",null,"UserInfo",null,null,null,"Total Fixed Operating Cost","fixed",null,null,null,null,"equity",null,"Proc_CO2_tax",0,null,"percent_cap1",null,null,null,null,null,null,null,null,null,"other_fees","Use Scale Ratio"]
["All",null,null,null,null,null,"Cost of land ($/acre)","acre_cost",null,null,null,null,"debt_interest",null,"Upstream_CO2_tax",0,null,"percent_cap2",null,null,null,null,null,null,null,null,null,"other_fixed","Use Scale Factor"]
[null,null,null,null,null,null,"Labor Requirement (FTE)","FTEs",null,null,null,null,"debt_period",null,null,null,null,"percent_cap3",null,null,null,null,null,null,null,null,null,"var_misc","Use Scale Ratio"]
[null,null,null,null,null,null,"G&A rate (fraction of labor cost)","overhead_rate",null,null,null,null,"percnt_fixed",null,null,null,null,"percent_cap4",null,null,null,null,null,null,null,null,null,"total_other_raw","Use Scale Ratio"]
["Scaling_validation",null,null,null,null,null,"Property tax and insurance rate (fraction of total capital investment)","tax_ins_rate",null,null,null,null,"percnt_revs",null,null,null,null,"start_time",null,null,null,null,null,null,null,null,null,"waste_treat","Use Scale Ratio"]
["Use Scale Ratio",null,null,null,null,null,"Rent ($/year)","rent",null,null,null,null,"percnt_var",null,null,null,null,"plant_life",null,null,null,null,null,null,null,null,null,"solidwaste_treat","Use Scale Ratio"]
["Use Scale Factor",null,null,null,null,null,"Material costs for maintenance and repairs ($/year)","material",null,null,null,null,"decom_percent",null,null,null,null,"anal_period",null,null,null,null,null,null,null,null,null,"royalties","Use Scale Ratio"]
["Use Baseline Value",null,null,null,null,null,"Production Maintenance and Repairs ($/year)","prod_maint",null,null,null,null,"salvage_perct",null,null,null,null,"depr_length",null,null,null,null,null,null,null,null,null,"operator_profit","Use Scale Ratio"]
["Skip",null,null,null,null,null,"Waste treatment costs ($/year)","waste_treat",null,null,null,null,"inflation_rate",null,null,null,null,"depr_type",null,null,null,null,null,null,null,null,null,"tax_credit","Use Scale Ratio"]
[0.1,null,null,null,null,null,"Solid waste disposal costs ($/year)","solidwaste_treat",null,null,null,null,"real_irr",null,null,null,null,"equity",null,null,null,null,null,null,null,null,null,"CO2_OandMCost","Skip"]
[0.2,null,null,null,null,null,"CO2 sequestration capital costs ($/year)","CO2_seq",null,null,null,null,"state_tax_rate",null,null,null,null,"debt_interest"]
[0.25,null,null,null,null,null,"feedstock Industrial Natural Gas Usage","feedstockIndustrial_Natural_Gas_Usage",null,null,null,null,"fed_tax_rate",null,null,null,null,"debt_period"]
[0.3,null,null,null,null,null,"feedstock Woody Biomass Usage","feedstockWoody_Biomass_Usage",null,null,null,null,"WorkingCap",null,null,null,null,"percnt_fixed"]
[0.4,null,null,null,null,null,"utility Industrial Electricity Usage","utilityIndustrial_Electricity_Usage",null,null,null,null,"acre_cost",null,null,null,null,"percnt_revs"]
[0.5,null,null,null,null,null,"utility Commercial Natural Gas Usage","utilityCommercial_Natural_Gas_Usage",null,null,null,null,"acres",null,null,null,null,"percnt_var"]
[0.6,null,null,null,null,null,null,null,null,null,null,null,"FTEs",null,null,null,null,"decom_percent"]
[0.7,null,null,null,null,null,null,null,null,null,null,null,"FTE_cost",null,null,null,null,"salvage_perct"]
[0.8,null,null,null,null,null,null,null,null,null,null,null,"overhead_rate",null,null,null,null,"inflation_rate"]
[0.9,null,null,null,null,null,null,null,null,null,null,null,"tax_ins_rate",null,null,null,null,"real_irr"]
[null,null,null,null,null,null,null,null,null,null,null,null,"rent",null,null,null,null,"state_tax_rate"]
[null,null,null,null,null,null,null,null,null,null,null,null,"material",null,null,null,null,"fed_tax_rate"]
[null,null,null,null,null,null,null,null,null,null,null,null,"prod_maint",null,null,null,null,"WorkingCap"]
[null,null,null,null,null,null,null,null,null,null,null,null,"other_fees",null,null,null,null,"direct_cap"]
[null,null,null,null,null,null,null,null,null,null,null,null,"other_fixed",null,null,null,null,"Engin"]
[null,null,null,null,null,null,null,null,null,null,null,null,"total_other_raw",null,null,null,null,"Site_prep"]
[null,null,null,null,null,null,null,null,null,null,null,null,"var_misc",null,null,null,null,"Process_cont"]
[null,null,null,null,null,null,null,null,null,null,null,null,"waste_treat",null,null,null,null,"Project_cont"]
[null,null,null,null,null,null,null,null,null,null,null,null,"solidwaste_treat",null,null,null,null,"Fees"]
[null,null,null,null,null,null,null,null,null,null,null,null,"replace_factor",null,null,null,null,"Other_indirect"]
[null,null,null,null,null,null,null,null,null,null,null,null,"royalties",null,null,null,null,"Permitting"]
[null,null,null,null,null,null,null,null,null,null,null,null,"operator_profit",null,null,null,null,"acre_cost"]
[null,null,null,null,null,null,null,null,null,null,null,null,"tax_credit",null,null,null,null,"acres"]
[null,null,null,null,null,null,null,null,null,null,null,null,"CO2_seq",null,null,null,null,"FTEs"]
[null,null,null,null,null,null,null,null,null,null,null,null,"CO2_OandMCost",null,null,null,null,"FTE_cost"]
[null,null,null,null,null,null,null,null,null,null,null,null,"CO2_capture_efficiency",null,null,null,null,"overhead_rate"]
[null,null,null,null,null,null,null,null,null,null,null,null,"CO2_MaintFactor",null,null,null,null,"tax_ins_rate"]
[null,null,null,null,null,null,null,null,null,null,null,null,"CO2_PipeFactor",null,null,null,null,"rent"]
[null,null,null,null,null,null,null,null,null,null,null,null,"CO2_SiteCap",null,null,null,null,"material"]
[null,null,null,null,null,null,null,null,null,null,null,null,"CO2_Nwells",null,null,null,null,"prod_maint"]
[null,null,null,null,null,null,null,null,null,null,null,null,"CO2_WellDepth",null,null,null,null,"other_fees"]
[null,null,null,null,null,null,null,null,null,null,null,null,"CO2_location_factor",null,null,null,null,"other_fixed"]
[null,null,null,null,null,null,null,null,null,null,null,null,"CO2_TerrainType",null,null,null,null,"total_other_raw"]
[null,null,null,null,null,null,null,null,null,null,null,null,"CO2_PipeLength",null,null,null,null,"total_utilities"]
[null,null,null,null,null,null,null,null,null,null,null,null,null,null,null,null,null,"total_byproducts"]
[null,null,null,null,null,null,null,null,null,null,null,null,null,null,null,null,null,"var_misc"]
[null,null,null,null,null,null,null,null,null,null,null,null,null,null,null,null,null,"waste_treat"]
[null,null,null,null,null,null,null,null,null,null,null,null,null,null,null,null,null,"solidwaste_treat"]
[null,null,null,null,null,null,null,null,null,null,null,null,null,null,null,null,null,"replace_factor"]
[null,null,null,null,null,null,null,null,null,null,null,null,null,null,null,null,null,"royalties"]
[null,null,null,null,null,null,null,null,null,null,null,null,null,null,null,null,null,"operator_profit"]
[null,null,null,null,null,null,null,null,null,null,null,null,null,null,null,null,null,"tax_credit"]
[null,null,null,null,null,null,null,null,null,null,null,null,null,null,null,null,null,"CO2_seq"]
[null,null,null,null,null,null,null,null,null,null,null,null,null,null,null,null,null,"CO2_OandMCost"]
[null,null,null,null,null,null,null,null,null,null,null,null,null,null,null,null,null,"CO2_capture_efficiency"]
[null,null,null,null,null,null,null,null,null,null,null,null,null,null,null,null,null,"CO2_MaintFactor"]
[null,null,null,null,null,null,null,null,null,null,null,null,null,null,null,null,null,"CO2_PipeFactor"]
[null,null,null,null,null,null,null,null,null,null,null,null,null,null,null,null,null,"CO2_SiteCap"]
[null,null,null,null,null,null,null,null,null,null,null,null,null,null,null,null,null,"CO2_Nwells"]
[null,null,null,null,null,null,null,null,null,null,null,null,null,null,null,null,null,"CO2_WellDepth"]
[null,null,null,null,null,null,null,null,null,null,null,null,null,null,null,null,null,"CO2_location_factor"]
[null,null,null,null,null,null,null,null,null,null,null,null,null,null,null,null,null,"CO2_TerrainType"]
[null,null,null,null,null,null,null,null,null,null,null,null,null,null,null,null,null,"CO2_PipeLength"]