{"text_format":"1","workbook":"xlsx","n_sheets":19,"sheets":["Title","Description","ProcessFlow","Input_Sheet_Template","Replacement Costs","Capital Costs","Plant Scaling","Carbon Sequestration","Results","Tornado Charts & Risk Analysis","Cash Flow Analysis","Energy Feed & Utility Prices","Non-Energy Material Prices","AEO Data","HyARC Physical Property Data","Debt Financing Calculations","Depreciation","Constants and Conversions","Lists"],"not_rendered":{"charts":8,"images":0,"macros":1,"external_links":0,"defined_names":379,"comments":6,"pivot_tables":0},"unopened":[],"bounds":{"document_bytes":16777216,"sheet_cells":100000,"rows_first":2000,"rows_last":500,"rows_between":2000,"halvings":0,"cell_chars":16384,"cell_head_chars":4096},"cells_cut":0,"cells_raw":0,"read":"whole","date_system":"1900"}

{"sheet":"Title","index":0,"n_rows":37,"n_cols":4,"rows_kept":37,"cut":false,"hidden":false,"merged":[[25,1,25,3]]}
[]
[null,"Central Hydrogen Production - Project Information"]
[]
[]
[null,"Title:","Future Central PEC Pathway  (Dual Bed FeO2 Colloidal Suspension at 5% conversion efficiency)"]
[null,"Authors:","Brian D. James, Directed Technologies Inc."]
[null,"Contact:","Michael Penev"]
[null,"Contact phone:","303 275 3880"]
[null,"Contact e-mail:","mike.penev@nrel.gov"]
[null,"Organization:","NREL"]
[null,"Date:","2018-02-21"]
[null,"Web Site:","www.nrel.gov"]
[]
[null,"Plant Design Capacity (kg/day):","50,000 (but values in the spreadsheet are portrayed at the normalized 1 TPD value)"]
[null,"Start-up Year:",2040]
[null,"Primary Product Feedstock Source:","Demineralized Water"]
[null,"Secondary Feedstock Source:","None"]
[null,"Process Energy Source:","Sunlight"]
[null,"Conversion Technology:","PEC Pathway #2 (Dual Bed Colloidal Suspension at 5% effic)"]
[null,"Primary By-Product:","None"]
[null,"Secondary By-Product:","None"]
[null,"Based on Number of Plants Installed per Year (per manufacturer):","y"]
[null,"H2 Onsite Storage Type"]
[null,"Assumed plant location:"]
[]
[null,"Reporting Spreadsheet Change History:"]
[null,"Date spreadsheet created / modified","Name","Comments"]
[null,"2020-10-27","M. Penev","Made compatible with Excel for Mac"]
[null,"H2A Version 3"]
[null,"2018-02-06","M. Penev","Case was ported to H2A version 3"]
[]
[null,null,null,"H2A version 2"]
[null,"2008-09-23","Brian D. James","Based on Forecourt H2A Spreadsheet v26 by Darlene Steward/Todd Ramsden"]
[]
[null,null,null,"H2A version 3"]
[null,"2011-07-06","Andrew Spisak","Ported to H2A v3"]
[null,"2012-07-12","Todd Ramsden","Ported to latest H2A v3"]

{"sheet":"Description","index":1,"n_rows":23,"n_cols":2,"rows_kept":23,"cut":false,"hidden":false,"merged":[]}
[]
[null,"Central Hydrogen Production - Description"]
[]
[]
[]
[null,"Purpose:"]
[null,"Determine levelized cost of hydrogen from a photoelectrochemical hydrogen system"]
[]
[]
[null,"System Description:"]
[null,"Based on system Type 2 from \"Technoeconomic Analysis of Photoelectrochemical (PEC) Hydrogen Production,\" Directed Technologies Inc., Final Report to NREL, December 2009. (5% solar-to-hydrogen conversion efficiency colloidal suspension PEC system in a dual bed)\n\nPEC systems use solar photons to generate a voltage in an electrolysis cell sufficient to electrolyze water, producing H2 and O2 gases.   The system analyzed in this scenario constist of dual electrolyte-filled reactor beds containing colloidal suspensions of PEC nanoparticles, with one bed carrying out the H2O => ½ O2 + 2 H+ half-reaction, the other bed carrying out the 2H+ => H2  half-reaction, and including a mechanism for circulating the ions between beds.  Each nanoparticle is composed of the appropriate layered PV materials to achieve sufficient bandgap voltage to carry out the electrolysis reaction."]
[]
[]
[null,"Analysis Methodology Summary:"]
[]
[]
[]
[null,"Plant Ownership and Entity Type Assumptions:"]
[]
[]
[null,"References:"]
[null,"Technoeconomic Analysis of Photoelectrochemical (PEC) Hydrogen Production, Final Report, December 2009"]
[null,"http://www1.eere.energy.gov/hydrogenandfuelcells/pdfs/pec_technoeconomic_analysis.pdf"]

{"sheet":"ProcessFlow","index":2,"n_rows":29,"n_cols":2,"rows_kept":29,"cut":false,"hidden":false,"merged":[]}
[]
[null,"Central Hydrogen Production - Process Flow Diagram"]
[]
[]
[]
[null,"Process Flow Diagram"]
[null,"Type 2 is the second type of colloidal suspension reactor and employs separate beds for the O2 gas production reaction and the H2 gas production reaction. The O2 and H2 beds are linked together with diffusion bridges to allow the transport of ions but prevent gas and particle mixing. A 0.1M KOH electrolyte is common to both beds and facilitates transport of ionic species. These beds also contain an intermediary reactant denoted “A”, which participates in the reactions, but is not consumed. “A” can be iodine, bromine, iron or other elements. A typical set of equations describing the nanoparticle photoreactions is:\nBed I (O2 evolution bed): 4 photons + 4 A + 2 H2O => 1 O2 + 4H+ + 4 A\nBed II (H2 evolution bed): 4 photons + 4H+ + 4 A- => 2 H2 + 4 A\nThe nanoparticles are similar in structure to nanoparticles in the Type 1 system; however, the anodic particles would differ somewhat from the cathodic particles. We have modeled the Type 2 nanoparticles as Fe2O3"]
[]
[]
[]
[]
[]
[]
[]
[]
[]
[]
[]
[]
[]
[]
[]
[]
[]
[]
[]
[]
[]
[null,"Stream Summaries"]

{"sheet":"Input_Sheet_Template","index":3,"n_rows":159,"n_cols":8,"rows_kept":159,"cut":false,"hidden":false,"merged":[[153,6,158,6],[128,2,128,3],[141,4,141,6],[97,3,98,3],[85,4,85,6],[138,4,140,6],[149,4,149,6],[145,5,145,6],[142,4,142,6],[143,4,143,6],[1,1,1,6],[2,1,2,3],[3,3,3,4],[53,4,53,6],[49,4,49,6],[46,4,46,6],[31,3,32,3],[44,4,44,6],[35,4,35,6],[42,4,42,6],[41,4,41,6],[40,4,40,6],[48,4,48,6],[45,4,45,6],[23,4,23,6],[24,4,24,6],[25,4,25,6],[27,4,27,6],[34,4,34,6],[28,4,28,6],[43,4,43,6],[36,4,36,6],[29,4,29,6],[30,4,30,6],[33,4,33,6],[32,4,32,6],[39,4,39,6],[37,4,37,6],[38,4,38,6],[47,4,47,6],[84,4,84,6],[58,5,67,5],[55,4,55,6],[86,4,86,6],[52,4,52,6],[51,4,51,6],[50,4,50,6],[54,4,54,6],[82,4,82,6],[83,4,83,6]]}
[]
[null,"H2A Hydrogen Production Cash Flow Analysis Tool v3.2018"]
["title","Hydrogen Production from Photoelectrochemical Type 2 System - Future Timeframe"]
[]
[null,"Table of Contents"]
[null,"View and edit project information"]
[]
[null,"H2A cell color coding"]
[]
[null,"Use H2A default values"]
[]
[]
[]
[null,"Technical Operating Parameters and Specifications"]
[null,"Financial Input Values"]
[null,"Energy Feedstocks, Utilities and Byproducts",null,null,null,null,null,"Cash Flow NPV (Error if not 0)"]
[null,"Capital Cost",null,null,null,null,null,{"$f":"+NPV","v":1.3241202639570531E-8}]
[null,"Fixed Operating Costs"]
[null,"Variable Operating Costs - Other Materials and Byproducts"]
[null,"Variable Operating Costs - Other Variable Operating Costs"]
[]
[]
[]
[null,"Technical Operating Parameters and Specifications",null,null,"Notes"]
["cap_factor","Operating Capacity Factor (%)",{"$f":"0.9*sensitivity_01","v":0.9}]
["design_cap","Plant Design Capacity (kg of H2/day)",{"$f":"1000*sensitivity_02","v":1000}]
[null,"Plant Output (kg/day)",{"$f":"design_cap*cap_factor","v":900}]
["Soutput_kgyear","Plant Output (kg/year)",{"$f":"output_kgpday*365","v":328500}]
[null,"Financial Input Values",null,null,"Notes "]
["ref_year","Reference year",2016]
["startup_year","Assumed start-up year",2040]
[null,"Basis year",2005,"Costs must be entered in basis year dollars"]
["construct","Length of Construction Period (years)",2]
["percent_cap1","% of Capital Spent in 1st Year of Construction",0.2]
["percent_cap2","% of Capital Spent in 2nd Year of Construction",0.8]
["percent_cap3","% of Capital Spent in 3rd Year of Construction",0]
["percent_cap4","% of Capital Spent in 4th Year of Construction"]
["start_time","Start-up Time (years)",0.5]
["plant_life","Plant life (years)",40]
["anal_period","Analysis period (years)",40]
["depr_length","Depreciation Schedule Length (years)",20]
["depr_type","Depreciation Type","MACRS"]
["equity"," % Equity Financing",0.4]
["debt_interest","Interest rate on debt, if applicable (%)",3.6999999999999998E-2]
["debt_period","Debt period (years)",0,null,"Enter 0 to enable constant outstanding debt."]
["percnt_fixed","% of Fixed Operating Costs During Start-up (%)",1]
["percnt_revs","% of Revenues During Start-up (%)",0.75]
["percnt_var","% of Variable Operating Costs During Start-up (%)",0.75]
["decom_percent","Decommissioning costs (% of depreciable capital investment)",0.1]
["salvage_perct","Salvage value (% of total capital investment)",0.1]
["inflation_rate","Inflation rate (%)",1.9E-2]
["real_irr","After-tax Real IRR (%)",{"$f":"0.08*sensitivity_03","v":0.08}]
["state_tax_rate","State Taxes (%)",0.06]
["fed_tax_rate","Federal Taxes (%)",0.21]
["Stotal_tax_rate","Total Tax Rate (%)",{"$f":"fed_tax_rate+state_tax_rate*(1-fed_tax_rate)","v":0.25739999999999996}]
["WorkingCap","WORKING CAPITAL (% of yearly change in operating costs)",0.15,null,"Based on 2009 electrolysis independent panel review where the H2A Default of 15% was thought to be too high."]
[null,"Energy Feedstocks, Utilities, and Byproducts"]
[null,"Select the Price Table to Use"]
[null,"AEO_2017_Reference_Case",null,null,null,"To use a new feedstock, utility or byproduct, select the price table and product from the dropdown lists and enter the usage (or byproduct) amount. Click the \"Add\" button to add the product to the \"In Use\" list. Important; only materials on the \"In Use\" list will be used in H2A calculations. To delete materials from the list, click the \"Delete\" button below"]
[null,"Select the Use"]
[null,"feedstock",{"$f":"IF(OR(TMP_FeedType=\"Feedstock\",TMP_FeedType = \"Utility\"),\" Enter usage in\",\"Enter production in\")","v":" Enter usage in"},{"$f":"VLOOKUP(TMP_FeedName,INDIRECT(TMP_PriceTable),4,FALSE)","v":"kWh"}]
[null,"Select the Feed Type"]
[null,"Industrial Electricity"]
[]
[null,{"$f":"SELECTED_FEED","v":"feedstock"},{"$f":"TMP_FeedName","v":"Industrial Electricity"}]
[null,{"$f":"\"Price Conversion Factor (GJ/\"&TMP_Units&\")\"","v":"Price Conversion Factor (GJ/kWh)"},{"$f":"VLOOKUP(TMP_FeedName,MASTER_PROPERTY_TABLE,9,FALSE)","v":3.5999999999999995E-3}]
[null,{"$f":"\"Price in Startup Year ($\" & ref_year & \")/\" & TMP_Units","v":"Price in Startup Year ($2016)/kWh"},{"$f":"HLOOKUP(startup_year,INDIRECT(TMP_PriceTable),MATCH(TMP_FeedName,INDIRECT(Energy_Feed_List),0),FALSE)*TMP_Conversion","v":7.7596976084681746E-2}]
[null,{"$f":"IF(OR(TMP_FeedType=\"Feedstock\",TMP_FeedType = \"Utility\"),\"Usage (\"&TMP_Units&\"/kg H2)\",\"Production (\"&TMP_Units&\"/kg H2)\")","v":"Usage (kWh/kg H2)"},2.0099999999999998]
[null,{"$f":"IF(OR(TMP_FeedType = \"Feedstock\",TMP_FeedType = \"Utility\"), \"Cost in Startup Year\",\"Income in Startup Year\")","v":"Cost in Startup Year"},{"$f":"design_cap*365*cap_factor*TMP_Usage*TMP_StartPrice","v":51236.119354074079}]
[null,"Lookup Prices","yes"]
[]
[null,"Energy feedstocks, utilities, and byproducts currently in use "]
["START_TOP"]
[null,"feedstock","Price Conversion Factor (GJ/kWh)","Price in Startup Year ($2016)/kWh","Usage (kWh/kg H2)","Cost in Startup Year","Lookup Prices"]
[null,"Industrial Electricity",3.5999999999999995E-3,7.7596976084681746E-2,{"$f":"2.01*sensitivity_04","v":2.0099999999999998},{"$f":"D75*E75*output_kgyear*IF(start_time,percnt_var,1)*'Cash Flow Analysis'!$E$68/'Cash Flow Analysis'!$E$69","v":37710.588337149718},"yes"]
["START_TOP"]
["START_UTILITY"]
["START_BYPROD"]
[null,null,null,null,null,"Total"]
["Total_Energy_Feed_Cost","Total Energy Feedstock Cost ($/year)",null,null,null,{"$f":"SUM(Dynamic_Feed_Total)","v":37710.588337149718}]
["Total_Energy_Utilities_Cost","Total Energy Utilities Cost ($/year)",null,null,null,{"$f":"SUM(Dynamic_Utilities_Total)","v":0}]
["Total_Energy_Byproduct_Credit","Total Energy Byproduct Credit ($/year)",null,null,null,{"$f":"SUM(Dynamic_Byproduct_Total)","v":0}]
[null,null,null,"Notes:"]
[]
[null,"Capital Costs",null,null,"Notes"]
["direct_cap","H2A Total Direct Capital Cost",{"$f":"Det_scaled_cap","v":3237854.3040767433},null,"Click to enter details on the Cost Detail Sheet"]
[null,"H2A Carbon Sequestration Total Direct Capital Cost",{"$f":"Det_CO2_seq","v":0},null,"Click to enter details on the Carbon Sequestration calculation sheet."]
[]
[null,"Indirect Depreciable Capital Costs",{"$f":"\"Enter values in basis year (\" & BasisYear & \") dollars\"","v":"Enter values in basis year (2005) dollars"},"Combined Plant Scaling and Escalation Factor",{"$f":" \"Reference Year (\"& ref_year & \") Dollars\"","v":"Reference Year (2016) Dollars"}]
["Site_prep","Site Preparation ($) (may change to construction costs)",{"$f":"0.02*(direct_cap+CO2_seq)/(CEPCIinflator*CPIinflator)","v":50008.780782628703},{"$f":"CEPCIinflator*CPIinflator","v":1.294914314408345},{"$f":"C90*D90","v":64757.086081534864}]
["Engin","Engineering & design ($)",{"$f":"0.05*(direct_cap+CO2_seq)/(CEPCIinflator*CPIinflator)","v":125021.95195657176},1.294914314408345,{"$f":"C91*D91","v":161892.71520383717}]
["Process_cont","Process contingency ($)",null,1.294914314408345,0]
["Project_cont","Project contingency ($)",{"$f":"0.2*(direct_cap+CO2_seq)/(CEPCIinflator*CPIinflator)","v":500087.80782628705},1.294914314408345,647570.86081534869]
["Other_indirect","Other (Depreciable) capital ($)",null,1.294914314408345,0]
["Fees","One-time Licensing Fees ($)",null,1.294914314408345,0]
["Permitting","Up-Front Permitting Costs ($) (legal and contractors fees included here)",{"$f":"0.075*(direct_cap+CO2_seq)/(CEPCIinflator*CPIinflator)","v":187532.92793485764},1.294914314408345,242839.07280575574]
["Sdepr_cap","Total Depreciable Capital Costs",null,null,{"$f":"direct_cap+CO2_seq+SUM($E$90:$E$96)","v":4354914.0389832202}]
[null,null,null,"Combined Plant Scaling and Escalation Factor"]
[null,"Non-Depreciable Capital Costs",{"$f":"\"Enter values in basis year (\" & BasisYear & \") dollars\"","v":"Enter values in basis year (2005) dollars"},null,{"$f":" \"Reference Year (\"& ref_year & \") Dollars\"","v":"Reference Year (2016) Dollars"}]
["acre_cost","Cost of land ($/acre)",5000,{"$f":"CPIinflator","v":1.100724186648488},{"$f":"C100*D100","v":5503.6209332424405},"Plant STH Efficiency"]
["acres","Land required (acres)",{"$f":"33.33*design_cap/5.5/0.9/F101*1.3/'Constants and Conversions'!C10","v":43.258380693517829},{"$f":"Scale_Factor *1","v":1},{"$f":"C101*D101","v":43.258380693517829},0.05]
["Sland_cost","Land Cost ($)",null,null,{"$f":"acre_cost*acres","v":238077.72952301535}]
[null,"Other non depreciable capital costs",null,{"$f":"CPIinflator","v":1.100724186648488},{"$f":"C103*D103","v":0}]
["Snon_dep_cap","Total Non-Depreciable Capital Costs",null,null,{"$f":"land_cost+$E$103","v":238077.72952301535}]
[]
["Stotal_cap","Total Capital Costs",{"$f":"(depr_cap+non_dep_cap)*sensitivity_06","v":4592991.7685062354}]
[]
[null,"Fixed Operating Costs",{"$f":"\"Enter values in basis year (\" & BasisYear & \") dollars\"","v":"Enter values in basis year (2005) dollars"},"Combined Plant Scaling and Escalation Factor",{"$f":" \"Reference Year (\"& ref_year & \") Dollars\"","v":"Reference Year (2016) Dollars"}]
["FTEs","Total plant staff (number of FTEs employed by plant)",2.2599999999999998,{"$f":"Scale_Ratio^0.25","v":1},{"$f":"C109*D109","v":2.2599999999999998}]
["FTE_cost","Burdened labor cost, including overhead ($/man-hr)",50,{"$f":"VLOOKUP(ref_year,Tbl_labor_indexes,2,FALSE)/VLOOKUP(BasisYear,Tbl_labor_indexes,2,FALSE)","v":1.1548042704626329},{"$f":"C110*D110","v":57.740213523131644}]
["Slabor_cost","Labor cost, $/year",null,null,{"$f":"FTEs*2080*FTE_cost","v":271425.19572953717}]
["overhead_rate","G&A rate (% of labor cost)",0.2]
["Soverhead_GA","G&A ($/year)",null,null,{"$f":"labor_cost*overhead_rate","v":54285.039145907438}]
["licensing","Licensing, Permits and Fees ($/year)",1000,{"$f":"Scale_Factor *CEPCIinflator*CPIinflator","v":1.294914314408345},{"$f":"C114*D114","v":1294.914314408345}]
["tax_ins_rate","Property tax and insurance rate (% of total capital investment per year)",0.02]
["Stax_insurance","Property taxes and insurance ($/year)",null,null,{"$f":"tax_ins_rate*total_cap","v":91859.835370124711}]
["rent","Rent ($/year)",null,{"$f":"Scale_Factor *CPIinflator","v":1.100724186648488},{"$f":"C117*D117","v":0}]
["material","Material costs for maintenance and repairs ($/year)",null,{"$f":"Scale_Factor *CEPCIinflator*CPIinflator","v":1.294914314408345},{"$f":"C118*D118","v":0}]
["prod_maint","Production Maintenance and Repairs ($/year)",{"$f":"0.04*'Capital Costs'!C24*'Capital Costs'!E24+0.05*('Capital Costs'!C58-'Capital Costs'!C16*'Capital Costs'!E16-'Capital Costs'!C19*'Capital Costs'!E19-'Capital Costs'!C24*'Capital Costs'!E24)","v":76517.137899804511},{"$f":"Scale_Factor *CEPCIinflator*CPIinflator","v":1.294914314408345},{"$f":"C119*D119","v":99083.137164014159}]
["other_fees","Other Fees ($/year)",0,{"$f":"Scale_Ratio * CEPCIinflator*CPIinflator","v":1.294914314408345},{"$f":"C120*D120","v":0}]
["other_fixed","Other Fixed O&M Costs ($/year)",0,{"$f":"Scale_Factor *CEPCIinflator*CPIinflator","v":1.294914314408345},{"$f":"C121*D121","v":0}]
["Sfixed","Total Fixed Operating Costs",null,null,{"$f":"(labor_cost+overhead_GA+tax_insurance+licensing+SUM(E117:E121))*sensitivity_07","v":517948.12172399182}]
[]
[null,"Variable Operating Costs"]
[null,"Other Materials and Byproducts"]
[]
[null,"Select the Material"]
[null,"Process Water"]
[null,"Feed or utility",{"$f":"B128","v":"Process Water"}]
[null,{"$f":"\"$(\" & ref_year & \")/ \" & VLOOKUP(TMP_NonE_Feed,Tbl_Other_Inputs_and_Byproducts,2,FALSE)","v":"$(2016)/ gal"},{"$f":"HLOOKUP(startup_year,Tbl_Other_Inputs_and_Byproducts,MATCH(TMP_NonE_Feed,Other_Inputs_List,0),FALSE)","v":2.374951094500801E-3}]
[null,{"$f":"IF(TMP_NonE_Type=\"Feed or utility\",\"Usage per kg H2\",\"Production per kg H2\")","v":"Usage per kg H2"}]
[null,{"$f":"IF(TMP_NonE_Type = \"Feed or utility\", \"Cost in Startup Year\",\"Income in Startup Year\")","v":"Cost in Startup Year"},{"$f":"design_cap*365*cap_factor*TMP_NonE_Usage*TMP_NonE_StartPrice","v":0}]
[null,"Lookup Prices","Yes"]
["START_NONE_TOP"]
[null,"Feed or utility","$(2016)/ gal","Usage per kg H2","Cost in Startup Year","Lookup Prices"]
[null,"Process Water",2.374951094500801E-3,2.3679999999999999,{"$f":"C136*D136*output_kgyear*IF(start_time,percnt_var,1)*'Cash Flow Analysis'!$E$68/'Cash Flow Analysis'!$E$69","v":1359.7492323349159},"Yes"]
["START_NONE_FEED"]
["START_NONE_BYPROD"]
[null,"Total Non Energy Utility and Material Costs ($/year)",{"$f":"SUM(Dynamic_NonE_Feed_Total)","v":1359.7492323349159}]
["total_non_energy_byproduct_credit","Total Non Energy Byproduct Credits ($/year)",{"$f":"SUM(Dynamic_NonE_Byprod_Total)","v":0}]
[]
["Stotal_feedstock","Total Feedstock Costs ($/year)",{"$f":"Total_Energy_Feed_Cost","v":37710.588337149718}]
["Stotal_utilities","Total Utility Costs ($/year)",{"$f":"Total_Energy_Utilities_Cost+Total_Non_Energy_Feed_Cost","v":1359.7492323349159}]
["Stotal_byproducts","Total Byproduct Credits ($/year)",{"$f":"Total_Energy_Byproduct_Credit+total_non_energy_byproduct_credit","v":0}]
[null,"Other Variable operating costs (for the first year)",{"$f":"\"Enter values in basis year (\" & BasisYear & \") dollars\"","v":"Enter values in basis year (2005) dollars"},"Combined Plant Scaling and Escalation Factor",{"$f":" \"Reference Year (\"& ref_year & \") Dollars\"","v":"Reference Year (2016) Dollars"}]
["var_misc","Other variable operating costs (e.g. environmental surcharges) ($/year)",null,{"$f":"Scale_Ratio * VLOOKUP(ref_year,Chemical_price_indexes,2,FALSE)/VLOOKUP(BasisYear,Chemical_price_indexes,2,FALSE)","v":1.4260544580886279},{"$f":"C146*D146","v":0}]
["total_other_raw","Other Material Costs ($/year)",0,{"$f":"Scale_Ratio * VLOOKUP(ref_year,Chemical_price_indexes,2,FALSE)/VLOOKUP(BasisYear,Chemical_price_indexes,2,FALSE)","v":1.4260544580886279},{"$f":"C147*D147","v":0}]
["waste_treat","Waste treatment costs ($/year)",0,{"$f":"Scale_Ratio * VLOOKUP(ref_year,Chemical_price_indexes,2,FALSE)/VLOOKUP(BasisYear,Chemical_price_indexes,2,FALSE)","v":1.4260544580886279},{"$f":"C148*D148","v":0}]
["solidwaste_treat","Solid waste disposal costs ($/year)",0,{"$f":"Scale_Ratio * VLOOKUP(ref_year,Chemical_price_indexes,2,FALSE)/VLOOKUP(BasisYear,Chemical_price_indexes,2,FALSE)","v":1.4260544580886279},{"$f":"C149*D149","v":0}]
["replace_factor","Total Unplanned Replacement Capital Cost Factor (% of total direct depreciable costs/year)",5.0000000000000001E-3,null,"Value added to match other central cases.\nUse this value for all central cases"]
["royalties","Royalties ($/year)",0,{"$f":"Scale_Ratio * CPIinflator","v":1.100724186648488},0]
["operator_profit","Operator Profit ($/year) ",0,{"$f":"Scale_Ratio * CPIinflator","v":1.100724186648488},0]
["tax_credit","Subsidies, Tax Incentives ($/year)",0,{"$f":"Scale_Ratio * CPIinflator","v":1.100724186648488},0]
["CO2_seq","CO2 sequestration O&M costs and credits ($/year)",null,null,{"$f":"Det_CO2_OandMcost","v":0}]
[null,"Process Carbon Tax ($/metric ton carbon produced as CO2)",0,{"$f":"CPIinflator","v":1.100724186648488},0]
[null,"Process Carbon Tax ($/year)",null,null,{"$f":"ROUND(Proc_CO2_tax*12/44*Proc_CO2_MTpY,-2)","v":0}]
[null,"Upstream Carbon Tax ($/metric ton upstream GHG CO2 eq)",0,{"$f":"CPIinflator","v":1.100724186648488},0]
[null,"Upstream Carbon Tax ($/year)",null,null,{"$f":"ROUND(Upstream_CO2_tax/1000*Upstream_GHG_total*output_kgyear,2)","v":0}]
["Stotal_var","Total Variable Operating Costs ($/year)",null,null,{"$f":"ROUND(total_feedstock+total_utilities+total_other_raw-total_byproducts+var_misc+waste_treat+solidwaste_treat+royalties+operator_profit-tax_credit+CO2_OandMcost+Proc_CO2_taxpYear + Upstream_CO2_taxpYear,-2)","v":39100}]

{"sheet":"Replacement Costs","index":4,"n_rows":57,"n_cols":12,"rows_kept":57,"cut":false,"hidden":false,"merged":[]}
[]
["Replacement Costs"]
[]
[]
[null,null,"Color Key"]
[]
[]
[]
[{"$f":"\"NOTE: Enter costs in year \"&TEXT(BasisYear,\"0\")&\" $ - Do not inflate\"","v":"NOTE: Enter costs in year 2005 $ - Do not inflate"}]
["NOTE: All replacement costs are assumed to be equity financed."]
[]
[]
["Unplanned Yearly Replacement Capital (Depreciable)"]
[null,null,"Comments",null,null,"Source","Information"]
["Total Unplanned Replacement Capital Cost Factor (% of total depreciable capital costs/year)",{"$f":"replace_factor","v":5.0000000000000001E-3},null,null,null,null,"Enter a fixed percentage.  This input is meant to include, in the Cash Flow Analysis, a factor for unplanned capital expenditures.  "]
["Actual Year","Analysis Year","Operations Year","Specified Yearly Replacement Costs","Carbon Sequestration Related Replacement Costs","Specified Yearly Replacement Costs","Unplanned Replacement Costs","Total Yearly Replacement Costs","Uninstalled costs","Installation factor","Comments:","Data source:"]
[null,null,null,{"$f":"\"Year \"&TEXT(BasisYear,\"0\")&\" $\"","v":"Year 2005 $"},{"$f":"\"Year \"&TEXT(ref_year,\"0\")&\" $\"","v":"Year 2016 $"},{"$f":"\"Year \"&TEXT(ref_year,\"0\")&\" $\"","v":"Year 2016 $"},{"$f":"\"Year \"&TEXT(ref_year,\"0\")&\" $\"","v":"Year 2016 $"},"Inflated to Start-up Year"]
[{"$f":"IF(C18<>\"\",'Cash Flow Analysis'!A65,\"\")","v":2038},{"$f":"construct+1","v":3},1,{"$f":"12.82%*'Capital Costs'!$C$63*direct_cap/(CEPCIinflator*CPIinflator)","v":0},{"$f":"+'Carbon Sequestration'!$C$100*(C18<=anal_period)","v":0},{"$f":"(D18)*CPIinflator*CEPCIinflator+E18","v":0},{"$f":"IF(C18>anal_period,0,IF(replace_factor<>\"\",replace_factor*depr_cap,0))","v":21774.570194916101},{"$f":"(F18+G18)*((1+inflation_rate)^(startup_year-ref_year))","v":34208.18304783434},null,null,"Stacks added each year to adjust for perf. degradation and 7 year stack service life to bring beginning of year H2 production to 100% of design capacity."]
[{"$f":"IF(C19<>\"\",'Cash Flow Analysis'!A66,\"\")","v":2039},{"$f":"IF(B18<anal_period+construct,B18+1,\"\")","v":4},{"$f":"IF(B19=\"\",\"\",C18+1)","v":2},{"$f":"SUM('Capital Costs'!$C$19)","v":63269.652574074098},{"$f":"+'Carbon Sequestration'!$C$100*(C19<=anal_period)","v":0},81928.778785811359,{"$f":"IF(C19>anal_period,0,IF(replace_factor<>\"\",replace_factor*depr_cap,0))","v":21774.570194916101},{"$f":"(F19+G19)*((1+inflation_rate)^(startup_year-ref_year))","v":162919.54848479331},null,null,"Stacks added each year to adjust for perf. degradation and 7 year stack service life to bring beginning of year H2 production to 100% of design capacity."]
[{"$f":"IF(C20<>\"\",'Cash Flow Analysis'!A67,\"\")","v":2040},5,3,{"$f":"SUM('Capital Costs'!$C$19)","v":63269.652574074098},{"$f":"+'Carbon Sequestration'!$C$100*(C20<=anal_period)","v":0},81928.778785811359,21774.570194916101,162919.54848479331,null,null,"Stacks added each year to adjust for perf. degradation and 7 year stack service life to bring beginning of year H2 production to 100% of design capacity."]
[{"$f":"IF(C21<>\"\",'Cash Flow Analysis'!A68,\"\")","v":2041},6,4,{"$f":"SUM('Capital Costs'!$C$19)","v":63269.652574074098},{"$f":"+'Carbon Sequestration'!$C$100*(C21<=anal_period)","v":0},81928.778785811359,21774.570194916101,162919.54848479331,null,null,"Stacks added each year to adjust for perf. degradation and 7 year stack service life to bring beginning of year H2 production to 100% of design capacity."]
[{"$f":"IF(C22<>\"\",'Cash Flow Analysis'!A69,\"\")","v":2042},7,5,{"$f":"SUM('Capital Costs'!$C$16,'Capital Costs'!$C$19,'Capital Costs'!$C$53,'Capital Costs'!$C$54)","v":1218445.9929316014},{"$f":"+'Carbon Sequestration'!$C$100*(C22<=anal_period)","v":0},1577783.1575806199,21774.570194916101,2512929.6724350033,null,null,"Stacks added each year to adjust for perf. degradation and 7 year stack service life to bring beginning of year H2 production to 100% of design capacity."]
[{"$f":"IF(C23<>\"\",'Cash Flow Analysis'!A70,\"\")","v":2043},8,6,{"$f":"SUM('Capital Costs'!$C$19)","v":63269.652574074098},{"$f":"+'Carbon Sequestration'!$C$100*(C23<=anal_period)","v":0},81928.778785811359,21774.570194916101,162919.54848479331,null,null,"Stacks added each year to adjust for perf. degradation and 7 year stack service life to bring beginning of year H2 production to 100% of design capacity."]
[{"$f":"IF(C24<>\"\",'Cash Flow Analysis'!A71,\"\")","v":2044},9,7,{"$f":"SUM('Capital Costs'!$C$19)","v":63269.652574074098},{"$f":"+'Carbon Sequestration'!$C$100*(C24<=anal_period)","v":0},81928.778785811359,21774.570194916101,162919.54848479331,null,null,"Stacks added each year to adjust for perf. degradation and 7 year stack service life to bring beginning of year H2 production to 100% of design capacity."]
[{"$f":"IF(C25<>\"\",'Cash Flow Analysis'!A72,\"\")","v":2045},10,8,{"$f":"SUM('Capital Costs'!$C$19)","v":63269.652574074098},{"$f":"+'Carbon Sequestration'!$C$100*(C25<=anal_period)","v":0},81928.778785811359,21774.570194916101,162919.54848479331,null,null,"Stacks added each year to adjust for perf. degradation and 7 year stack service life to bring beginning of year H2 production to 100% of design capacity."]
[{"$f":"IF(C26<>\"\",'Cash Flow Analysis'!A73,\"\")","v":2046},11,9,{"$f":"SUM('Capital Costs'!$C$19)","v":63269.652574074098},{"$f":"+'Carbon Sequestration'!$C$100*(C26<=anal_period)","v":0},81928.778785811359,21774.570194916101,162919.54848479331,null,null,"Stacks added each year to adjust for perf. degradation and 7 year stack service life to bring beginning of year H2 production to 100% of design capacity."]
[{"$f":"IF(C27<>\"\",'Cash Flow Analysis'!A74,\"\")","v":2047},12,10,{"$f":"SUM('Capital Costs'!$C$16,'Capital Costs'!$C$19,'Capital Costs'!$C$53,'Capital Costs'!$C$54)","v":1218445.9929316014},{"$f":"+'Carbon Sequestration'!$C$100*(C27<=anal_period)","v":0},1577783.1575806199,21774.570194916101,2512929.6724350033,null,null,"Stacks added each year to adjust for perf. degradation and 7 year stack service life to bring beginning of year H2 production to 100% of design capacity."]
[{"$f":"IF(C28<>\"\",'Cash Flow Analysis'!A75,\"\")","v":2048},13,11,{"$f":"SUM('Capital Costs'!$C$19)","v":63269.652574074098},{"$f":"+'Carbon Sequestration'!$C$100*(C28<=anal_period)","v":0},81928.778785811359,21774.570194916101,162919.54848479331,null,null,"Stacks added each year to adjust for perf. degradation and 7 year stack service life to bring beginning of year H2 production to 100% of design capacity."]
[{"$f":"IF(C29<>\"\",'Cash Flow Analysis'!A76,\"\")","v":2049},14,12,{"$f":"SUM('Capital Costs'!$C$19)","v":63269.652574074098},{"$f":"+'Carbon Sequestration'!$C$100*(C29<=anal_period)","v":0},81928.778785811359,21774.570194916101,162919.54848479331,null,null,"Stacks added each year to adjust for perf. degradation and 7 year stack service life to bring beginning of year H2 production to 100% of design capacity."]
[{"$f":"IF(C30<>\"\",'Cash Flow Analysis'!A77,\"\")","v":2050},15,13,{"$f":"SUM('Capital Costs'!$C$19)","v":63269.652574074098},{"$f":"+'Carbon Sequestration'!$C$100*(C30<=anal_period)","v":0},81928.778785811359,21774.570194916101,162919.54848479331,null,null,"Stacks added each year to adjust for perf. degradation and 7 year stack service life to bring beginning of year H2 production to 100% of design capacity."]
[{"$f":"IF(C31<>\"\",'Cash Flow Analysis'!A78,\"\")","v":2051},16,14,{"$f":"SUM('Capital Costs'!$C$19)","v":63269.652574074098},{"$f":"+'Carbon Sequestration'!$C$100*(C31<=anal_period)","v":0},81928.778785811359,21774.570194916101,162919.54848479331,null,null,"Stacks added each year to adjust for perf. degradation and 7 year stack service life to bring beginning of year H2 production to 100% of design capacity."]
[{"$f":"IF(C32<>\"\",'Cash Flow Analysis'!A79,\"\")","v":2052},17,15,{"$f":"SUM('Capital Costs'!$C$16,'Capital Costs'!$C$19,'Capital Costs'!$C$53,'Capital Costs'!$C$54)","v":1218445.9929316014},{"$f":"+'Carbon Sequestration'!$C$100*(C32<=anal_period)","v":0},1577783.1575806199,21774.570194916101,2512929.6724350033,null,null,"Stacks added each year to adjust for perf. degradation and 7 year stack service life to bring beginning of year H2 production to 100% of design capacity."]
[{"$f":"IF(C33<>\"\",'Cash Flow Analysis'!A80,\"\")","v":2053},18,16,{"$f":"SUM('Capital Costs'!$C$19)","v":63269.652574074098},{"$f":"+'Carbon Sequestration'!$C$100*(C33<=anal_period)","v":0},81928.778785811359,21774.570194916101,162919.54848479331,null,null,"Stacks added each year to adjust for perf. degradation and 7 year stack service life to bring beginning of year H2 production to 100% of design capacity."]
[{"$f":"IF(C34<>\"\",'Cash Flow Analysis'!A81,\"\")","v":2054},19,17,{"$f":"SUM('Capital Costs'!$C$19)","v":63269.652574074098},{"$f":"+'Carbon Sequestration'!$C$100*(C34<=anal_period)","v":0},81928.778785811359,21774.570194916101,162919.54848479331,null,null,"Stacks added each year to adjust for perf. degradation and 7 year stack service life to bring beginning of year H2 production to 100% of design capacity."]
[{"$f":"IF(C35<>\"\",'Cash Flow Analysis'!A82,\"\")","v":2055},20,18,{"$f":"SUM('Capital Costs'!$C$19)","v":63269.652574074098},{"$f":"+'Carbon Sequestration'!$C$100*(C35<=anal_period)","v":0},81928.778785811359,21774.570194916101,162919.54848479331,null,null,"Stacks added each year to adjust for perf. degradation and 7 year stack service life to bring beginning of year H2 production to 100% of design capacity."]
[{"$f":"IF(C36<>\"\",'Cash Flow Analysis'!A83,\"\")","v":2056},21,19,{"$f":"SUM('Capital Costs'!$C$19)","v":63269.652574074098},{"$f":"+'Carbon Sequestration'!$C$100*(C36<=anal_period)","v":0},81928.778785811359,21774.570194916101,162919.54848479331,null,null,"Stacks added each year to adjust for perf. degradation and 7 year stack service life to bring beginning of year H2 production to 100% of design capacity."]
[{"$f":"IF(C37<>\"\",'Cash Flow Analysis'!A84,\"\")","v":2057},22,20,{"$f":"SUM('Capital Costs'!$C$16,'Capital Costs'!$C$19,'Capital Costs'!$C$53,'Capital Costs'!$C$54)","v":1218445.9929316014},{"$f":"+'Carbon Sequestration'!$C$100*(C37<=anal_period)","v":0},1577783.1575806199,21774.570194916101,2512929.6724350033,null,null,"Stacks added each year to adjust for perf. degradation and 7 year stack service life to bring beginning of year H2 production to 100% of design capacity."]
[{"$f":"IF(C38<>\"\",'Cash Flow Analysis'!A85,\"\")","v":2058},23,21,{"$f":"SUM('Capital Costs'!$C$19)","v":63269.652574074098},{"$f":"+'Carbon Sequestration'!$C$100*(C38<=anal_period)","v":0},81928.778785811359,21774.570194916101,162919.54848479331,null,null,"Stacks added each year to adjust for perf. degradation and 7 year stack service life to bring beginning of year H2 production to 100% of design capacity."]
[{"$f":"IF(C39<>\"\",'Cash Flow Analysis'!A86,\"\")","v":2059},24,22,{"$f":"SUM('Capital Costs'!$C$19)","v":63269.652574074098},{"$f":"+'Carbon Sequestration'!$C$100*(C39<=anal_period)","v":0},81928.778785811359,21774.570194916101,162919.54848479331,null,null,"100% of BoP replaced every 20 years. Stacks added each year to adjust for perf. degradation and 7 year stack service life to bring beginning of year H2 production to 100% of design capacity."]
[{"$f":"IF(C40<>\"\",'Cash Flow Analysis'!A87,\"\")","v":2060},25,23,{"$f":"SUM('Capital Costs'!$C$19)","v":63269.652574074098},{"$f":"+'Carbon Sequestration'!$C$100*(C40<=anal_period)","v":0},81928.778785811359,21774.570194916101,162919.54848479331,null,null,"Stacks added each year to adjust for perf. degradation and 7 year stack service life to bring beginning of year H2 production to 100% of design capacity."]
[{"$f":"IF(C41<>\"\",'Cash Flow Analysis'!A88,\"\")","v":2061},26,24,{"$f":"SUM('Capital Costs'!$C$19)","v":63269.652574074098},{"$f":"+'Carbon Sequestration'!$C$100*(C41<=anal_period)","v":0},81928.778785811359,21774.570194916101,162919.54848479331,null,null,"Stacks added each year to adjust for perf. degradation and 7 year stack service life to bring beginning of year H2 production to 100% of design capacity."]
[{"$f":"IF(C42<>\"\",'Cash Flow Analysis'!A89,\"\")","v":2062},27,25,{"$f":"SUM('Capital Costs'!$C$16,'Capital Costs'!$C$19,'Capital Costs'!$C$53,'Capital Costs'!$C$54)","v":1218445.9929316014},{"$f":"+'Carbon Sequestration'!$C$100*(C42<=anal_period)","v":0},1577783.1575806199,21774.570194916101,2512929.6724350033,null,null,"Stacks added each year to adjust for perf. degradation and 7 year stack service life to bring beginning of year H2 production to 100% of design capacity."]
[{"$f":"IF(C43<>\"\",'Cash Flow Analysis'!A90,\"\")","v":2063},28,26,{"$f":"SUM('Capital Costs'!$C$19)","v":63269.652574074098},{"$f":"+'Carbon Sequestration'!$C$100*(C43<=anal_period)","v":0},81928.778785811359,21774.570194916101,162919.54848479331,null,null,"Stacks added each year to adjust for perf. degradation and 7 year stack service life to bring beginning of year H2 production to 100% of design capacity."]
[{"$f":"IF(C44<>\"\",'Cash Flow Analysis'!A91,\"\")","v":2064},29,27,{"$f":"SUM('Capital Costs'!$C$19)","v":63269.652574074098},{"$f":"+'Carbon Sequestration'!$C$100*(C44<=anal_period)","v":0},81928.778785811359,21774.570194916101,162919.54848479331,null,null,"Stacks added each year to adjust for perf. degradation and 7 year stack service life to bring beginning of year H2 production to 100% of design capacity."]
[{"$f":"IF(C45<>\"\",'Cash Flow Analysis'!A92,\"\")","v":2065},30,28,{"$f":"SUM('Capital Costs'!$C$19)","v":63269.652574074098},{"$f":"+'Carbon Sequestration'!$C$100*(C45<=anal_period)","v":0},81928.778785811359,21774.570194916101,162919.54848479331,null,null,"Stacks added each year to adjust for perf. degradation and 7 year stack service life to bring beginning of year H2 production to 100% of design capacity."]
[{"$f":"IF(C46<>\"\",'Cash Flow Analysis'!A93,\"\")","v":2066},31,29,{"$f":"SUM('Capital Costs'!$C$19)","v":63269.652574074098},{"$f":"+'Carbon Sequestration'!$C$100*(C46<=anal_period)","v":0},81928.778785811359,21774.570194916101,162919.54848479331,null,null,"Stacks added each year to adjust for perf. degradation and 7 year stack service life to bring beginning of year H2 production to 100% of design capacity."]
[{"$f":"IF(C47<>\"\",'Cash Flow Analysis'!A94,\"\")","v":2067},32,30,{"$f":"SUM('Capital Costs'!$C$16,'Capital Costs'!$C$19,'Capital Costs'!$C$53,'Capital Costs'!$C$54)","v":1218445.9929316014},{"$f":"+'Carbon Sequestration'!$C$100*(C47<=anal_period)","v":0},1577783.1575806199,21774.570194916101,2512929.6724350033,null,null,"Stacks added each year to adjust for perf. degradation and 7 year stack service life to bring beginning of year H2 production to 100% of design capacity."]
[{"$f":"IF(C48<>\"\",'Cash Flow Analysis'!A95,\"\")","v":2068},33,31,{"$f":"SUM('Capital Costs'!$C$19)","v":63269.652574074098},{"$f":"+'Carbon Sequestration'!$C$100*(C48<=anal_period)","v":0},81928.778785811359,21774.570194916101,162919.54848479331,null,null,"Stacks added each year to adjust for perf. degradation and 7 year stack service life to bring beginning of year H2 production to 100% of design capacity."]
[{"$f":"IF(C49<>\"\",'Cash Flow Analysis'!A96,\"\")","v":2069},34,32,{"$f":"SUM('Capital Costs'!$C$19)","v":63269.652574074098},{"$f":"+'Carbon Sequestration'!$C$100*(C49<=anal_period)","v":0},81928.778785811359,21774.570194916101,162919.54848479331,null,null,"Stacks added each year to adjust for perf. degradation and 7 year stack service life to bring beginning of year H2 production to 100% of design capacity."]
[{"$f":"IF(C50<>\"\",'Cash Flow Analysis'!A97,\"\")","v":2070},35,33,{"$f":"SUM('Capital Costs'!$C$19)","v":63269.652574074098},{"$f":"+'Carbon Sequestration'!$C$100*(C50<=anal_period)","v":0},81928.778785811359,21774.570194916101,162919.54848479331,null,null,"Stacks added each year to adjust for perf. degradation and 7 year stack service life to bring beginning of year H2 production to 100% of design capacity."]
[{"$f":"IF(C51<>\"\",'Cash Flow Analysis'!A98,\"\")","v":2071},36,34,{"$f":"SUM('Capital Costs'!$C$19)","v":63269.652574074098},{"$f":"+'Carbon Sequestration'!$C$100*(C51<=anal_period)","v":0},81928.778785811359,21774.570194916101,162919.54848479331,null,null,"Stacks added each year to adjust for perf. degradation and 7 year stack service life to bring beginning of year H2 production to 100% of design capacity."]
[{"$f":"IF(C52<>\"\",'Cash Flow Analysis'!A99,\"\")","v":2072},37,35,{"$f":"SUM('Capital Costs'!$C$16,'Capital Costs'!$C$19,'Capital Costs'!$C$53,'Capital Costs'!$C$54)","v":1218445.9929316014},{"$f":"+'Carbon Sequestration'!$C$100*(C52<=anal_period)","v":0},1577783.1575806199,21774.570194916101,2512929.6724350033,null,null,"Stacks added each year to adjust for perf. degradation and 7 year stack service life to bring beginning of year H2 production to 100% of design capacity."]
[{"$f":"IF(C53<>\"\",'Cash Flow Analysis'!A100,\"\")","v":2073},38,36,{"$f":"SUM('Capital Costs'!$C$19)","v":63269.652574074098},{"$f":"+'Carbon Sequestration'!$C$100*(C53<=anal_period)","v":0},81928.778785811359,21774.570194916101,162919.54848479331,null,null,"Stacks added each year to adjust for perf. degradation and 7 year stack service life to bring beginning of year H2 production to 100% of design capacity."]
[{"$f":"IF(C54<>\"\",'Cash Flow Analysis'!A101,\"\")","v":2074},39,37,{"$f":"SUM('Capital Costs'!$C$19)","v":63269.652574074098},{"$f":"+'Carbon Sequestration'!$C$100*(C54<=anal_period)","v":0},81928.778785811359,21774.570194916101,162919.54848479331,null,null,"Stacks added each year to adjust for perf. degradation and 7 year stack service life to bring beginning of year H2 production to 100% of design capacity."]
[{"$f":"IF(C55<>\"\",'Cash Flow Analysis'!A102,\"\")","v":2075},40,38,{"$f":"SUM('Capital Costs'!$C$19)","v":63269.652574074098},{"$f":"+'Carbon Sequestration'!$C$100*(C55<=anal_period)","v":0},81928.778785811359,21774.570194916101,162919.54848479331,null,null,"Stacks added each year to adjust for perf. degradation and 7 year stack service life to bring beginning of year H2 production to 100% of design capacity."]
[{"$f":"IF(C56<>\"\",'Cash Flow Analysis'!A103,\"\")","v":2076},41,39,{"$f":"SUM('Capital Costs'!$C$19)","v":63269.652574074098},{"$f":"+'Carbon Sequestration'!$C$100*(C56<=anal_period)","v":0},81928.778785811359,21774.570194916101,162919.54848479331,null,null,"Stacks added each year to adjust for perf. degradation and 7 year stack service life to bring beginning of year H2 production to 100% of design capacity."]
[{"$f":"IF(C57<>\"\",'Cash Flow Analysis'!A104,\"\")","v":2077},42,40,{"$f":"SUM('Capital Costs'!$C$19)","v":63269.652574074098},{"$f":"+'Carbon Sequestration'!$C$100*(C57<=anal_period)","v":0},81928.778785811359,21774.570194916101,162919.54848479331,null,null,"Stacks added each year to adjust for perf. degradation and 7 year stack service life to bring beginning of year H2 production to 100% of design capacity."]

{"sheet":"Capital Costs","index":5,"n_rows":58,"n_cols":8,"rows_kept":58,"cut":false,"hidden":false,"merged":[[10,3,10,7],[11,3,11,7],[7,3,7,7],[1,5,3,7],[6,3,6,7],[8,3,8,7],[9,3,9,7]]}
[]
[null,"Capital Costs"]
[]
[null,null,"Color Key"]
[]
[]
[null,"Design Plant Hydrogen Production (kg/day)",1000,"Capital costs for the design plant (baseline) are entered on this sheet. Use the Plant Scaling sheet to set scaling parameters for scaling up or down in size from the baseline plant. Enter the output kg/day for the plant you wish to analyze on the Input Sheet"]
[null,null,null,"Comments"]
[null,"Basis year for capital costs",{"$f":"BasisYear","v":2005}]
[null,"Enter current year for capital costs",2010]
[null,{"$f":"\"CEPCI Inflator (\"&BasisYear&\" to \"&CurrentYear&\")\"","v":"CEPCI Inflator (2005 to 2010)"},{"$f":"VLOOKUP(CurrentYear,Tbl_PlantCostIndexes,2,FALSE)/VLOOKUP(BasisYear,Tbl_PlantCostIndexes,2,FALSE)","v":1.176420333190944},"The Chemical Engineering Plant Cost Index (CEPCI) is used to adjust the capital cost of the H2 Production facility from the basis year to the current year."]
[null,{"$f":"\"Consumer Price Inflator (\"&CurrentYear&\" to \"&ref_year&\")\"","v":"Consumer Price Inflator (2010 to 2016)"},{"$f":"VLOOKUP(ref_year,DeflatorTable,2,FALSE)/VLOOKUP(CurrentYear,DeflatorTable,2,FALSE)","v":1.100724186648488},"The Consumer Price Inflator (CPI) is used to deflate all dollars from the current year to the Reference Year."]
[]
[null,{"$f":" \"CAPITAL INVESTMENT (Inputs REQUIRED in Basis Year, (\" & BasisYear & \") $)\"","v":"CAPITAL INVESTMENT (Inputs REQUIRED in Basis Year, (2005) $)"}]
[null,"Major pieces/systems of equipment",{"$f":"\"Baseline Uninstalled Costs $\"&BasisYear&\" Dollars\"","v":"Baseline Uninstalled Costs $2005 Dollars"},{"$f":"\"Baseline Uninstalled Costs $\"&ref_year&\" Dollars\"","v":"Baseline Uninstalled Costs $2016 Dollars"},"Installation Cost Factor","Baseline Installed Costs","Comments","Data Source"]
[null,"Baggie",839199.79542542668,{"$f":"C16*CEPCIinflator*CPIinflator","v":1086691.8277449398},1,{"$f":"D16*E16","v":1086691.8277449398}]
[null,"Roll-Unroll System",37000,{"$f":"C17*CEPCIinflator*CPIinflator","v":47911.829633108769},1,{"$f":"D17*E17","v":47911.829633108769}]
[null,"Forklift",18571,24047.853732877378,1,24047.853732877378]
[null,"Coated PEC Microparticles",63269.652574074098,81928.778785811344,1,81928.778785811344]
[null,"Make-up Water Pump",212.5,275.16929181177335,1,275.16929181177335]
[null,"Reactor Feed Pipe",10406.571348572585,13475.618203178396,1,13475.618203178396]
[null,null,0,0,1,0]
[null,null,0,0,1,0]
[null,"Compressor",338134.16567922302,437854.77132854884,1,437854.77132854884]
[null,"Condensor",10626,13759.759504903073,1,13759.759504903073]
[null,"Intercooler 1",11464,14844.897700377269,1,14844.897700377269]
[null,"Intercooler 2",11870,15370.632912027057,1,15370.632912027057]
[null,"PSA",0,0,1,0]
[null,"Reactor Outlet Pipe",382.93054285617518,495.86224136861949,1,495.86224136861949]
[null,"Main Collection Pipe",6728.4572444444411,8712.7755997156364,1,8712.7755997156364]
[null,"Final Collection Pipe",107.74999999999999,139.52701737749916,1,139.52701737749916]
[null,null,0,0,1,0]
[null,null,0,0,1,0]
[null,"PLC",2000,2589.8286288166901,1,2589.8286288166901]
[null,"Control Room building",8000,10359.31451526676,1,10359.31451526676]
[null,"Control Room Wiring Panel",3000,3884.7429432250351,1,3884.7429432250351]
[null,"Bed Wiring Panel",53757.556977886125,69611.430038286955,1,69611.430038286955]
[null,"Computer and Monitor",1500,1942.3714716125176,1,1942.3714716125176]
[null,"Labview Software",4299,5566.8366376414751,1,5566.8366376414751]
[null,"Water Level Controllers",18410.122252700727,23839.530835029778,1,23839.530835029778]
[null,"Pressure Sensors",127029.84354363503,164492.7627617055,1,164492.7627617055]
[null,"Hydrogen Area Sensors",136800,177144.27821106161,1,177144.27821106161]
[null,"Oxygen Area Sensors",0,0,1,0]
[null,"Hydrogen Flow Meter",5500,7122.0287292458979,1,7122.0287292458979]
[null,"Instrument Wiring",35213.302376223663,45598.209304561417,1,45598.209304561417]
[null,"Power Wiring",17792.891188111829,23040.269494196113,1,23040.269494196113]
[null,"Conduit",47233.139081309884,61162.867910828398,1,61162.867910828398]
[null,null,0,0,null,0]
[null,null,0,0,null,0]
[null,null,0,0,null,0]
[null,"Piping Installation",1492.8096351437562,1933.0605652343488,1,1933.0605652343488]
[null,"Levelling of Bed field",124672,161439.55740591721,1,161439.55740591721]
[null,"Baggie Installation",294561.95604321163,381432.49336047645,1,381432.49336047645]
[null,"Baggie Reactor Start-up",21414.58888888888,27730.05768939211,1,27730.05768939211]
[null,"Gas processing Subassembly install",111628.24970376691,144549.01843375686,1,144549.01843375686]
[null,"Control System Install",138160.7566259602,178906.34144444347,1,178906.34144444347]
[null,null,null,0,null,0]
[null,null,{"$f":"SUM(C16:C57)","v":2500439.0391314351},{"$f":"SUM(D16:D57)","v":3237854.3040767433},null,{"$f":"SUM(F16:F57)","v":3237854.3040767433}]

{"sheet":"Plant Scaling","index":6,"n_rows":55,"n_cols":10,"rows_kept":55,"cut":false,"hidden":false,"merged":[[7,3,7,5],[2,3,2,5],[4,3,4,5],[3,3,3,5],[6,3,6,5],[5,3,5,5]]}
[null,"leave this sheet as is for scaled costs"]
[null,"Plant Scaling Factors"]
[null,"Baseline Design Capacity (kg H2/day)",{"$f":"Baseline_Design_Capacity","v":1000},"Design capacity for original H2A case.  Imported from capital cost sheet"]
[null,"Scale Ratio",{"$f":"design_cap/Baseline_Design_Capacity","v":1},"Ratio of new design capacity (enter on Input Sheet) to the Baseline Design Capacity.  Used for linear scaling"]
[null,"Scale Factor",{"$f":"$G$55/Det_direct_cap","v":1},"Ratio of total scaled installed capital capital cost to total baseline installed capital costs.  Used for exponential scaling."]
[null,"Default Scaling Factor Exponent",0.78,"Scaling factor exponent used for scaling all capital equipment where an individual factor has not been entered below."]
[null,"Lower Limit for Scaling Capacity (kg H2/day)",500,"http://www.chemicals-technology.com/projects/air-products-plant/\n\n"]
[null,"Upper Limit for Scaling Capacity (kg H2/day)",2000,"http://hydrogen.pnl.gov/filedownloads/hydrogen/datasheets/hydrogen_production_capacity_by_state.xls\n"]
[]
[]
[null,{"$f":" \"CAPITAL INVESTMENT (Inputs REQUIRED in Reference Year, (\" & ref_year & \") $)\"","v":"CAPITAL INVESTMENT (Inputs REQUIRED in Reference Year, (2016) $)"}]
[null,"Major pieces/systems of equipment","Baseline Uninstalled Costs","Scaling Factor Exponent","Scaled Uninstalled Costs","Installation Cost Factor","Installed Cost (scaled)","Installed Cost (baseline)","Comments","Data Source"]
[null,{"$f":"'Capital Costs'!B16","v":"Baggie"},{"$f":"'Capital Costs'!D16","v":1086691.8277449398},null,{"$f":"IF($D13=\"\",$C13*Scale_Ratio^Scaling_Factor_Exponent,$C13*Scale_Ratio^$D13)","v":1086691.8277449398},{"$f":"'Capital Costs'!E16","v":1},{"$f":"$E13*$F13","v":1086691.8277449398},{"$f":"C13*F13","v":1086691.8277449398}]
[null,{"$f":"'Capital Costs'!B17","v":"Roll-Unroll System"},{"$f":"'Capital Costs'!D17","v":47911.829633108769},null,{"$f":"IF($D14=\"\",$C14*Scale_Ratio^Scaling_Factor_Exponent,$C14*Scale_Ratio^$D14)","v":47911.829633108769},{"$f":"'Capital Costs'!E17","v":1},{"$f":"$E14*$F14","v":47911.829633108769},{"$f":"C14*F14","v":47911.829633108769}]
[null,{"$f":"'Capital Costs'!B18","v":"Forklift"},{"$f":"'Capital Costs'!D18","v":24047.853732877378},null,24047.853732877378,{"$f":"'Capital Costs'!E18","v":1},24047.853732877378,24047.853732877378]
[null,{"$f":"'Capital Costs'!B19","v":"Coated PEC Microparticles"},{"$f":"'Capital Costs'!D19","v":81928.778785811344},null,81928.778785811344,{"$f":"'Capital Costs'!E19","v":1},81928.778785811344,81928.778785811344]
[null,{"$f":"'Capital Costs'!B20","v":"Make-up Water Pump"},{"$f":"'Capital Costs'!D20","v":275.16929181177335},null,275.16929181177335,{"$f":"'Capital Costs'!E20","v":1},275.16929181177335,275.16929181177335]
[null,{"$f":"'Capital Costs'!B21","v":"Reactor Feed Pipe"},{"$f":"'Capital Costs'!D21","v":13475.618203178396},null,13475.618203178396,{"$f":"'Capital Costs'!E21","v":1},13475.618203178396,13475.618203178396]
[null,{"$f":"'Capital Costs'!B22","v":0},{"$f":"'Capital Costs'!D22","v":0},null,0,{"$f":"'Capital Costs'!E22","v":1},0,0]
[null,{"$f":"'Capital Costs'!B23","v":0},{"$f":"'Capital Costs'!D23","v":0},null,0,{"$f":"'Capital Costs'!E23","v":1},0,0]
[null,{"$f":"'Capital Costs'!B24","v":"Compressor"},{"$f":"'Capital Costs'!D24","v":437854.77132854884},null,437854.77132854884,{"$f":"'Capital Costs'!E24","v":1},437854.77132854884,437854.77132854884]
[null,{"$f":"'Capital Costs'!B25","v":"Condensor"},{"$f":"'Capital Costs'!D25","v":13759.759504903073},null,13759.759504903073,{"$f":"'Capital Costs'!E25","v":1},13759.759504903073,{"$f":"C22*F22","v":13759.759504903073}]
[null,{"$f":"'Capital Costs'!B26","v":"Intercooler 1"},{"$f":"'Capital Costs'!D26","v":14844.897700377269},null,14844.897700377269,{"$f":"'Capital Costs'!E26","v":1},14844.897700377269,14844.897700377269]
[null,{"$f":"'Capital Costs'!B27","v":"Intercooler 2"},{"$f":"'Capital Costs'!D27","v":15370.632912027057},null,15370.632912027057,{"$f":"'Capital Costs'!E27","v":1},15370.632912027057,15370.632912027057]
[null,{"$f":"'Capital Costs'!B28","v":"PSA"},{"$f":"'Capital Costs'!D28","v":0},null,0,{"$f":"'Capital Costs'!E28","v":1},0,0]
[null,{"$f":"'Capital Costs'!B29","v":"Reactor Outlet Pipe"},{"$f":"'Capital Costs'!D29","v":495.86224136861949},null,495.86224136861949,{"$f":"'Capital Costs'!E29","v":1},495.86224136861949,495.86224136861949]
[null,{"$f":"'Capital Costs'!B30","v":"Main Collection Pipe"},{"$f":"'Capital Costs'!D30","v":8712.7755997156364},null,8712.7755997156364,{"$f":"'Capital Costs'!E30","v":1},8712.7755997156364,8712.7755997156364]
[null,{"$f":"'Capital Costs'!B31","v":"Final Collection Pipe"},{"$f":"'Capital Costs'!D31","v":139.52701737749916},null,139.52701737749916,{"$f":"'Capital Costs'!E31","v":1},139.52701737749916,139.52701737749916]
[null,{"$f":"'Capital Costs'!B32","v":0},{"$f":"'Capital Costs'!D32","v":0},null,0,{"$f":"'Capital Costs'!E32","v":1},0,0]
[null,{"$f":"'Capital Costs'!B33","v":0},{"$f":"'Capital Costs'!D33","v":0},null,0,{"$f":"'Capital Costs'!E33","v":1},0,0]
[null,{"$f":"'Capital Costs'!B34","v":"PLC"},{"$f":"'Capital Costs'!D34","v":2589.8286288166901},null,2589.8286288166901,{"$f":"'Capital Costs'!E34","v":1},2589.8286288166901,2589.8286288166901]
[null,{"$f":"'Capital Costs'!B35","v":"Control Room building"},{"$f":"'Capital Costs'!D35","v":10359.31451526676},null,10359.31451526676,{"$f":"'Capital Costs'!E35","v":1},10359.31451526676,10359.31451526676]
[null,{"$f":"'Capital Costs'!B36","v":"Control Room Wiring Panel"},{"$f":"'Capital Costs'!D36","v":3884.7429432250351},null,3884.7429432250351,{"$f":"'Capital Costs'!E36","v":1},3884.7429432250351,3884.7429432250351]
[null,{"$f":"'Capital Costs'!B37","v":"Bed Wiring Panel"},{"$f":"'Capital Costs'!D37","v":69611.430038286955},null,69611.430038286955,{"$f":"'Capital Costs'!E37","v":1},69611.430038286955,69611.430038286955]
[null,{"$f":"'Capital Costs'!B38","v":"Computer and Monitor"},{"$f":"'Capital Costs'!D38","v":1942.3714716125176},null,1942.3714716125176,{"$f":"'Capital Costs'!E38","v":1},1942.3714716125176,1942.3714716125176]
[null,{"$f":"'Capital Costs'!B39","v":"Labview Software"},{"$f":"'Capital Costs'!D39","v":5566.8366376414751},null,5566.8366376414751,{"$f":"'Capital Costs'!E39","v":1},5566.8366376414751,5566.8366376414751]
[null,{"$f":"'Capital Costs'!B40","v":"Water Level Controllers"},{"$f":"'Capital Costs'!D40","v":23839.530835029778},null,23839.530835029778,{"$f":"'Capital Costs'!E40","v":1},23839.530835029778,23839.530835029778]
[null,{"$f":"'Capital Costs'!B41","v":"Pressure Sensors"},{"$f":"'Capital Costs'!D41","v":164492.7627617055},null,164492.7627617055,{"$f":"'Capital Costs'!E41","v":1},164492.7627617055,164492.7627617055]
[null,{"$f":"'Capital Costs'!B42","v":"Hydrogen Area Sensors"},{"$f":"'Capital Costs'!D42","v":177144.27821106161},null,177144.27821106161,{"$f":"'Capital Costs'!E42","v":1},177144.27821106161,177144.27821106161]
[null,{"$f":"'Capital Costs'!B43","v":"Oxygen Area Sensors"},{"$f":"'Capital Costs'!D43","v":0},null,0,{"$f":"'Capital Costs'!E43","v":1},0,0]
[null,{"$f":"'Capital Costs'!B44","v":"Hydrogen Flow Meter"},{"$f":"'Capital Costs'!D44","v":7122.0287292458979},null,7122.0287292458979,{"$f":"'Capital Costs'!E44","v":1},7122.0287292458979,7122.0287292458979]
[null,{"$f":"'Capital Costs'!B45","v":"Instrument Wiring"},{"$f":"'Capital Costs'!D45","v":45598.209304561417},null,45598.209304561417,{"$f":"'Capital Costs'!E45","v":1},45598.209304561417,45598.209304561417]
[null,{"$f":"'Capital Costs'!B46","v":"Power Wiring"},{"$f":"'Capital Costs'!D46","v":23040.269494196113},null,23040.269494196113,{"$f":"'Capital Costs'!E46","v":1},23040.269494196113,23040.269494196113]
[null,{"$f":"'Capital Costs'!B47","v":"Conduit"},{"$f":"'Capital Costs'!D47","v":61162.867910828398},null,61162.867910828398,{"$f":"'Capital Costs'!E47","v":1},61162.867910828398,61162.867910828398]
[null,{"$f":"'Capital Costs'!B48","v":0},{"$f":"'Capital Costs'!D48","v":0},null,0,{"$f":"'Capital Costs'!E48","v":0},0,0]
[null,{"$f":"'Capital Costs'!B49","v":0},{"$f":"'Capital Costs'!D49","v":0},null,0,{"$f":"'Capital Costs'!E49","v":0},0,0]
[null,{"$f":"'Capital Costs'!B50","v":0},{"$f":"'Capital Costs'!D50","v":0},null,0,{"$f":"'Capital Costs'!E50","v":0},0,0]
[null,{"$f":"'Capital Costs'!B51","v":"Piping Installation"},{"$f":"'Capital Costs'!D51","v":1933.0605652343488},null,1933.0605652343488,{"$f":"'Capital Costs'!E51","v":1},1933.0605652343488,1933.0605652343488]
[null,{"$f":"'Capital Costs'!B52","v":"Levelling of Bed field"},{"$f":"'Capital Costs'!D52","v":161439.55740591721},null,161439.55740591721,{"$f":"'Capital Costs'!E52","v":1},161439.55740591721,161439.55740591721]
[null,{"$f":"'Capital Costs'!B53","v":"Baggie Installation"},{"$f":"'Capital Costs'!D53","v":381432.49336047645},null,381432.49336047645,{"$f":"'Capital Costs'!E53","v":1},381432.49336047645,381432.49336047645]
[null,{"$f":"'Capital Costs'!B54","v":"Baggie Reactor Start-up"},{"$f":"'Capital Costs'!D54","v":27730.05768939211},null,27730.05768939211,{"$f":"'Capital Costs'!E54","v":1},27730.05768939211,27730.05768939211]
[null,{"$f":"'Capital Costs'!B55","v":"Gas processing Subassembly install"},{"$f":"'Capital Costs'!D55","v":144549.01843375686},null,144549.01843375686,{"$f":"'Capital Costs'!E55","v":1},144549.01843375686,144549.01843375686]
[null,{"$f":"'Capital Costs'!B56","v":"Control System Install"},{"$f":"'Capital Costs'!D56","v":178906.34144444347},null,178906.34144444347,{"$f":"'Capital Costs'!E56","v":1},178906.34144444347,178906.34144444347]
[null,{"$f":"'Capital Costs'!B57","v":0},{"$f":"'Capital Costs'!D57","v":0},null,0,{"$f":"'Capital Costs'!E57","v":0},0,0]
[null,"TOTALS (including scaling)",{"$f":"SUM(C13:C54)","v":3237854.3040767433},null,{"$f":"SUM(E13:E54)","v":3237854.3040767433},null,{"$f":"SUM(G13:G54)","v":3237854.3040767433},{"$f":"SUM(H13:H54)","v":3237854.3040767433}]

{"sheet":"Carbon Sequestration","index":7,"n_rows":107,"n_cols":11,"rows_kept":107,"cut":false,"hidden":false,"merged":[[30,7,30,8],[36,7,36,8],[29,4,29,5],[33,4,33,5],[44,1,44,5],[41,1,41,5],[38,1,38,5],[31,4,31,5],[39,4,39,5],[37,4,37,5],[36,4,36,5],[35,4,35,5],[34,4,34,5],[30,4,30,5],[35,7,35,8],[32,7,32,8],[32,4,32,5],[45,7,45,9],[37,7,37,8],[39,7,39,8],[34,7,34,8],[38,7,38,8],[33,7,33,8],[3,1,3,9],[4,1,4,9],[29,7,29,8],[20,7,20,8],[21,7,21,8],[25,3,25,5],[27,7,27,8],[19,7,19,10],[22,7,22,8],[20,3,20,5],[24,3,24,5],[23,7,23,8],[25,7,25,8],[24,7,24,8],[26,7,26,8],[46,4,46,5],[47,7,47,9],[44,7,44,9],[47,4,47,5],[40,7,40,8],[42,7,42,8],[46,7,46,9],[40,4,40,5],[45,4,45,5],[43,4,43,5]]}
[]
[null,"Carbon Sequestration"]
[]
[null,"Carbon Sequestration Calculation Information"]
[null,"Costs for carbon (CO2) compression, transport to the sequestration site and injection are calculated in this section.  Capital and operating costs for carbon capture are assumed to be included in the capital and operating costs for the production facility and are not included here.  For H2A analysis of hydrogen production processes, it is assumed that only carbon contained in the process feedstock can be captured.  Carbon contained in fuels such as natural gas used for steam generation (i.e., as a utility) cannot be captured.  Therefore, only CO2 emissions from feedstocks are shown below.  CO2 emissions from fuels used as utilities are included in the total emissions from the process shown on the Results sheet.  All feedstocks and utilities should be specified before completing this section.  See the QuickStart Guide for information on the derivation of the equations used in this section."]
[]
[null,"Table of Contents"]
[null,"Color Key"]
[]
[]
[null,"Use default values (checkboxes)"]
[]
[]
[]
[null,"Carbon Sequestration Input Values"]
[null,"Summary of Output Values"]
[null,"Carbon Sequestration Calculations"]
[]
[]
[null,"Carbon Sequestration Information",null,null,null,null,null,"Summary of Output Values \n(CO2 Seq. costs are reported on Results Tab as part of total H2 Production cost)"]
[null,"CO2 Produced from Feedstock (metric tons CO2/year)",{"$f":"Feed_CO2_MTpY","v":0},"CO2 emissions are based on the carbon content of the feed.  See the Physical Properties Table for specific values",null,null,null,"Capital Costs"]
[null,"CO2 Produced from Feedstock (kg CO2/kg H2)",{"$f":"Feed_CO2_kgpkgH2","v":0},null,null,null,null,"CO2 Pipeline",null,{"$f":"SUM(C54:C57)","v":{"$error":"#VALUE!"}}]
[null,"CO2 Mass Flowrate (metric tons/day)",{"$f":"Feed_CO2_MTpY/365*CO2_Capture_Efficiency","v":0},null,null,null,null,"CO2 Pumps",null,{"$f":"C71","v":80988.893635198634}]
[null,"CO2 Mass Flowrate (G metric tons/year)",{"$f":"CO2_flowrate*365/1000000","v":0},null,null,null,null,"CO2 Other Equipment",null,{"$f":"SUM(C82:C83)","v":0}]
[null,"Electricity Cost ($/kWh)",{"$f":"HLOOKUP(startup_year,INDIRECT(TMP_PriceTable),MATCH(\"Industrial Electricity\",INDIRECT(Energy_Feed_List),0),FALSE)*VLOOKUP(\"kWh\",CC_feedconversion,2,FALSE)","v":7.7596976084681746E-2},"Price for industrial electricity in the startup year",null,null,null,"CO2 Storage (annualized)",null,{"$f":"SUM(C93:C95)","v":39831626.153846137}]
[null,"Carbon Sequestration Electricity Usage (kWh/kg H2)",{"$f":"IF(C21=0,0,(pump_power)*cap_factor*24*365/output_kgyear)","v":0},null,null,null,null,null,null,{"$f":"IF(CO2_Capture_Efficiency,SUM(J22:J25),0)","v":0},{"$f":"\"Total (\"&ref_year&\"$)\"","v":"Total (2016$)"}]
[null,null,null,null,null,null,null,"Approx. Uninstalled Equipment Cost",null,{"$f":"IF(CO2_inUse = \"To Use Carbon Sequestration Click 'Link to Detail Sheet' in the Input Sheet Capital Cost Section\",0,(J23+J24)/1.2+J25/1.5+J22)","v":{"$error":"#VALUE!"}}]
[null,"Carbon Sequestration Input Values"]
[null,"Process Design Parameters"]
[null,"Carbon Capture Efficiency (%)",0,null,"Set to 0 to turn off CCS",null,null,"Electrical Costs (annual cost)"]
[null,"CO2 capture process outlet pressure (psia)",14.7,null,"Inlet pressure for CO2 transport (pump suction pressure)",null,null,"CO2 Compressor",null,{"$f":"C74","v":0}]
[null,"Number of Pumps (H2 Production Site + Booster Pumps)",1,null,null,null,null,"CO2 Injection (Site and wells)",null,0]
[null,"Pump Efficiency",0.75,null,null,null,null,"CO2 Pipeline",null,0]
[null,"Pipeline Control System","Yes",null,null,null,null,null,null,{"$f":"SUM(J31:J33)","v":0},{"$f":"\"Total (\"&ref_year&\"$)\"","v":"Total (2016$)"}]
[null,"CO2 Surge Tank","Yes",null,null,null,null,"O&M (annual cost)"]
[null,"Pipeline length (miles)",100,null,null,null,null,"CO2 Capture Credit",null,{"$f":"-Feed_CO2_MTpY*CO2_Capture_Efficiency*CO2_credit","v":0}]
[null,"Pipeline Elevation Change (ft)",0,null,null,null,null,"CO2 Pipeline",null,{"$f":"+C61","v":693420.37890424987}]
[null,"Pipeline Nominal Diameter (in)",{"$f":"Pipe_Diameter(CO2_PipeLength,\n        C67, C66,\n        C37,\n        0.5,\n        CO2_flowrate,\n        CO2_Pipeline_Temp,\n        n_CO2_pumps)","v":{"$error":"#VALUE!"}},null,null,null,null,"CO2 Pumps",null,{"$f":"C78","v":3239.5557454079453}]
[null,"Process Conditions",null,null,null,null,null,"CO2 Other Equipment",null,{"$f":"C86","v":0}]
[null,"Pipeline Temperature (°F)",53,null,"Ground temperature",null,null,"CO2 Storage",null,{"$f":"SUM(C103:C107)","v":2016053.2255769228}]
[null,"CO2 Density (kg/m3)",{"$f":"denPRCO2(0.00005,AVERAGE(C66:C67)/MPa_to_psi,CO2_Pipeline_Temp)","v":865.79471045444359},null,"PR Equation of state:  ρCO2 = denPRCO2(vCO2-init, Pave, TPipeline)",null,null,null,null,{"$f":"IF(CO2_Capture_Efficiency>0,SUM(J36:J40),0)","v":0},{"$f":"\"Total  (\"&ref_year&\"$)\"","v":"Total  (2016$)"}]
[null,"Other Considerations"]
[null,"CO2 capture credit ($/metric ton CO2 captured)",0,null,null,null,null,"Property tax and insurance",null,{"$f":"Det_CO2_seq*tax_ins_rate","v":0},{"$f":"+K41","v":"Total  (2016$)"}]
[null,"Operation and maintenance factor for equipment (pumps, etc.)",0.04]
[null,"Finance Parameters",null,null,null,null,null,"Carbon Sequestration Energy Charge ($/tonne CO2)",null,null,{"$f":"ROUND(CO2_eCostpY/(Feed_CO2_MTpY*CO2_Capture_Efficiency),1)","v":{"$error":"#DIV/0!"}}]
[null,"After Tax Real Capital Recovery Factor",{"$f":"(real_irr*(1+real_irr)^anal_period)/(((real_irr+1)^anal_period)-1)","v":8.3860161500585326E-2},null,null,null,null,"Carbon Sequestration O&M Charge ($/tonne CO2)",null,null,{"$f":"ROUND((Det_CO2_OandMcost+ CCS_tax_insurance)/(Feed_CO2_MTpY*CO2_Capture_Efficiency),1)","v":{"$error":"#DIV/0!"}}]
[null,"Real Present Value of Depreciation",{"$f":"INDEX(MACRS_Table,MATCH(\"NPV - Real IRR\",recovery_year,0),MATCH(depr_length,recovery_period,0))*(1+real_irr)","v":0.54674112188719604},null,null,null,null,"Approx Carbon Seq. Cap. Charge ($/tonne CO2)",null,null,{"$f":"ROUND((Det_CO2_seq+(-PV(nominal_irr,plant_life,C100)*(1+nominal_irr)))*CO2_cap_charge_rate/(Feed_CO2_MTpY*CO2_Capture_Efficiency),1)","v":{"$error":"#DIV/0!"}}]
[null,"Approx Capital Charge Rate",{"$f":"(CO2_cap_rec*(1-total_tax_rate*CO2_depr_factor))/(1-total_tax_rate)","v":9.7035312812405017E-2},null,null,null,null,"Total transportation and storage cost (w/o capture)",null,null,{"$f":"SUM(K45:K47)","v":{"$error":"#DIV/0!"}}]
[]
[null,"Carbon Transport Calculations"]
[null,{"$f":"\"CO2 Pipeline Costs (\"&ref_year&\" USD)\"","v":"CO2 Pipeline Costs (2016 USD)"},null,"Units","Notes / References"]
[null,"Capital Costs "]
[null,"Adjustment factor (Natural Gas Pipeline -> CO2 Pipeline)",{"$f":"IF(CO2_PipeDia>20,1.25, IF(CO2_PipeDia>16,1.18,IF(CO2_PipeDia>12,1.12,1)))","v":{"$error":"#VALUE!"}},null,"CCost_Type = a0 + L * (a1 * D2 + a2 * D + a3) based on NETL CO2 Transport Model which uses Parker (2004) UCD-ITS-RR-04-35  basis"]
[null,"Material Capital",{"$f":"(35000+CO2_PipeLength*(330.5*CO2_PipeDia^2+687*CO2_PipeDia+26960))*NG_to_CO2Pipeline*VLOOKUP(ref_year,Tbl_PlantCostIndexes,2)/VLOOKUP(2000,Tbl_PlantCostIndexes,2)","v":{"$error":"#VALUE!"}},{"$f":"ref_year&\"$\"","v":"2016$"},"a0 = 35,000 $;   a1 = 330.5 $/mi-in2;   a2 = 687 $/mi-in;   a3 = 26,960 $/mi   (coefficient basis is 2000$)"]
[null,"Labor",{"$f":"(185000+CO2_PipeLength*(343*CO2_PipeDia^2+2074*CO2_PipeDia+170013))*NG_to_CO2Pipeline*VLOOKUP(ref_year,Tbl_labor_indexes,2)/VLOOKUP(2000,Tbl_labor_indexes,2)","v":{"$error":"#VALUE!"}},{"$f":"ref_year&\"$\"","v":"2016$"},"a0 = 185,000 $;   a1 = 343 $/mi-in2;   a2 = 2,074 $/mi-in;   a3 = 170,013 $/mi   (coefficient basis is 2000$)"]
[null,"Right of Way and Damages",{"$f":"(40000+CO2_PipeLength*(0*CO2_PipeDia^2+577*CO2_PipeDia+29788))*NG_to_CO2Pipeline*(VLOOKUP(ref_year,DeflatorTable,2)/VLOOKUP(2000,DeflatorTable,2))","v":{"$error":"#VALUE!"}},{"$f":"ref_year&\"$\"","v":"2016$"},"a0 = 40,000 $;   a1 = 0 $/mi-in2;   a2 = 577 $/mi-in;   a3 = 29,788 $/mi   (coefficient basis is 2000$)"]
[null,"Miscellaneous (Surveying, engineering, supervision, etc.)",{"$f":"(95000+CO2_PipeLength*(0*CO2_PipeDia^2+8417*CO2_PipeDia+7324))*NG_to_CO2Pipeline*VLOOKUP(ref_year,DeflatorTable,2)/VLOOKUP(2000,DeflatorTable,2)","v":{"$error":"#VALUE!"}},{"$f":"ref_year&\"$\"","v":"2016$"},"a0 = 95,000 $;   a1 = 0 $/mi-in2;   a2 = 8,417 $/mi-in;   a3 = 7,324 $/mi   (coefficient basis is 2000$)"]
[null,"Pipeline Capital Cost Per Mile",{"$f":"SUM(C54:C57)/CO2_PipeLength","v":{"$error":"#VALUE!"}},{"$f":"ref_year&\"$/mile\"","v":"2016$/mile"}]
[]
[null,"O&M Costs"]
[null,"Pipeline cost of $5000/mi-yr",{"$f":"5000*CO2_PipeLength*(VLOOKUP(ref_year,Tbl_PlantCostIndexes,2)/VLOOKUP(1999,Tbl_PlantCostIndexes,2))","v":693420.37890424987},{"$f":"ref_year&\"$/year\"","v":"2016$/year"},"Based on NETL CO2 Transport Model which uses Bock (2003) basis. $5000/mi-yr is based in 1999$"]
[]
[]
[null,"CO2 Pump Costs"]
[null,"Capital Costs"]
[null,"Inlet Pressure",{"$f":"CO2_Pin_psia","v":14.7},"psia"]
[null,"Outlet Pressure",{"$f":"15*MPa_to_psi","v":2175.5700000000002},"psia"]
[null,"Pump Power",{"$f":"(1000*1000000*0.001/ (24*3600))*(CO2_flowrate/cap_factor*(C67-C66)/MPa_to_psi)/(C41*Pump_Eff)","v":0},"kW","Wpump = ((1e3 kg/t * 1e6 Pa/MPa * 1e-3 kW/W)  / (24*3600 s/day))*qmax*dPpump/(ηpump*ρCO2)   from NETL CO2 Transport Model"]
[null,"Pump Fixed Cost ",{"$f":"70000*VLOOKUP(ref_year,Tbl_PlantCostIndexes,2)/VLOOKUP(2005,Tbl_PlantCostIndexes,2)","v":80988.893635198634},{"$f":"ref_year&\"$\"","v":"2016$"},"Fixed cost of $70,000 (2005$) from NETL CO2 Transport Model which uses McCollum & Ogden (2006) UCD-ITS-RR-06-14 basis"]
[null,"Pump Variable Cost",{"$f":"1110*C68*VLOOKUP(ref_year,Tbl_PlantCostIndexes,2)/VLOOKUP(2005,Tbl_PlantCostIndexes,2)","v":0},{"$f":"ref_year&\"$\"","v":"2016$"},"Cost of $1,110/kW (2005$) from NETL CO2 Transport Model which uses McCollum & Ogden (2006) UCD-ITS-RR-06-14 basis"]
[null,"Pump Capital Cost",{"$f":"SUM(C69:C70)","v":80988.893635198634},{"$f":"ref_year&\"$\"","v":"2016$"},"Cpump = (Cpump_fix + Cpump_var * Wpump)"]
[]
[null,"Electricity Costs"]
[null,"Ecomp = elec cost*Wcomp*(capacity factor*24*365)*n_pumps",{"$f":"CO2_eCost*pump_power*cap_factor*24*365*n_CO2_pumps","v":0},{"$f":"startup_year&\"$/year\"","v":"2040$/year"},"$/yr (start-up year electricity cost)"]
[null,"Electricity consumption",{"$f":"pump_power*cap_factor*24*365*n_CO2_pumps/output_kgyear","v":0},"kWh/kg H2"]
[]
[null,"O&M Costs"]
[null,"(Total Other Equipment Cost) * O&M Factor",{"$f":"C71*CO2_MaintFactor","v":3239.5557454079453},{"$f":"ref_year&\"$/year\"","v":"2016$/year"}]
[]
[null,"CO2 Other Equipment Costs"]
[null,"Capital Costs"]
[null,"CO2 Surge Tank",{"$f":"IF(C35=\"yes\",701600*(CO2_flowrate_GTpY/3.2)^Scaling_Factor_Exponent*(VLOOKUP(ref_year,Tbl_PlantCostIndexes,2)/VLOOKUP(2000,Tbl_PlantCostIndexes,2)),0)","v":0},{"$f":"ref_year&\"$\"","v":"2016$"},"Based on NETL CO2 Transport Model which uses NETL (2010) DOE/NETL-2010/1447 basis. Original cost is in 2000$"]
[null,"Pipeline Process Control System",{"$f":"IF(C34=\"yes\",94000*(CO2_flowrate_GTpY/3.2)^Scaling_Factor_Exponent*(VLOOKUP(ref_year,Tbl_PlantCostIndexes,2)/VLOOKUP(2000,Tbl_PlantCostIndexes,2)),0)","v":0},{"$f":"ref_year&\"$\"","v":"2016$"},"Based on NETL CO2 Transport Model which uses NETL (2010) DOE/NETL-2010/1447 basis. Original cost is in 2000$"]
[]
[null,"O&M Costs"]
[null,"(Total Other Equipment Cost) * O&M Factor",{"$f":"SUM(C82:C83)*CO2_MaintFactor","v":0},{"$f":"ref_year&\"$/year\"","v":"2016$/year"}]
[]
[]
[null,"Carbon Storage (Saline) Calculations"]
[null,"CO2 Storage Cost Breakdown (2007 USD)",null,"Units","Notes / References"]
[null,"CEPC Inflation Adj: 2008->2005",{"$f":"VLOOKUP(2005,DeflatorTable,2)/VLOOKUP(2008,DeflatorTable,2)","v":0.92676070528967247}]
[null,{"$f":"\"Capital Costs by Stage (Annual Cost of \"&plant_life&\" year project in \"&ref_year&\"$)\"","v":"Capital Costs by Stage (Annual Cost of 40 year project in 2016$)"},null,null,"Based on NETL CO2 Saline Storage Cost Model -- P50 correlation determined (2008$) as function of CO2 flowrate for each stage of cost"]
[null,"Regional Evaluation",{"$f":"94000*VLOOKUP(ref_year,Tbl_labor_indexes,2)/VLOOKUP(2008,Tbl_labor_indexes,2)","v":109497.94871794869},{"$f":"ref_year&\"$\"","v":"2016$"}]
[null,"Site Characterization",{"$f":"(-16600*CO2_flowrate_GTpY^2+53500*CO2_flowrate_GTpY+20300)*1000*VLOOKUP(ref_year,Tbl_labor_indexes,2)/VLOOKUP(2008,Tbl_labor_indexes,2)","v":23646897.435897429},{"$f":"ref_year&\"$\"","v":"2016$"}]
[null,"Permitting",{"$f":" (-400*CO2_flowrate_GTpY^2 + 2200*CO2_flowrate_GTpY + 13800)*1000*VLOOKUP(ref_year,Tbl_labor_indexes,2)/VLOOKUP(2008,Tbl_labor_indexes,2)","v":16075230.769230762},{"$f":"ref_year&\"$\"","v":"2016$"}]
[]
[null,"Ongoing Capital Expences"]
[null,"Operations",{"$f":"(-36000*CO2_flowrate_GTpY^2+224000*CO2_flowrate_GTpY+47000)*1000*(VLOOKUP(ref_year,Tbl_labor_indexes,2)/VLOOKUP(2008,Tbl_labor_indexes,2))/plant_life","v":1368724.3589743585},{"$f":"ref_year&\"$/year\"","v":"2016$/year"}]
[null,"Post Injection Site Care & Site Closure",{"$f":"(-18000*CO2_flowrate_GTpY^2 + 183000*CO2_flowrate_GTpY+ 40000)*1000*(VLOOKUP(ref_year,Tbl_labor_indexes,2)/VLOOKUP(2008,Tbl_labor_indexes,2))/plant_life","v":1164871.7948717945},{"$f":"ref_year&\"$/year\"","v":"2016$/year"}]
[null,"Total ongoing capital expenses",{"$f":"+IF(CO2_Capture_Efficiency,SUM(C98:C99),0)","v":0},{"$f":"ref_year&\"$/year\"","v":"2016$/year"}]
[]
[null,"Expense Costs by Stage"]
[null,"Regional Evaluation",{"$f":"0*(VLOOKUP(ref_year,Tbl_labor_indexes,2)/VLOOKUP(2008,Tbl_labor_indexes,2))","v":0},{"$f":"ref_year&\"$/year\"","v":"2016$/year"}]
[null,"Site Characterization",{"$f":"395000*(VLOOKUP(ref_year,Tbl_labor_indexes,2)/VLOOKUP(2008,Tbl_labor_indexes,2))/plant_life","v":11503.108974358973},{"$f":"ref_year&\"$/year\"","v":"2016$/year"}]
[null,"Permitting",{"$f":"100000*(VLOOKUP(ref_year,Tbl_labor_indexes,2)/VLOOKUP(2008,Tbl_labor_indexes,2))/plant_life","v":2912.1794871794864},{"$f":"ref_year&\"$/year\"","v":"2016$/year"}]
[null,"Operations ",{"$f":" (-30000*CO2_flowrate_GTpY^2 + 143000*CO2_flowrate_GTpY + 41000)*1000*(VLOOKUP(ref_year,Tbl_labor_indexes,2)/VLOOKUP(2008,Tbl_labor_indexes,2))/plant_life","v":1193993.5897435895},{"$f":"ref_year&\"$/year\"","v":"2016$/year"}]
[null,"Post Injection Site Care & Site Closure",{"$f":"(111200*CO2_flowrate_GTpY+27733.33)*1000*(VLOOKUP(ref_year,Tbl_labor_indexes,2)/VLOOKUP(2008,Tbl_labor_indexes,2))/plant_life","v":807644.34737179463},{"$f":"ref_year&\"$/year\"","v":"2016$/year"}]

{"sheet":"Results","index":8,"n_rows":121,"n_cols":9,"rows_kept":121,"cut":false,"hidden":false,"merged":[[16,5,16,7],[22,5,22,7],[29,1,29,2],[51,1,51,2],[92,1,92,2],[107,1,107,2],[85,1,85,2],[58,1,58,2],[76,1,76,2],[77,1,77,2],[78,1,78,2],[79,1,79,2],[89,1,89,2],[87,1,87,2],[82,1,82,2],[83,1,83,2],[84,1,84,2],[88,1,88,2]]}
[]
[null,"Table of Contents"]
[null,"Specific Item Cost Calculation"]
[null,"Energy Data"]
[null,"Production Process Energy Efficiency"]
[null,"Upstream Energy Usage"]
[null,"Emissions Summary"]
[null,"Production Process GHG Emissions Summary"]
[null,"Production Process GHG Emissions"]
[null,"Upstream GHG Emissions"]
[]
[null,"H2a Analysis Results"]
[]
[null,"COST RESULTS"]
[null,"Lang Factor",{"$f":"total_cap/(ProcEqpCap+IF(CO2_Capture_Efficiency>0,CCSEqpCap,0))","v":1.4185294757467175}]
[]
[null,"Specific Item Cost Calculation",null,null,null,{"$f":"IF(CO2_inUse = \"Carbon Sequestration\",\"Approximate Carbon Sequestration Costs*\",\"Carbon Sequestration is not included in this case\")","v":"Approximate Carbon Sequestration Costs*"}]
[null,"Cost Component","Cost Contribution ($/kg)","Percentage of H2 Cost",null,"Cost Component","Cost Contribution ($/ kg H2)","Cost Contribution ($/ tonne CO2 Sequestered)"]
[null,"Capital Costs",{"$f":"'Cash Flow Analysis'!D119","v":2.1207466020985599},{"$f":"'Cash Flow Analysis'!C119","v":0.54622881267815815},null,"Capital Costs",{"$f":"IF(CO2_inUse = \"Carbon Sequestration\",ROUND((Det_CO2_seq+CO2_aprx_indCap)*CO2_cap_charge_rate/output_kgyear,2),\"\")","v":0},{"$f":"IF(CO2_inUse = \"Carbon Sequestration\",CO2_capptonneCO2,\"\")","v":{"$error":"#DIV/0!"}}]
[null,"Decommissioning Costs",{"$f":"'Cash Flow Analysis'!D120","v":5.1675603416839249E-3},{"$f":"'Cash Flow Analysis'!C120","v":1.3309795461124904E-3},null,"O&M Cost",{"$f":"IF(CO2_inUse = \"Carbon Sequestration\",ROUND(Det_CO2_OandMcost/output_kgyear,2),\"\")","v":0},{"$f":"IF(CO2_inUse = \"Carbon Sequestration\",CO2_OandMptonneCO2,\"\")","v":{"$error":"#DIV/0!"}}]
[null,"Fixed O&M",{"$f":"'Cash Flow Analysis'!D121","v":1.5921601769548843},{"$f":"'Cash Flow Analysis'!C121","v":0.41008377058858764},null,"Energy Cost",{"$f":"IF(CO2_inUse = \"Carbon Sequestration\",ROUND(CO2_eCostpY/output_kgyear,2),\"\")","v":0},{"$f":"IF(CO2_inUse = \"Carbon Sequestration\",CO2_energyptonneCO2,\"\")","v":{"$error":"#DIV/0!"}}]
[null,"Feedstock Costs",{"$f":"'Cash Flow Analysis'!D122","v":0.15882600961958851},{"$f":"'Cash Flow Analysis'!C122","v":4.0907924865266704E-2},null,"Total",{"$f":"SUM(G19:G21)","v":0},{"$f":"SUM(H19:H21)","v":{"$error":"#DIV/0!"}}]
[null,"Other Raw Material Costs",{"$f":"'Cash Flow Analysis'!D123","v":0},{"$f":"'Cash Flow Analysis'!C123","v":0},null,"*Carbon sequestration costs presented in this table do not include carbon capture capital and operating costs."]
[null,"Byproduct Credits",{"$f":"'Cash Flow Analysis'!D124","v":0},{"$f":"'Cash Flow Analysis'!C124","v":0}]
[null,"Other Variable Costs (including utilities)",{"$f":"'Cash Flow Analysis'!D125","v":5.6238841917779026E-3},{"$f":"'Cash Flow Analysis'!C125","v":1.4485123218750022E-3}]
[null,"Total",{"$f":"SUM(C19:C25)","v":3.8825242332064946}]
[]
[null,"ENERGY"]
[]
[null,"Energy Data"]
[null,"Feedstock","Energy Input (GJ/kg H2)","Energy Input (kWh/kg H2)","LHV (GJ/usage unit)","Usage (/kg H2)","Unit","Unit System Conversion Factor","Real levelized cost"]
[null,{"$f":"IF('Cash Flow Analysis'!$B$131=0,\"\",'Cash Flow Analysis'!$B$131)","v":"Industrial Electricity"},{"$f":"IF($B$32=\"\",\"\",$E$32*$F$32*$H$32)","v":7.2359999999999985E-3},{"$f":"IF($B32=\"\",\"\",$C32*1000*MJ_to_kWh)","v":2.0099999999999998},{"$f":"IF($B$32<>\"\",VLOOKUP($B$32,MASTER_PROPERTY_TABLE,MATCH(\"H2A LHV (GJ/ H2A usage input unit)\",key_MPTable,0),FALSE),\"\")","v":3.5999999999999995E-3},{"$f":"IF('Cash Flow Analysis'!$B$133=\"\",\"\",'Cash Flow Analysis'!$B$133)","v":2.0099999999999998},{"$f":"IF($B$32<>\"\",VLOOKUP($B$32,MASTER_PROPERTY_TABLE,MATCH(\"H2A Usage Input Unit/ kg H2\",key_MPTable,0),FALSE),\"\")","v":"kWh"},{"$f":"IF($B32=\"\",\"\",IF(VLOOKUP($B32,MASTER_PROPERTY_TABLE,MATCH(\"Unit System\",key_MPTable,0),FALSE)=\"English\",mmBTU_to_GJ,1))","v":1},{"$f":"+'Cash Flow Analysis'!$B$233","v":8.2049121479903259E-2}]
[null,{"$f":"IF('Cash Flow Analysis'!$C$131=0,\"\",'Cash Flow Analysis'!$C$131)","v":""},{"$f":"IF($B$33=\"\",\"\",$E$33*$F$33*$H$33)","v":""},{"$f":"IF($B33=\"\",\"\",$C33*1000*MJ_to_kWh)","v":""},{"$f":"IF($B$33<>\"\",VLOOKUP($B$33,MASTER_PROPERTY_TABLE,MATCH(\"H2A LHV (GJ/ H2A usage input unit)\",key_MPTable,0),FALSE),\"\")","v":""},{"$f":"IF('Cash Flow Analysis'!$C$133=\"\",\"\",'Cash Flow Analysis'!$C$133)","v":""},{"$f":"IF($B$33<>\"\",VLOOKUP($B$33,MASTER_PROPERTY_TABLE,MATCH(\"H2A Usage Input Unit/ kg H2\",key_MPTable,0),FALSE),\"\")","v":""},{"$f":"IF($B$33=\"\",\"\",IF(VLOOKUP($B$33,MASTER_PROPERTY_TABLE,MATCH(\"Unit System\",key_MPTable,0),FALSE)=\"English\",mmBTU_to_GJ,1))","v":""},{"$f":"+'Cash Flow Analysis'!$C$233","v":""}]
[null,{"$f":"IF('Cash Flow Analysis'!$D$131=0,\"\",'Cash Flow Analysis'!$D$131)","v":""},{"$f":"IF($B$34=\"\",\"\",$E$34*$F$34*$H$34)","v":""},{"$f":"IF($B34=\"\",\"\",$C34*1000*MJ_to_kWh)","v":""},{"$f":"IF($B$34<>\"\",VLOOKUP($B$34,MASTER_PROPERTY_TABLE,MATCH(\"H2A LHV (GJ/ H2A usage input unit)\",key_MPTable,0),FALSE),\"\")","v":""},{"$f":"IF('Cash Flow Analysis'!$D$133=\"\",\"\",'Cash Flow Analysis'!$D$133)","v":""},{"$f":"IF($B$34<>\"\",VLOOKUP($B$34,MASTER_PROPERTY_TABLE,MATCH(\"H2A Usage Input Unit/ kg H2\",key_MPTable,0),FALSE),\"\")","v":""},{"$f":"IF($B$34=\"\",\"\",IF(VLOOKUP($B$34,MASTER_PROPERTY_TABLE,MATCH(\"Unit System\",key_MPTable,0),FALSE)=\"English\",mmBTU_to_GJ,1))","v":""},{"$f":"+'Cash Flow Analysis'!$D$233","v":""}]
[null,{"$f":"IF('Cash Flow Analysis'!$E$131=0,\"\",'Cash Flow Analysis'!$E$131)","v":""},{"$f":"IF($B$35=\"\",\"\",$E$35*$F$35*$H$35)","v":""},{"$f":"IF($B35=\"\",\"\",$C35*1000*MJ_to_kWh)","v":""},{"$f":"IF($B$35<>\"\",VLOOKUP($B$35,MASTER_PROPERTY_TABLE,MATCH(\"H2A LHV (GJ/ H2A usage input unit)\",key_MPTable,0),FALSE),\"\")","v":""},{"$f":"IF('Cash Flow Analysis'!$E$133=\"\",\"\",'Cash Flow Analysis'!$E$133)","v":""},{"$f":"IF($B$35<>\"\",VLOOKUP($B$35,MASTER_PROPERTY_TABLE,MATCH(\"H2A Usage Input Unit/ kg H2\",key_MPTable,0),FALSE),\"\")","v":""},{"$f":"IF($B$35=\"\",\"\",IF(VLOOKUP($B$35,MASTER_PROPERTY_TABLE,MATCH(\"Unit System\",key_MPTable,0),FALSE)=\"English\",mmBTU_to_GJ,1))","v":""},{"$f":"+'Cash Flow Analysis'!$E$233","v":""}]
[null,"Utility"]
[null,{"$f":"IF('Cash Flow Analysis'!$F$131=0,\"\",'Cash Flow Analysis'!$F$131)","v":""},{"$f":"IF($B$37=\"\",\"\",$E$37*$F$37*$H$37)","v":""},{"$f":"IF($B37=\"\",\"\",$C37*1000*MJ_to_kWh)","v":""},{"$f":"IF($B37<>\"\",VLOOKUP($B37,MASTER_PROPERTY_TABLE,MATCH(\"H2A LHV (GJ/ H2A usage input unit)\",key_MPTable,0),FALSE),\"\")","v":""},{"$f":"IF('Cash Flow Analysis'!$F$133=\"\",\"\",'Cash Flow Analysis'!$F$133)","v":""},{"$f":"IF($B$37<>\"\",VLOOKUP($B$37,MASTER_PROPERTY_TABLE,MATCH(\"H2A Usage Input Unit/ kg H2\",key_MPTable,0),FALSE),\"\")","v":""},{"$f":"IF($B$37=\"\",\"\",IF(VLOOKUP($B$37,MASTER_PROPERTY_TABLE,MATCH(\"Unit System\",key_MPTable,0),FALSE)=\"English\",mmBTU_to_GJ,1))","v":""},{"$f":"+'Cash Flow Analysis'!$F$233","v":""}]
[null,{"$f":"IF('Cash Flow Analysis'!$G$131=0,\"\",'Cash Flow Analysis'!$G$131)","v":""},{"$f":"IF($B$38=\"\",\"\",$E$38*$F$38*$H$38)","v":""},{"$f":"IF($B38=\"\",\"\",$C38*1000*MJ_to_kWh)","v":""},{"$f":"IF($B38<>\"\",VLOOKUP($B38,MASTER_PROPERTY_TABLE,MATCH(\"H2A LHV (GJ/ H2A usage input unit)\",key_MPTable,0),FALSE),\"\")","v":""},{"$f":"IF('Cash Flow Analysis'!$G$133=\"\",\"\",'Cash Flow Analysis'!$G$133)","v":""},{"$f":"IF($B$38<>\"\",VLOOKUP($B$38,MASTER_PROPERTY_TABLE,MATCH(\"H2A Usage Input Unit/ kg H2\",key_MPTable,0),FALSE),\"\")","v":""},{"$f":"IF($B$38=\"\",\"\",IF(VLOOKUP($B$38,MASTER_PROPERTY_TABLE,MATCH(\"Unit System\",key_MPTable,0),FALSE)=\"English\",mmBTU_to_GJ,1))","v":""},{"$f":"+'Cash Flow Analysis'!$G$233","v":""}]
[null,{"$f":"IF('Cash Flow Analysis'!$H$131=0,\"\",'Cash Flow Analysis'!$H$131)","v":""},{"$f":"IF($B$39=\"\",\"\",$E$39*$F$39*$H$39)","v":""},{"$f":"IF($B39=\"\",\"\",$C39*1000*MJ_to_kWh)","v":""},{"$f":"IF($B39<>\"\",VLOOKUP($B39,MASTER_PROPERTY_TABLE,MATCH(\"H2A LHV (GJ/ H2A usage input unit)\",key_MPTable,0),FALSE),\"\")","v":""},{"$f":"IF('Cash Flow Analysis'!$H$133=\"\",\"\",'Cash Flow Analysis'!$H$133)","v":""},{"$f":"IF($B$39<>\"\",VLOOKUP($B$39,MASTER_PROPERTY_TABLE,MATCH(\"H2A Usage Input Unit/ kg H2\",key_MPTable,0),FALSE),\"\")","v":""},{"$f":"IF($B$39=\"\",\"\",IF(VLOOKUP($B$39,MASTER_PROPERTY_TABLE,MATCH(\"Unit System\",key_MPTable,0),FALSE)=\"English\",mmBTU_to_GJ,1))","v":""},{"$f":"+'Cash Flow Analysis'!$H$233","v":""}]
[null,{"$f":"IF('Cash Flow Analysis'!$I$131=0,\"\",'Cash Flow Analysis'!$I$131)","v":""},{"$f":"IF($B$40=\"\",\"\",$E$40*$F$40*$H$40)","v":""},{"$f":"IF($B40=\"\",\"\",$C40*1000*MJ_to_kWh)","v":""},{"$f":"IF($B40<>\"\",VLOOKUP($B40,MASTER_PROPERTY_TABLE,MATCH(\"H2A LHV (GJ/ H2A usage input unit)\",key_MPTable,0),FALSE),\"\")","v":""},{"$f":"IF('Cash Flow Analysis'!$I$133=\"\",\"\",'Cash Flow Analysis'!$I$133)","v":""},{"$f":"IF($B$40<>\"\",VLOOKUP($B$40,MASTER_PROPERTY_TABLE,MATCH(\"H2A Usage Input Unit/ kg H2\",key_MPTable,0),FALSE),\"\")","v":""},{"$f":"IF($B$40=\"\",\"\",IF(VLOOKUP($B$40,MASTER_PROPERTY_TABLE,MATCH(\"Unit System\",key_MPTable,0),FALSE)=\"English\",mmBTU_to_GJ,1))","v":""},{"$f":"+'Cash Flow Analysis'!$I$233","v":""}]
[null,"Carbon Sequestration"]
[null,{"$f":"IF('Cash Flow Analysis'!$J$131=0,\"\",'Cash Flow Analysis'!$J$131)","v":""},{"$f":"IF($B$42=\"\",\"\",$E$42*$F$42*$H$42)","v":""},{"$f":"IF($B42=\"\",\"\",$C42*1000*MJ_to_kWh)","v":""},{"$f":"IF($B42<>\"\",VLOOKUP($B42,MASTER_PROPERTY_TABLE,MATCH(\"H2A LHV (GJ/ H2A usage input unit)\",key_MPTable,0),FALSE),\"\")","v":""},{"$f":"CO2_CashFlow_eUse","v":0},{"$f":"IF($B$42<>\"\",VLOOKUP($B$42,MASTER_PROPERTY_TABLE,MATCH(\"H2A Usage Input Unit/ kg H2\",key_MPTable,0),FALSE),\"\")","v":""},{"$f":"IF($B42=\"\",\"\",IF(VLOOKUP($B42,MASTER_PROPERTY_TABLE,MATCH(\"Unit System\",key_MPTable,0),FALSE)=\"English\",mmBTU_to_GJ,1))","v":""}]
[null,null,"Energy Output (GJ/kg H2)","Energy Output (kWh/kg H2)","LHV (GJ/usage unit)","Production (/kg H2)","Unit","Unit System Conversion Factor"]
[null,"Hydrogen (1 kg)",{"$f":"kgH2_to_GJ","v":0.12021163829516093},{"$f":"IF($B44=\"\",\"\",$C44*1000*MJ_to_kWh)","v":33.392121748655818},{"$f":"kgH2_to_GJ","v":0.12021163829516093},1,"kg",1]
[]
[null,"Byproducts"]
[null,{"$f":"IF('Cash Flow Analysis'!$K$131=0,\"\",'Cash Flow Analysis'!$K$131)","v":""},{"$f":"IF($B$47=\"\",\"\",$E$47*$F$47*$H$47)","v":""},{"$f":"IF($B47=\"\",\"\",$C47*1000*MJ_to_kWh)","v":""},{"$f":"IF($B47<>\"\",VLOOKUP($B47,MASTER_PROPERTY_TABLE,MATCH(\"H2A LHV (GJ/ H2A usage input unit)\",key_MPTable,0),FALSE),\"\")","v":""},{"$f":"IF('Cash Flow Analysis'!$K$133=\"\",\"\",'Cash Flow Analysis'!$K$133)","v":""},{"$f":"IF($B$47<>\"\",VLOOKUP($B$47,MASTER_PROPERTY_TABLE,MATCH(\"H2A Usage Input Unit/ kg H2\",key_MPTable,0),FALSE),\"\")","v":""},{"$f":"IF($B$47=\"\",\"\",IF(VLOOKUP($B$47,MASTER_PROPERTY_TABLE,MATCH(\"Unit System\",key_MPTable,0),FALSE)=\"English\",mmBTU_to_GJ,1))","v":""},{"$f":"+'Cash Flow Analysis'!$K$233","v":""}]
[null,{"$f":"IF('Cash Flow Analysis'!$L$131=0,\"\",'Cash Flow Analysis'!$L$131)","v":""},{"$f":"IF($B$48=\"\",\"\",$E$48*$F$48*$H$48)","v":""},{"$f":"IF($B48=\"\",\"\",$C48*1000*MJ_to_kWh)","v":""},{"$f":"IF($B48<>\"\",VLOOKUP($B48,MASTER_PROPERTY_TABLE,MATCH(\"H2A LHV (GJ/ H2A usage input unit)\",key_MPTable,0),FALSE),\"\")","v":""},{"$f":"IF('Cash Flow Analysis'!$L$133=\"\",\"\",'Cash Flow Analysis'!$L$133)","v":""},{"$f":"IF($B$48<>\"\",VLOOKUP($B$48,MASTER_PROPERTY_TABLE,MATCH(\"H2A Usage Input Unit/ kg H2\",key_MPTable,0),FALSE),\"\")","v":""},{"$f":"IF($B$48=\"\",\"\",IF(VLOOKUP($B$48,MASTER_PROPERTY_TABLE,MATCH(\"Unit System\",key_MPTable,0),FALSE)=\"English\",mmBTU_to_GJ,1))","v":""},{"$f":"+'Cash Flow Analysis'!$L$233","v":""}]
[null,{"$f":"IF('Cash Flow Analysis'!$M$131=0,\"\",'Cash Flow Analysis'!$M$131)","v":""},{"$f":"IF($B$49=\"\",\"\",$E$49*$F$49*$H$49)","v":""},{"$f":"IF($B49=\"\",\"\",$C49*1000*MJ_to_kWh)","v":""},{"$f":"IF($B49<>\"\",VLOOKUP($B49,MASTER_PROPERTY_TABLE,MATCH(\"H2A LHV (GJ/ H2A usage input unit)\",key_MPTable,0),FALSE),\"\")","v":""},{"$f":"IF('Cash Flow Analysis'!$M$133=\"\",\"\",'Cash Flow Analysis'!$M$133)","v":""},{"$f":"IF($B$49<>\"\",VLOOKUP($B$49,MASTER_PROPERTY_TABLE,MATCH(\"H2A Usage Input Unit/ kg H2\",key_MPTable,0),FALSE),\"\")","v":""},{"$f":"IF($B$49=\"\",\"\",IF(VLOOKUP($B$49,MASTER_PROPERTY_TABLE,MATCH(\"Unit System\",key_MPTable,0),FALSE)=\"English\",mmBTU_to_GJ,1))","v":""},{"$f":"+'Cash Flow Analysis'!$M$233","v":""}]
[null,{"$f":"IF('Cash Flow Analysis'!$N$131=0,\"\",'Cash Flow Analysis'!$N$131)","v":""},{"$f":"IF($B$50=\"\",\"\",$E$50*$F$50*$H$50)","v":""},{"$f":"IF($B50=\"\",\"\",$C50*1000*MJ_to_kWh)","v":""},{"$f":"IF($B50<>\"\",VLOOKUP($B50,MASTER_PROPERTY_TABLE,MATCH(\"H2A LHV (GJ/ H2A usage input unit)\",key_MPTable,0),FALSE),\"\")","v":""},{"$f":"IF('Cash Flow Analysis'!$N$133=\"\",\"\",'Cash Flow Analysis'!$N$133)","v":""},{"$f":"IF($B$50<>\"\",VLOOKUP($B$50,MASTER_PROPERTY_TABLE,MATCH(\"H2A Usage Input Unit/ kg H2\",key_MPTable,0),FALSE),\"\")","v":""},{"$f":"IF($B$50=\"\",\"\",IF(VLOOKUP($B$50,MASTER_PROPERTY_TABLE,MATCH(\"Unit System\",key_MPTable,0),FALSE)=\"English\",mmBTU_to_GJ,1))","v":""},{"$f":"+'Cash Flow Analysis'!$N$233","v":""}]
[]
[null,"Production Process Energy Efficiency",null,{"$f":"(C56+C57)/(C53+C54+C55)","v":16.612995894853643}]
[null,"Feedstock energy input (GJ)/kg H2",{"$f":"SUM(C32:C35)","v":7.2359999999999985E-3}]
[null,"Utility energy input (GJ/kg H2)",{"$f":"SUM(C37:C40)","v":0}]
[null,"Carbon sequestration energy input (GJ/kg H2)",{"$f":"IF(C42=\"\",0,C42)","v":0}]
[null,"Hydrogen energy output (GJ/kg)",{"$f":"C44","v":0.12021163829516093}]
[null,"Byproduct energy output (GJ/kg H2)",{"$f":"SUM(C47:C50)","v":0}]
[]
[null,"Upstream Energy Usage (GJ/kg H2)"]
[null,"Feedstock","Total Energy","Fossil Fuels","Petroleum"]
[null,{"$f":"B32","v":"Industrial Electricity"},{"$f":"IF($B61=\"\",\"\",$C32/1000000*VLOOKUP($B61,Tbl_Emissions,3,FALSE))","v":1.2464411999999998E-2},{"$f":"IF($B61=\"\",\"\",$C32/1000000*VLOOKUP($B61,Tbl_Emissions,4,FALSE))","v":9.3617759999999987E-3},{"$f":"IF($B61=\"\",\"\",$C32/1000000*VLOOKUP($B61,Tbl_Emissions,5,FALSE))","v":1.1115299999999998E-4}]
[null,{"$f":"B33","v":""},{"$f":"IF($B62=\"\",\"\",$C33/1000000*VLOOKUP($B62,Tbl_Emissions,3,FALSE))","v":""},{"$f":"IF($B62=\"\",\"\",$C33/1000000*VLOOKUP($B62,Tbl_Emissions,4,FALSE))","v":""},{"$f":"IF($B62=\"\",\"\",$C33/1000000*VLOOKUP($B62,Tbl_Emissions,5,FALSE))","v":""}]
[null,{"$f":"B34","v":""},{"$f":"IF($B63=\"\",\"\",$C34/1000000*VLOOKUP($B63,Tbl_Emissions,3,FALSE))","v":""},{"$f":"IF($B63=\"\",\"\",$C34/1000000*VLOOKUP($B63,Tbl_Emissions,4,FALSE))","v":""},{"$f":"IF($B63=\"\",\"\",$C34/1000000*VLOOKUP($B63,Tbl_Emissions,5,FALSE))","v":""}]
[null,{"$f":"B35","v":""},{"$f":"IF($B64=\"\",\"\",$C35/1000000*VLOOKUP($B64,Tbl_Emissions,3,FALSE))","v":""},{"$f":"IF($B64=\"\",\"\",$C35/1000000*VLOOKUP($B64,Tbl_Emissions,4,FALSE))","v":""},{"$f":"IF($B64=\"\",\"\",$C35/1000000*VLOOKUP($B64,Tbl_Emissions,5,FALSE))","v":""}]
[null,"Utility"]
[null,{"$f":"B37","v":""},{"$f":"IF($B66=\"\",\"\",$C37/1000000*VLOOKUP($B66,Tbl_Emissions,3,FALSE))","v":""},{"$f":"IF($B66=\"\",\"\",$C37/1000000*VLOOKUP($B66,Tbl_Emissions,4,FALSE))","v":""},{"$f":"IF($B66=\"\",\"\",$C37/1000000*VLOOKUP($B66,Tbl_Emissions,5,FALSE))","v":""}]
[null,{"$f":"B38","v":""},{"$f":"IF($B67=\"\",\"\",$C38/1000000*VLOOKUP($B67,Tbl_Emissions,3,FALSE))","v":""},{"$f":"IF($B67=\"\",\"\",$C38/1000000*VLOOKUP($B67,Tbl_Emissions,4,FALSE))","v":""},{"$f":"IF($B67=\"\",\"\",$C38/1000000*VLOOKUP($B67,Tbl_Emissions,5,FALSE))","v":""}]
[null,{"$f":"B39","v":""},{"$f":"IF($B68=\"\",\"\",$C39/1000000*VLOOKUP($B68,Tbl_Emissions,3,FALSE))","v":""},{"$f":"IF($B68=\"\",\"\",$C39/1000000*VLOOKUP($B68,Tbl_Emissions,4,FALSE))","v":""},{"$f":"IF($B68=\"\",\"\",$C39/1000000*VLOOKUP($B68,Tbl_Emissions,5,FALSE))","v":""}]
[null,{"$f":"B40","v":""},{"$f":"IF($B69=\"\",\"\",$C40/1000000*VLOOKUP($B69,Tbl_Emissions,3,FALSE))","v":""},{"$f":"IF($B69=\"\",\"\",$C40/1000000*VLOOKUP($B69,Tbl_Emissions,4,FALSE))","v":""},{"$f":"IF($B69=\"\",\"\",$C40/1000000*VLOOKUP($B69,Tbl_Emissions,5,FALSE))","v":""}]
[null,"Carbon Sequestration"]
[null,{"$f":"B42","v":""},{"$f":"IF($B71=\"\",\"\",$C42/1000000*VLOOKUP($B71,Tbl_Emissions,3,FALSE))","v":""},{"$f":"IF($B71=\"\",\"\",$C42/1000000*VLOOKUP($B71,Tbl_Emissions,4,FALSE))","v":""},{"$f":"IF($B71=\"\",\"\",$C42/1000000*VLOOKUP($B71,Tbl_Emissions,5,FALSE))","v":""}]
[]
[]
[null,"EMISSIONS"]
[]
[null,"Emissions Summary",null,"CO2","CH4","N2O","Total GHG (CO2 eq)"]
[null,"Total upstream emissions (kg/kg H2) ",null,{"$f":"C121","v":0.90979835999999992},{"$f":"D121","v":1.4801816879999998E-3},{"$f":"E121","v":1.2992559599999999E-5},{"$f":"F121","v":0.95067468496079999}]
[null,"Total process emissions (kg/kg H2)",null,{"$f":"D89","v":0},{"$f":"E89","v":0},{"$f":"F89","v":0},{"$f":"G89","v":0}]
[]
[null,"Total well to pump emissions (kg/kg H2)",null,{"$f":"SUM(D77:D79)","v":0.90979835999999992},{"$f":"SUM(E77:E79)","v":1.4801816879999998E-3},{"$f":"SUM(F77:F79)","v":1.2992559599999999E-5},{"$f":"SUM(G77:G79)","v":0.95067468496079999}]
[]
[null,"Production Process GHG Emissions Summary",null,"CO2","CH4","N2O","Total GHG (CO2 eq)"]
[null,"Total Process Pollutants Produced (kg /kg H2)",null,{"$f":"SUM(C95:C105)","v":0},{"$f":"SUM(D95:D105)","v":0},{"$f":"SUM(E95:E105)","v":0},{"$f":"SUM(F95:F105)","v":0}]
[null,"Total Process Pollutants Produced (metric tons/year)",null,{"$f":"ROUND(D83*output_kgyear/1000,-2)","v":0},{"$f":"ROUND(E83*output_kgyear/1000,-2)","v":0},{"$f":"ROUND(F83*output_kgyear/1000,-2)","v":0},{"$f":"ROUND(G83*output_kgyear/1000,-2)","v":0}]
[null,"Total Feedstock Pollutants Produced (kg /kg H2)",null,{"$f":"SUM(C95:C98)","v":0},{"$f":"SUM(D95:D98)","v":0},{"$f":"SUM(E95:E98)","v":0},{"$f":"SUM(F95:F98)","v":0}]
[null,"Total Feedstock Pollutants Produced (metric tons /year)",null,{"$f":"ROUND(D85*output_kgyear/1000,-2)","v":0},{"$f":"ROUND(E85*output_kgyear/1000,-2)","v":0},{"$f":"ROUND(F85*output_kgyear/1000,-2)","v":0},{"$f":"ROUND(G85*output_kgyear/1000,-2)","v":0}]
[null,"CO2 Captured (kg/kg H2)*",null,{"$f":"IF(CO2_CashFlow_eUse>0,D85*CO2_Capture_Efficiency,0)","v":0}]
[null,"CO2 Captured (metric tons/year)*",null,{"$f":"ROUND(D87*output_kgyear/1000,-2)","v":0}]
[null,"Total Process Emissions (kg/kg H2)",null,{"$f":"D83-D87","v":0},{"$f":"E83-E87","v":0},{"$f":"F83-F87","v":0},{"$f":"D89*GHG_CO2_factor + E89*GHG_CH4_factor + F89*GHG_N2O_factor","v":0}]
[null,"Total Process Emissions (metric tons/year)",null,{"$f":"ROUND(D89*output_kgyear/1000,-2)","v":0},{"$f":"ROUND(E89*output_kgyear/1000,-2)","v":0},{"$f":"ROUND(F89*output_kgyear/1000,-2)","v":0},{"$f":"ROUND(G89*output_kgyear/1000,-2)","v":0}]
[null,"*Carbon sequestration values are only calculated if the detailed Carbon Sequestration sheet is used."]
[]
[null,"Production Process GHG Emissions (/kg H2)"]
[null,"Feedstock","CO2","CH4","N2O","Total GHG (CO2 eq)"]
[null,{"$f":"B32","v":"Industrial Electricity"},{"$f":"IF($B95=\"\",\"\",VLOOKUP($B95,MASTER_PROPERTY_TABLE,MATCH(\"CO2 Emissions Factor (kg CO2 produced/GJ feed)\",key_MPTable,0),FALSE)*$E32*$F32)","v":0},{"$f":"IF($B95=\"\",\"\",VLOOKUP($B95,MASTER_PROPERTY_TABLE,MATCH(\"CH4 Emissions Factor (kg CH4 produced/GJ or mmBtu feed)\",key_MPTable,0),FALSE)*$E32*$F32)","v":0},{"$f":"IF($B95=\"\",\"\",VLOOKUP($B95,MASTER_PROPERTY_TABLE,MATCH(\"N2O Emissions Factor (kg N2O produced/GJ or mmBtu feed)\",key_MPTable,0),FALSE)*$E32*$F32)","v":0},{"$f":"IF($B95=\"\",\"\",$C95*GHG_CO2_factor+$D95*GHG_CH4_factor+$E95*GHG_N2O_factor)","v":0}]
[null,{"$f":"B33","v":""},{"$f":"IF($B96=\"\",\"\",VLOOKUP($B96,MASTER_PROPERTY_TABLE,MATCH(\"CO2 Emissions Factor (kg CO2 produced/GJ feed)\",key_MPTable,0),FALSE)*$E33*$F33)","v":""},{"$f":"IF($B96=\"\",\"\",VLOOKUP($B96,MASTER_PROPERTY_TABLE,MATCH(\"CH4 Emissions Factor (kg CH4 produced/GJ or mmBtu feed)\",key_MPTable,0),FALSE)*$E33*$F33)","v":""},{"$f":"IF($B96=\"\",\"\",VLOOKUP($B96,MASTER_PROPERTY_TABLE,MATCH(\"N2O Emissions Factor (kg N2O produced/GJ or mmBtu feed)\",key_MPTable,0),FALSE)*$E33*$F33)","v":""},{"$f":"IF($B96=\"\",\"\",$C96*GHG_CO2_factor+$D96*GHG_CH4_factor+$E96*GHG_N2O_factor)","v":""}]
[null,{"$f":"B34","v":""},{"$f":"IF($B97=\"\",\"\",VLOOKUP($B97,MASTER_PROPERTY_TABLE,MATCH(\"CO2 Emissions Factor (kg CO2 produced/GJ feed)\",key_MPTable,0),FALSE)*$E34*$F34)","v":""},{"$f":"IF($B97=\"\",\"\",VLOOKUP($B97,MASTER_PROPERTY_TABLE,MATCH(\"CH4 Emissions Factor (kg CH4 produced/GJ or mmBtu feed)\",key_MPTable,0),FALSE)*$E34*$F34)","v":""},{"$f":"IF($B97=\"\",\"\",VLOOKUP($B97,MASTER_PROPERTY_TABLE,MATCH(\"N2O Emissions Factor (kg N2O produced/GJ or mmBtu feed)\",key_MPTable,0),FALSE)*$E34*$F34)","v":""},{"$f":"IF($B97=\"\",\"\",$C97*GHG_CO2_factor+$D97*GHG_CH4_factor+$E97*GHG_N2O_factor)","v":""}]
[null,{"$f":"B35","v":""},{"$f":"IF($B98=\"\",\"\",VLOOKUP($B98,MASTER_PROPERTY_TABLE,MATCH(\"CO2 Emissions Factor (kg CO2 produced/GJ feed)\",key_MPTable,0),FALSE)*$E35*$F35)","v":""},{"$f":"IF($B98=\"\",\"\",VLOOKUP($B98,MASTER_PROPERTY_TABLE,MATCH(\"CH4 Emissions Factor (kg CH4 produced/GJ or mmBtu feed)\",key_MPTable,0),FALSE)*$E35*$F35)","v":""},{"$f":"IF($B98=\"\",\"\",VLOOKUP($B98,MASTER_PROPERTY_TABLE,MATCH(\"N2O Emissions Factor (kg N2O produced/GJ or mmBtu feed)\",key_MPTable,0),FALSE)*$E35*$F35)","v":""},{"$f":"IF($B98=\"\",\"\",$C98*GHG_CO2_factor+$D98*GHG_CH4_factor+$E98*GHG_N2O_factor)","v":""}]
[null,"Utility"]
[null,{"$f":"B37","v":""},{"$f":"IF($B100=\"\",\"\",VLOOKUP($B100,MASTER_PROPERTY_TABLE,MATCH(\"CO2 Emissions Factor (kg CO2 produced/GJ feed)\",key_MPTable,0),FALSE)*$E37*$F37)","v":""},{"$f":"IF($B100=\"\",\"\",VLOOKUP($B100,MASTER_PROPERTY_TABLE,MATCH(\"CH4 Emissions Factor (kg CH4 produced/GJ or mmBtu feed)\",key_MPTable,0),FALSE)*$E37*$F37)","v":""},{"$f":"IF($B100=\"\",\"\",VLOOKUP($B100,MASTER_PROPERTY_TABLE,MATCH(\"N2O Emissions Factor (kg N2O produced/GJ or mmBtu feed)\",key_MPTable,0),FALSE)*$E37*$F37)","v":""},{"$f":"IF($B100=\"\",\"\",$C100*GHG_CO2_factor+$D100*GHG_CH4_factor+$E100*GHG_N2O_factor)","v":""}]
[null,{"$f":"B38","v":""},{"$f":"IF($B101=\"\",\"\",VLOOKUP($B101,MASTER_PROPERTY_TABLE,MATCH(\"CO2 Emissions Factor (kg CO2 produced/GJ feed)\",key_MPTable,0),FALSE)*$E38*$F38)","v":""},{"$f":"IF($B101=\"\",\"\",VLOOKUP($B101,MASTER_PROPERTY_TABLE,MATCH(\"CH4 Emissions Factor (kg CH4 produced/GJ or mmBtu feed)\",key_MPTable,0),FALSE)*$E38*$F38)","v":""},{"$f":"IF($B101=\"\",\"\",VLOOKUP($B101,MASTER_PROPERTY_TABLE,MATCH(\"N2O Emissions Factor (kg N2O produced/GJ or mmBtu feed)\",key_MPTable,0),FALSE)*$E38*$F38)","v":""},{"$f":"IF($B101=\"\",\"\",$C101*GHG_CO2_factor+$D101*GHG_CH4_factor+$E101*GHG_N2O_factor)","v":""}]
[null,{"$f":"B39","v":""},{"$f":"IF($B102=\"\",\"\",VLOOKUP($B102,MASTER_PROPERTY_TABLE,MATCH(\"CO2 Emissions Factor (kg CO2 produced/GJ feed)\",key_MPTable,0),FALSE)*$E39*$F39)","v":""},{"$f":"IF($B102=\"\",\"\",VLOOKUP($B102,MASTER_PROPERTY_TABLE,MATCH(\"CH4 Emissions Factor (kg CH4 produced/GJ or mmBtu feed)\",key_MPTable,0),FALSE)*$E39*$F39)","v":""},{"$f":"IF($B102=\"\",\"\",VLOOKUP($B102,MASTER_PROPERTY_TABLE,MATCH(\"N2O Emissions Factor (kg N2O produced/GJ or mmBtu feed)\",key_MPTable,0),FALSE)*$E39*$F39)","v":""},{"$f":"IF($B102=\"\",\"\",$C102*GHG_CO2_factor+$D102*GHG_CH4_factor+$E102*GHG_N2O_factor)","v":""}]
[null,{"$f":"B40","v":""},{"$f":"IF($B103=\"\",\"\",VLOOKUP($B103,MASTER_PROPERTY_TABLE,MATCH(\"CO2 Emissions Factor (kg CO2 produced/GJ feed)\",key_MPTable,0),FALSE)*$E40*$F40)","v":""},{"$f":"IF($B103=\"\",\"\",VLOOKUP($B103,MASTER_PROPERTY_TABLE,MATCH(\"CH4 Emissions Factor (kg CH4 produced/GJ or mmBtu feed)\",key_MPTable,0),FALSE)*$E40*$F40)","v":""},{"$f":"IF($B103=\"\",\"\",VLOOKUP($B103,MASTER_PROPERTY_TABLE,MATCH(\"N2O Emissions Factor (kg N2O produced/GJ or mmBtu feed)\",key_MPTable,0),FALSE)*$E40*$F40)","v":""},{"$f":"IF($B103=\"\",\"\",$C103*GHG_CO2_factor+$D103*GHG_CH4_factor+$E103*GHG_N2O_factor)","v":""}]
[null,"Carbon Sequestration"]
[null,{"$f":"B42","v":""},{"$f":"IF($B105=\"\",\"\",VLOOKUP($B105,MASTER_PROPERTY_TABLE,MATCH(\"CO2 Emissions Factor (kg CO2 produced/GJ feed)\",key_MPTable,0),FALSE)*$E42*$F42)","v":""},{"$f":"IF($B105=\"\",\"\",VLOOKUP($B105,MASTER_PROPERTY_TABLE,MATCH(\"CH4 Emissions Factor (kg CH4 produced/GJ or mmBtu feed)\",key_MPTable,0),FALSE)*$E42*$F42)","v":""},{"$f":"IF($B105=\"\",\"\",VLOOKUP($B105,MASTER_PROPERTY_TABLE,MATCH(\"N2O Emissions Factor (kg N2O produced/GJ or mmBtu feed)\",key_MPTable,0),FALSE)*$E42*$F42)","v":""},{"$f":"IF($B105=\"\",\"\",$C105*GHG_CO2_factor+$D105*GHG_CH4_factor+$E105*GHG_N2O_factor)","v":""}]
[]
[]
[null,"Upstream GHG Emissions (kg/kg H2) based on GREET.NET 2017"]
[null,"Feedstock","CO2","CH4","N2O","Total GHG (CO2 eq)"]
[null,{"$f":"B32","v":"Industrial Electricity"},{"$f":"IF($B110=\"\",\"\",$C32*VLOOKUP($B110,Tbl_Emissions,6,FALSE))","v":0.90979835999999992},{"$f":"IF($B110=\"\",\"\",$C32*VLOOKUP($B110,Tbl_Emissions,7,FALSE))","v":1.4801816879999998E-3},{"$f":"IF($B110=\"\",\"\",$C32*VLOOKUP($B110,Tbl_Emissions,8,FALSE))","v":1.2992559599999999E-5},{"$f":"IF($B110=\"\",\"\",$C110*GHG_CO2_factor+$D110*GHG_CH4_factor+$E110*GHG_N2O_factor)","v":0.95067468496079999}]
[null,{"$f":"B33","v":""},{"$f":"IF($B111=\"\",\"\",$C33*VLOOKUP($B111,Tbl_Emissions,6,FALSE))","v":""},{"$f":"IF($B111=\"\",\"\",$C33*VLOOKUP($B111,Tbl_Emissions,7,FALSE))","v":""},{"$f":"IF($B111=\"\",\"\",$C33*VLOOKUP($B111,Tbl_Emissions,8,FALSE))","v":""},{"$f":"IF($B111=\"\",\"\",$C111*GHG_CO2_factor+$D111*GHG_CH4_factor+$E111*GHG_N2O_factor)","v":""}]
[null,{"$f":"B34","v":""},{"$f":"IF($B112=\"\",\"\",$C34*VLOOKUP($B112,Tbl_Emissions,6,FALSE))","v":""},{"$f":"IF($B112=\"\",\"\",$C34*VLOOKUP($B112,Tbl_Emissions,7,FALSE))","v":""},{"$f":"IF($B112=\"\",\"\",$C34*VLOOKUP($B112,Tbl_Emissions,8,FALSE))","v":""},{"$f":"IF($B112=\"\",\"\",$C112*GHG_CO2_factor+$D112*GHG_CH4_factor+$E112*GHG_N2O_factor)","v":""}]
[null,{"$f":"B35","v":""},{"$f":"IF($B113=\"\",\"\",$C35*VLOOKUP($B113,Tbl_Emissions,6,FALSE))","v":""},{"$f":"IF($B113=\"\",\"\",$C35*VLOOKUP($B113,Tbl_Emissions,7,FALSE))","v":""},{"$f":"IF($B113=\"\",\"\",$C35*VLOOKUP($B113,Tbl_Emissions,8,FALSE))","v":""},{"$f":"IF($B113=\"\",\"\",$C113*GHG_CO2_factor+$D113*GHG_CH4_factor+$E113*GHG_N2O_factor)","v":""}]
[null,"Utility"]
[null,{"$f":"B37","v":""},{"$f":"IF($B115=\"\",\"\",$C37*VLOOKUP($B115,Tbl_Emissions,6,FALSE))","v":""},{"$f":"IF($B115=\"\",\"\",$C37*VLOOKUP($B115,Tbl_Emissions,7,FALSE))","v":""},{"$f":"IF($B115=\"\",\"\",$C37*VLOOKUP($B115,Tbl_Emissions,8,FALSE))","v":""},{"$f":"IF($B115=\"\",\"\",$C115*GHG_CO2_factor+$D115*GHG_CH4_factor+$E115*GHG_N2O_factor)","v":""}]
[null,{"$f":"B38","v":""},{"$f":"IF($B116=\"\",\"\",$C38*VLOOKUP($B116,Tbl_Emissions,6,FALSE))","v":""},{"$f":"IF($B116=\"\",\"\",$C38*VLOOKUP($B116,Tbl_Emissions,7,FALSE))","v":""},{"$f":"IF($B116=\"\",\"\",$C38*VLOOKUP($B116,Tbl_Emissions,8,FALSE))","v":""},{"$f":"IF($B116=\"\",\"\",$C116*GHG_CO2_factor+$D116*GHG_CH4_factor+$E116*GHG_N2O_factor)","v":""}]
[null,{"$f":"B39","v":""},{"$f":"IF($B117=\"\",\"\",$C39*VLOOKUP($B117,Tbl_Emissions,6,FALSE))","v":""},{"$f":"IF($B117=\"\",\"\",$C39*VLOOKUP($B117,Tbl_Emissions,7,FALSE))","v":""},{"$f":"IF($B117=\"\",\"\",$C39*VLOOKUP($B117,Tbl_Emissions,8,FALSE))","v":""},{"$f":"IF($B117=\"\",\"\",$C117*GHG_CO2_factor+$D117*GHG_CH4_factor+$E117*GHG_N2O_factor)","v":""}]
[null,{"$f":"B40","v":""},{"$f":"IF($B118=\"\",\"\",$C40*VLOOKUP($B118,Tbl_Emissions,6,FALSE))","v":""},{"$f":"IF($B118=\"\",\"\",$C40*VLOOKUP($B118,Tbl_Emissions,7,FALSE))","v":""},{"$f":"IF($B118=\"\",\"\",$C40*VLOOKUP($B118,Tbl_Emissions,8,FALSE))","v":""},{"$f":"IF($B118=\"\",\"\",$C118*GHG_CO2_factor+$D118*GHG_CH4_factor+$E118*GHG_N2O_factor)","v":""}]
[null,"Carbon Sequestration"]
[null,{"$f":"B42","v":""},{"$f":"IF($B120=\"\",\"\",$C42*VLOOKUP($B120,Tbl_Emissions,6,FALSE))","v":""},{"$f":"IF($B120=\"\",\"\",$C42*VLOOKUP($B120,Tbl_Emissions,7,FALSE))","v":""},{"$f":"IF($B120=\"\",\"\",$C42*VLOOKUP($B120,Tbl_Emissions,8,FALSE))","v":""},{"$f":"IF($B120=\"\",\"\",$C120*GHG_CO2_factor+$D120*GHG_CH4_factor+$E120*GHG_N2O_factor)","v":""}]
[null,"TOTAL",{"$f":"SUM(C110:C120)","v":0.90979835999999992},{"$f":"SUM(D110:D120)","v":1.4801816879999998E-3},{"$f":"SUM(E110:E120)","v":1.2992559599999999E-5},{"$f":"SUM(F110:F120)","v":0.95067468496079999}]

{"sheet":"Tornado Charts & Risk Analysis","index":9,"n_rows":2250,"n_cols":25,"rows_kept":2250,"cut":false,"hidden":false,"merged":[[11,15,11,16],[11,17,11,20],[10,1,10,2]]}
[]
[null,"Parameter","Nominal","Enter deviation % for lowering H2 cost","Enter deviation % for increasing H2 cost","Price-decreasing factor","Price-increasing factor","Price-decreasing value","Price-increasing value"]
[null,"Operating Capacity Factor",{"$f":"+cap_factor","v":0.9},0.05,0.05,{"$f":"1+D3","v":1.05},{"$f":"1-E3","v":0.95},{"$f":"+C3*F3","v":0.94500000000000006},{"$f":"+C3*G3","v":0.85499999999999998}]
[null,{"$f":"+Input_Sheet_Template!B26","v":"Plant Design Capacity (kg of H2/day)"},{"$f":"+design_cap","v":1000},0.05,0.05,{"$f":"1+D4","v":1.05},{"$f":"1-E4","v":0.95},1050,950]
[null,"After-tax Real IRR",{"$f":"+real_irr","v":0.08},0.05,0.05,{"$f":"1-D5","v":0.95},{"$f":"1+E5","v":1.05},7.5999999999999998E-2,8.4000000000000005E-2]
[null,"Feedstock Consumption (% of baseline)",1,0.05,0.05,{"$f":"1-D6","v":0.95},{"$f":"1+E6","v":1.05},0.95,1.05]
[null,"Utilities Consumption (% of baseline)",1,0.05,0.05,{"$f":"1-D7","v":0.95},1.05,0.95,1.05]
[null,"Total Capital Investment",{"$f":"+total_cap","v":4592991.7685062354},0.05,0.05,{"$f":"1-D8","v":0.95},1.05,4363342.1800809233,4822641.3569315476]
[null,"Total Fixed Operating Cost",{"$f":"+fixed","v":517948.12172399182},0.05,0.05,{"$f":"1-D9","v":0.95},1.05,492050.71563779219,543845.52781019139]
[]
[null,"Run Risk Analysis (note: Risk analysis could take ~5 min to run)?",null,"Yes",{"$f":"IF(RunRiskAnalysis=\"Yes\",\"          Please click Update Charts and Risk Analysis button before using results below\",\"\")","v":"          Please click Update Charts and Risk Analysis button before using results below"}]
[null,null,null,null,null,null,null,null,null,null,null,null,null,null,null,"Risk variable to plot",null,"Cost of hydrogen ($/kg)"]
[null,null,null,null,null,null,null,null,null,null,null,null,null,null,null,null,null,null,null,null,null,"Percentile","Value"]
[null,null,null,null,null,null,null,null,null,null,null,null,null,null,null,null,null,null,null,null,null,0,{"$f":"+MIN(OFFSET($B$251:$B$2250,0,$C$194))*$C$198","v":3.6105018273083256}]
[null,null,null,null,null,null,null,null,null,null,null,null,null,null,null,null,null,null,null,null,null,0.05,{"$f":"+PERCENTILE(OFFSET($B$251:$B$2250,0,$C$194),V15)*$C$198","v":3.7277384388723283}]
[null,null,null,null,null,null,null,null,null,null,null,null,null,null,null,null,null,null,null,null,null,{"$f":"+V15+0.05","v":0.1},3.7595131929757715]
[null,null,null,null,null,null,null,null,null,null,null,null,null,null,null,null,null,null,null,null,null,0.15000000000000002,3.7819711227290695]
[null,null,null,null,null,null,null,null,null,null,null,null,null,null,null,null,null,null,null,null,null,0.2,3.7975616858937373]
[null,null,null,null,null,null,null,null,null,null,null,null,null,null,null,null,null,null,null,null,null,0.25,3.8137320370685432]
[null,null,null,null,null,null,null,null,null,null,null,null,null,null,null,null,null,null,null,null,null,0.3,3.8281906349673278]
[null,null,null,null,null,null,null,null,null,null,null,null,null,null,null,null,null,null,null,null,null,0.35,3.8412612513357578]
[null,null,null,null,null,null,null,null,null,null,null,null,null,null,null,null,null,null,null,null,null,0.39999999999999997,3.8537175584568528]
[null,null,null,null,null,null,null,null,null,null,null,null,null,null,null,null,null,null,null,null,null,0.44999999999999996,3.8663688080529108]
[null,null,null,null,null,null,null,null,null,null,null,null,null,null,null,null,null,null,null,null,null,0.49999999999999994,3.8787959085110564]
[null,null,null,null,null,null,null,null,null,null,null,null,null,null,null,null,null,null,null,null,null,0.54999999999999993,3.89103937506089]
[null,null,null,null,null,null,null,null,null,null,null,null,null,null,null,null,null,null,null,null,null,0.6,3.9037445426047324]
[null,null,null,null,null,null,null,null,null,null,null,null,null,null,null,null,null,null,null,null,null,0.65,3.9177656907730305]
[null,null,null,null,null,null,null,null,null,null,null,null,null,null,null,null,null,null,null,null,null,0.70000000000000007,3.9322468144644955]
[null,null,null,null,null,null,null,null,null,null,null,null,null,null,null,null,null,null,null,null,null,0.75000000000000011,3.946928201834607]
[null,null,null,null,null,null,null,null,null,null,null,null,null,null,null,null,null,null,null,null,null,0.80000000000000016,3.9639309862771341]
[null,null,null,null,null,null,null,null,null,null,null,null,null,null,null,null,null,null,null,null,null,0.8500000000000002,3.9829815252157301]
[null,null,null,null,null,null,null,null,null,null,null,null,null,null,null,null,null,null,null,null,null,0.90000000000000024,4.0069026421865175]
[null,null,null,null,null,null,null,null,null,null,null,null,null,null,null,null,null,null,null,null,null,0.95000000000000029,4.0418513932095168]
[null,null,null,null,null,null,null,null,null,null,null,null,null,null,null,null,null,null,null,null,null,1,{"$f":"+MAX(OFFSET($B$251:$B$2250,0,$C$194))*$C$198","v":4.1731265623073011}]
[]
[]
[]
[]
[]
[]
[]
[]
[]
[]
[null,"No user interactions below this row"]
[]
[null,"Displayed case"]
[null,1,{"$f":"+OFFSET(C50,$B$48,0)","v":1},1,1,{"$f":"+OFFSET(F50,$B$48,0)","v":1},{"$f":"+OFFSET(G50,$B$48,0)","v":1},{"$f":"+OFFSET(H50,$B$48,0)","v":1},{"$f":"+OFFSET(I50,$B$48,0)","v":1},null,{"$f":"+'Cash Flow Analysis'!F118","v":3.8825242332064991},{"$f":"+'Cash Flow Analysis'!Q118","v":0},{"$f":"+'Cash Flow Analysis'!L118","v":5.4500644329951104E-3},{"$f":"+'Cash Flow Analysis'!H117","v":0.4562359205623418},{"$f":"+'Cash Flow Analysis'!I117","v":1.0652726451900101},{"$f":"+'Cash Flow Analysis'!J117","v":2.3973773114782774E-2},{"$f":"+'Cash Flow Analysis'!K117","v":6.6282475009936878E-2},{"$f":"+'Cash Flow Analysis'!M117","v":5.1675603416839249E-3},{"$f":"+'Cash Flow Analysis'!N117","v":1.5921601769548843},{"$f":"+'Cash Flow Analysis'!O117","v":0.15882600961958854},{"$f":"+'Cash Flow Analysis'!P117","v":0},{"$f":"+'Cash Flow Analysis'!R117","v":5.6238841917779017E-3},{"$f":"+'Cash Flow Analysis'!S117","v":0.28940968852128951},{"$f":"+'Cash Flow Analysis'!X117","v":0.21069054484941921},{"$f":"+'Cash Flow Analysis'!Z117","v":1.4331619283775665E-2}]
[]
[null,"Case","Operating capacity factor","Plant design capacity (kg of H2/day)","After-tax real IRR (%)","Feedstock consumption (% of most likely value)","Utilities consumption (% of most likely value)","Total capital investment ($)","Total fixed operating cost ($/year)",null,"Cost of hydrogen ($/kg)","Revenue from byproduct sales ($/kg)","Salvage value ($/kg)","Initial equity depreciable capital ($/kg)","Yearly replacement costs ($/kg)","Cash from working capital reserve ($/kg)","Other non-depreciable capital costs ($/kg)","Decommissioning costs ($/kg)","Fixed operating cost ($/kg)","Feedstock cost ($/kg)","Other raw material cost ($/kg)","Other variable operating costs ($/kg)","Debt interest ($/kg)","Taxes ($/kg)","Principal payment ($/kg)"]
[null,1,1,1,1,1,1,1,1,null,3.8825242332064991,0,5.4500644329951104E-3,0.4562359205623418,1.0652726451900101,2.3973773114782774E-2,6.6282475009936878E-2,5.1675603416839249E-3,1.5921601769548843,0.15882600961958854,0,5.6238841917779017E-3,0.28940968852128951,0.21069054484941921,1.4331619283775665E-2]
[null,{"$f":"+B51+1","v":2},{"$f":"+F3","v":1.05},1,1,1,1,1,1,null,3.7056169776145427,0,5.1905375552334385E-3,0.43451040053556356,1.014545376371438,2.2939027556007272E-2,6.3126166676130344E-2,4.9214860396989751E-3,1.5163430256713182,0.15882600961958851,0,5.6238841917779009E-3,0.27562827478218044,0.20069470250342533,1.3649161222643489E-2]
[null,{"$f":"+B52+1","v":3},{"$f":"+G3","v":0.95},1,1,1,1,1,1,null,4.0780533051765566,0,5.7369099294685387E-3,0.48024833743404394,1.1213396265158,2.5117439258692517E-2,6.9771026326249347E-2,5.439537201772553E-3,1.6759580810051413,0.15882600961958848,0,5.6238841917779017E-3,0.30464177739083104,0.22173858112657044,1.5085915035553331E-2]
[null,4,1,{"$f":"+F4","v":1.05},1,1,1,1,1,null,3.7789361883723203,0,5.4058515771854996E-3,0.45136494783911679,1.0170181120937589,2.3406562176993315E-2,6.8853555262733096E-2,5.1123892244274455E-3,1.5505998947044655,0.15882600961958851,0,5.6238841917779009E-3,0.28631982506449116,0.20303825107667733,1.4178608695471101E-2]
[null,5,1,{"$f":"+G4","v":0.95},1,1,1,1,1,null,3.9962510370517133,0,5.4976286324503638E-3,0.46141348433737106,1.1185763595328304,2.459111739922858E-2,6.3682943512615442E-2,5.2262040653026235E-3,1.637393794640823,0.15882600961958848,0,5.6238841917779017E-3,0.29269403561430984,0.21922657203395343,1.4494260736359517E-2]
[null,6,1,1,{"$f":"+F5","v":0.95},1,1,1,1,null,3.8520518348915425,0,6.0504044083178271E-3,0.43628549790629628,1.0699415201816078,2.3070256691554998E-2,6.319906212952231E-2,5.7367816942286137E-3,1.5915510433565101,0.15890280906129767,0,5.6238841917778983E-3,0.28566280022103951,0.20221829627970767,1.5910287586313177E-2]
[null,7,1,1,{"$f":"+G5","v":1.05},1,1,1,1,null,3.9133200938148152,0,4.9053030041805576E-3,0.47644917148445542,1.0604677369283053,2.4871128258991661E-2,6.9420784088180046E-2,4.651036621674598E-3,1.5927726365912898,0.15875103989864975,0,5.6238841917779061E-3,0.29314586049213542,0.21917301661220329,1.2899101651325349E-2]
[null,8,1,1,1,{"$f":"+F6","v":0.95},1,1,1,null,3.8744370018719172,0,5.4500644329951104E-3,0.4562359205623418,1.0652726451900101,2.3865404862898908E-2,6.6282475009936878E-2,5.1675603416839249E-3,1.5921601769548843,0.15088470913860905,0,5.6238841917779017E-3,0.28940968852128951,0.21065298224770226,1.4331619283775665E-2]
[null,9,1,1,1,{"$f":"+G6","v":1.05},1,1,1,null,3.8906114645410774,0,5.4500644329951104E-3,0.4562359205623418,1.0652726451900101,2.4082141366666643E-2,6.6282475009936878E-2,5.1675603416839249E-3,1.5921601769548843,0.16676731010056797,0,5.6238841917779017E-3,0.28940968852128951,0.21072810745113593,1.4331619283775665E-2]
[null,10,1,1,1,1,{"$f":"+F7","v":0.95},1,1,null,3.8825242332064991,0,5.4500644329951104E-3,0.4562359205623418,1.0652726451900101,2.3973773114782774E-2,6.6282475009936878E-2,5.1675603416839249E-3,1.5921601769548843,0.15882600961958854,0,5.6238841917779017E-3,0.28940968852128951,0.21069054484941921,1.4331619283775665E-2]
[null,11,1,1,1,1,{"$f":"+G6","v":1.05},1,1,null,3.8825242332064991,0,5.4500644329951104E-3,0.4562359205623418,1.0652726451900101,2.3973773114782774E-2,6.6282475009936878E-2,5.1675603416839249E-3,1.5921601769548843,0.15882600961958854,0,5.6238841917779017E-3,0.28940968852128951,0.21069054484941921,1.4331619283775665E-2]
[null,12,1,1,1,1,1,{"$f":"+F8","v":0.95},1,null,3.8284019465788321,0,5.1775612113453551E-3,0.43217703204144503,1.0652726451900101,2.3781081742178047E-2,6.6282475009936878E-2,4.8950571200341679E-3,1.5780414297673149,0.15882600961958854,0,5.6238841917779017E-3,0.27414812072448186,0.21095590865313332,1.3575863730273223E-2]
[null,13,1,1,1,1,1,{"$f":"+G8","v":1.05},1,null,3.9366465198341651,0,5.7225676546448665E-3,0.48029480908323857,1.0652726451900101,2.4166464487387497E-2,6.6282475009936878E-2,5.4400635633336802E-3,1.6062789241424542,0.15882600961958854,0,5.6238841917779017E-3,0.30467125631809727,0.2104251810457051,1.5087374837278116E-2]
[null,14,1,1,1,1,1,1,{"$f":"+F9","v":0.95},null,3.8014531448587348,0,5.4500644329951104E-3,0.4562359205623418,1.0652726451900101,2.2887290278068524E-2,6.6282475009936878E-2,5.1675603416839249E-3,1.5125521681071405,0.15882600961958854,0,5.6238841917779017E-3,0.28940968852128951,0.21031394818611449,1.4331619283775665E-2]
[null,15,1,1,1,1,1,1,{"$f":"+G9","v":1.05},null,3.9635953215542616,0,5.4500644329951104E-3,0.4562359205623418,1.0652726451900101,2.5060255951497024E-2,6.6282475009936878E-2,5.1675603416839249E-3,1.6717681858026281,0.15882600961958854,0,5.6238841917779017E-3,0.28940968852128951,0.21106714151272418,1.4331619283775665E-2]
[null,16,{"$f":"(C$72=1)*$F$3\n+(C$72=2)\n+(C$72=3)\n+(C$72=4)\n+(C$72=5)","v":1.05},1,1,{"$f":"(F$72=1)*$F$6\n+(F$72=2)\n+(F$72=3)\n+(F$72=4)\n+(F$72=5)","v":1},{"$f":"(G$72=1)*$F$7\n+(G$72=2)\n+(G$72=3)\n+(G$72=4)\n+(G$72=5)","v":1},{"$f":"(H$72=1)*$F$8\n+(H$72=2)\n+(H$72=3)\n+(H$72=4)\n+(H$72=5)","v":1},{"$f":"(I$72=1)*$F$9\n+(I$72=2)\n+(I$72=3)\n+(I$72=4)\n+(I$72=5)","v":1},null,3.7056169776145427,0,5.1905375552334385E-3,0.43451040053556356,1.014545376371438,2.2939027556007272E-2,6.3126166676130344E-2,4.9214860396989751E-3,1.5163430256713182,0.15882600961958851,0,5.6238841917779009E-3,0.27562827478218044,0.20069470250342533,1.3649161222643489E-2]
[null,17,{"$f":"(C$72=1)*$F$3\n+(C$72=2)*$F$3\n+(C$72=3)\n+(C$72=4)\n+(C$72=5)","v":1.05},1,1,{"$f":"(F$72=1)*$F$6\n+(F$72=2)*$F$6\n+(F$72=3)\n+(F$72=4)\n+(F$72=5)","v":1},{"$f":"(G$72=1)*$F$7\n+(G$72=2)*$F$7\n+(G$72=3)\n+(G$72=4)\n+(G$72=5)","v":1},{"$f":"(H$72=1)*$F$8\n+(H$72=2)*$F$8\n+(H$72=3)\n+(H$72=4)\n+(H$72=5)","v":1},{"$f":"(I$72=1)*$F$9\n+(I$72=2)*$F$9\n+(I$72=3)\n+(I$72=4)\n+(I$72=5)","v":0.95},null,3.6284064172833377,0,5.1905375552334385E-3,0.43451040053556356,1.014545376371438,2.1904281997231812E-2,6.3126166676130344E-2,4.9214860396989751E-3,1.4405258743877525,0.15882600961958851,0,5.6238841917779009E-3,0.27562827478218044,0.20033603901456326,1.3649161222643489E-2]
[null,18,{"$f":"(C$72=1)*$F$3\n+(C$72=2)*$F$3\n+(C$72=3)*$F$3\n+(C$72=4)\n+(C$72=5)","v":1.05},1,1,{"$f":"(F$72=1)*$F$6\n+(F$72=2)*$F$6\n+(F$72=3)*$F$6\n+(F$72=4)\n+(F$72=5)","v":1},{"$f":"(G$72=1)*$F$7\n+(G$72=2)*$F$7\n+(G$72=3)*$F$7\n+(G$72=4)\n+(G$72=5)","v":1},{"$f":"(H$72=1)*$F$8\n+(H$72=2)*$F$8\n+(H$72=3)*$F$8\n+(H$72=4)\n+(H$72=5)","v":0.95},{"$f":"(I$72=1)*$F$9\n+(I$72=2)*$F$9\n+(I$72=3)*$F$9\n+(I$72=4)\n+(I$72=5)","v":0.95},null,3.5775460599827325,0,4.9310106774717657E-3,0.41159717337280477,1.014545376371438,2.1729942183922758E-2,6.3126166676130344E-2,4.6619591619373015E-3,1.4277517697894753,0.15882600961958851,0,5.6238841917779009E-3,0.26109344830903031,0.20059194695526511,1.2929394028831637E-2]
[null,19,{"$f":"(C$72=1)*$F$3\n+(C$72=2)*$F$3\n+(C$72=3)*$F$3\n+(C$72=4)*$F$3\n+(C$72=5)","v":1.05},1,1,{"$f":"(F$72=1)*$F$6\n+(F$72=2)*$F$6\n+(F$72=3)*$F$6\n+(F$72=4)*$F$6\n+(F$72=5)","v":0.95},{"$f":"(G$72=1)*$F$7\n+(G$72=2)*$F$7\n+(G$72=3)*$F$7\n+(G$72=4)*$F$7\n+(G$72=5)","v":1},{"$f":"(H$72=1)*$F$8\n+(H$72=2)*$F$8\n+(H$72=3)*$F$8\n+(H$72=4)*$F$8\n+(H$72=5)","v":0.95},{"$f":"(I$72=1)*$F$9\n+(I$72=2)*$F$9\n+(I$72=3)*$F$9\n+(I$72=4)*$F$9\n+(I$72=5)","v":0.95},null,3.5694588286481528,0,4.9310106774717657E-3,0.41159717337280477,1.014545376371438,2.1621573932038896E-2,6.3126166676130344E-2,4.6619591619373015E-3,1.4277517697894753,0.15088470913860896,0,5.6238841917779009E-3,0.26109344830903031,0.20055438435354861,1.2929394028831637E-2]
[null,20,{"$f":"(C$72=1)*$F$3\n+(C$72=2)*$F$3\n+(C$72=3)*$F$3\n+(C$72=4)*$F$3\n+(C$72=5)*$F$3","v":1.05},1,1,{"$f":"(F$72=1)*$F$6\n+(F$72=2)*$F$6\n+(F$72=3)*$F$6\n+(F$72=4)*$F$6\n+(F$72=5)*$F$6","v":0.95},{"$f":"(G$72=1)*$F$7\n+(G$72=2)*$F$7\n+(G$72=3)*$F$7\n+(G$72=4)*$F$7\n+(G$72=5)*$F$7","v":0.95},{"$f":"(H$72=1)*$F$8\n+(H$72=2)*$F$8\n+(H$72=3)*$F$8\n+(H$72=4)*$F$8\n+(H$72=5)*$F$8","v":0.95},{"$f":"(I$72=1)*$F$9\n+(I$72=2)*$F$9\n+(I$72=3)*$F$9\n+(I$72=4)*$F$9\n+(I$72=5)*$F$9","v":0.95},null,3.5694588286481528,0,4.9310106774717657E-3,0.41159717337280477,1.014545376371438,2.1621573932038896E-2,6.3126166676130344E-2,4.6619591619373015E-3,1.4277517697894753,0.15088470913860896,0,5.6238841917779009E-3,0.26109344830903031,0.20055438435354861,1.2929394028831637E-2]
[]
[null,"Waterfall Chart Priority",{"$f":"6-RANK($N$101,($N$101,$N$104:$N$107))","v":1},null,null,{"$f":"6-RANK($N$104,($N$101,$N$104:$N$107))","v":4},{"$f":"6-RANK($N$105,($N$101,$N$104:$N$107))","v":5},{"$f":"6-RANK($N$106,($N$101,$N$104:$N$107))","v":3},{"$f":"6-RANK($N$107,($N$101,$N$104:$N$107))","v":2}]
[]
[null,"Visualization data formatting"]
[]
[null,"parameter","level","Chart titles","Revenue from Hydrogen Sales","Revenue from Byproduct Sales","Salvage Value","Initial Equity Depreciable Capital","Yearly Replacement Costs","Cash for Working Capital Reserve","Other Non-Depreciable Capital Costs","Decommissioning Costs","Fixed Operating Cost","Feedstock Cost","Other Raw Material Cost","Other Variable Operating Costs","Debt Interest","Taxes","Principal Payment"]
[null,{"$f":"+$B$3","v":"Operating Capacity Factor"},{"$f":"+H3","v":0.94500000000000006},{"$f":"+B77&\" = \"&C77*100&\"%\"","v":"Operating Capacity Factor = 94.5%"},{"$f":"+K52","v":3.7056169776145427},0,5.1905375552334385E-3,0.43451040053556356,1.014545376371438,2.2939027556007272E-2,6.3126166676130344E-2,4.9214860396989751E-3,1.5163430256713182,0.15882600961958851,0,5.6238841917779009E-3,0.27562827478218044,0.20069470250342533,1.3649161222643489E-2]
[null,{"$f":"+$B$3","v":"Operating Capacity Factor"},{"$f":"+C3","v":0.9},{"$f":"+B78&\" = \"&C78*100&\"%\"","v":"Operating Capacity Factor = 90%"},{"$f":"+K$51","v":3.8825242332064991},0,5.4500644329951104E-3,0.4562359205623418,1.0652726451900101,2.3973773114782774E-2,6.6282475009936878E-2,5.1675603416839249E-3,1.5921601769548843,0.15882600961958854,0,5.6238841917779017E-3,0.28940968852128951,0.21069054484941921,1.4331619283775665E-2]
[null,"Operating Capacity Factor",{"$f":"+I3","v":0.85499999999999998},"Operating Capacity Factor = 85.5%",{"$f":"+K53","v":4.0780533051765566},0,5.7369099294685387E-3,0.48024833743404394,1.1213396265158,2.5117439258692517E-2,6.9771026326249347E-2,5.439537201772553E-3,1.6759580810051413,0.15882600961958848,0,5.6238841917779017E-3,0.30464177739083104,0.22173858112657044,1.5085915035553331E-2]
[null,{"$f":"+$B$4","v":"Plant Design Capacity (kg of H2/day)"},{"$f":"ROUND(H4,0)","v":1050},{"$f":"+B80&\" = \"&TEXT(C80,\"0,000\")","v":"Plant Design Capacity (kg of H2/day) = 1,050"},3.7789361883723203,0,5.4058515771854996E-3,0.45136494783911679,1.0170181120937589,2.3406562176993315E-2,6.8853555262733096E-2,5.1123892244274455E-3,1.5505998947044655,0.15882600961958851,0,5.6238841917779009E-3,0.28631982506449116,0.20303825107667733,1.4178608695471101E-2]
[null,{"$f":"+$B$4","v":"Plant Design Capacity (kg of H2/day)"},{"$f":"+ROUND(C4,0)","v":1000},{"$f":"+B81&\" = \"&TEXT(C81,\"0,000\")","v":"Plant Design Capacity (kg of H2/day) = 1,000"},{"$f":"+K$51","v":3.8825242332064991},0,5.4500644329951104E-3,0.4562359205623418,1.0652726451900101,2.3973773114782774E-2,6.6282475009936878E-2,5.1675603416839249E-3,1.5921601769548843,0.15882600961958854,0,5.6238841917779017E-3,0.28940968852128951,0.21069054484941921,1.4331619283775665E-2]
[null,"Plant Design Capacity (kg of H2/day)",{"$f":"ROUND(I4,0)","v":950},"Plant Design Capacity (kg of H2/day) = 0,950",{"$f":"+K55","v":3.9962510370517133},0,5.4976286324503638E-3,0.46141348433737106,1.1185763595328304,2.459111739922858E-2,6.3682943512615442E-2,5.2262040653026235E-3,1.637393794640823,0.15882600961958848,0,5.6238841917779017E-3,0.29269403561430984,0.21922657203395343,1.4494260736359517E-2]
[null,{"$f":"+$B$5","v":"After-tax Real IRR"},{"$f":"+ROUND(H5,2)","v":0.08},{"$f":"+B83&\" = \"&C83*100&\"%\"","v":"After-tax Real IRR = 8%"},3.8520518348915425,0,6.0504044083178271E-3,0.43628549790629628,1.0699415201816078,2.3070256691554998E-2,6.319906212952231E-2,5.7367816942286137E-3,1.5915510433565101,0.15890280906129767,0,5.6238841917778983E-3,0.28566280022103951,0.20221829627970767,1.5910287586313177E-2]
[null,{"$f":"+$B$5","v":"After-tax Real IRR"},{"$f":"ROUND(C5,2)","v":0.08},"After-tax Real IRR = 8%",{"$f":"+K$51","v":3.8825242332064991},0,5.4500644329951104E-3,0.4562359205623418,1.0652726451900101,2.3973773114782774E-2,6.6282475009936878E-2,5.1675603416839249E-3,1.5921601769548843,0.15882600961958854,0,5.6238841917779017E-3,0.28940968852128951,0.21069054484941921,1.4331619283775665E-2]
[null,"After-tax Real IRR",{"$f":"ROUND(I5,2)","v":0.08},"After-tax Real IRR = 8%",{"$f":"+K57","v":3.9133200938148152},0,4.9053030041805576E-3,0.47644917148445542,1.0604677369283053,2.4871128258991661E-2,6.9420784088180046E-2,4.651036621674598E-3,1.5927726365912898,0.15875103989864975,0,5.6238841917779061E-3,0.29314586049213542,0.21917301661220329,1.2899101651325349E-2]
[null,{"$f":"+$B$6","v":"Feedstock Consumption (% of baseline)"},{"$f":"+ROUND(H6,3)","v":0.95},{"$f":"+B86&\" = \"&C86*100&\"%\"","v":"Feedstock Consumption (% of baseline) = 95%"},3.8744370018719172,0,5.4500644329951104E-3,0.4562359205623418,1.0652726451900101,2.3865404862898908E-2,6.6282475009936878E-2,5.1675603416839249E-3,1.5921601769548843,0.15088470913860905,0,5.6238841917779017E-3,0.28940968852128951,0.21065298224770226,1.4331619283775665E-2]
[null,{"$f":"+$B$6","v":"Feedstock Consumption (% of baseline)"},{"$f":"+ROUND(C6,3)","v":1},{"$f":"+B87&\" = \"&C87*100&\"%\"","v":"Feedstock Consumption (% of baseline) = 100%"},{"$f":"+K$51","v":3.8825242332064991},0,5.4500644329951104E-3,0.4562359205623418,1.0652726451900101,2.3973773114782774E-2,6.6282475009936878E-2,5.1675603416839249E-3,1.5921601769548843,0.15882600961958854,0,5.6238841917779017E-3,0.28940968852128951,0.21069054484941921,1.4331619283775665E-2]
[null,"Feedstock Consumption (% of baseline)",{"$f":"+ROUND(I6,3)","v":1.05},{"$f":"+B88&\" = \"&C88*100&\"%\"","v":"Feedstock Consumption (% of baseline) = 105%"},{"$f":"+K59","v":3.8906114645410774},0,5.4500644329951104E-3,0.4562359205623418,1.0652726451900101,2.4082141366666643E-2,6.6282475009936878E-2,5.1675603416839249E-3,1.5921601769548843,0.16676731010056797,0,5.6238841917779017E-3,0.28940968852128951,0.21072810745113593,1.4331619283775665E-2]
[null,{"$f":"+$B$7","v":"Utilities Consumption (% of baseline)"},{"$f":"+ROUND(H7,3)","v":0.95},{"$f":"+B89&\" = \"&C89*100&\"%\"","v":"Utilities Consumption (% of baseline) = 95%"},3.8825242332064991,0,5.4500644329951104E-3,0.4562359205623418,1.0652726451900101,2.3973773114782774E-2,6.6282475009936878E-2,5.1675603416839249E-3,1.5921601769548843,0.15882600961958854,0,5.6238841917779017E-3,0.28940968852128951,0.21069054484941921,1.4331619283775665E-2]
[null,{"$f":"+$B$7","v":"Utilities Consumption (% of baseline)"},{"$f":"+ROUND(C7,3)","v":1},"Utilities Consumption (% of baseline) = 100%",{"$f":"+K$51","v":3.8825242332064991},{"$f":"+L$51","v":0},5.4500644329951104E-3,0.4562359205623418,1.0652726451900101,2.3973773114782774E-2,6.6282475009936878E-2,5.1675603416839249E-3,1.5921601769548843,0.15882600961958854,0,5.6238841917779017E-3,0.28940968852128951,0.21069054484941921,1.4331619283775665E-2]
[null,"Utilities Consumption (% of baseline)",{"$f":"+ROUND(I7,3)","v":1.05},"Utilities Consumption (% of baseline) = 105%",{"$f":"+K61","v":3.8825242332064991},0,5.4500644329951104E-3,0.4562359205623418,1.0652726451900101,2.3973773114782774E-2,6.6282475009936878E-2,5.1675603416839249E-3,1.5921601769548843,0.15882600961958854,0,5.6238841917779017E-3,0.28940968852128951,0.21069054484941921,1.4331619283775665E-2]
[null,{"$f":"+$B$8","v":"Total Capital Investment"},{"$f":"+ROUND(H8,0)","v":4363342},{"$f":"+B92&\" = \"&TEXT(C92/1000,\"$0,000K\")","v":"Total Capital Investment = $4,363K"},3.8284019465788321,0,5.1775612113453551E-3,0.43217703204144503,1.0652726451900101,2.3781081742178047E-2,6.6282475009936878E-2,4.8950571200341679E-3,1.5780414297673149,0.15882600961958854,0,5.6238841917779017E-3,0.27414812072448186,0.21095590865313332,1.3575863730273223E-2]
[null,{"$f":"+$B$8","v":"Total Capital Investment"},{"$f":"+ROUND(C8,0)","v":4592992},"Total Capital Investment = $4,593K",{"$f":"+K$51","v":3.8825242332064991},0,5.4500644329951104E-3,0.4562359205623418,1.0652726451900101,2.3973773114782774E-2,6.6282475009936878E-2,5.1675603416839249E-3,1.5921601769548843,0.15882600961958854,0,5.6238841917779017E-3,0.28940968852128951,0.21069054484941921,1.4331619283775665E-2]
[null,"Total Capital Investment",{"$f":"+ROUND(I8,0)","v":4822641},"Total Capital Investment = $4,823K",{"$f":"+K63","v":3.9366465198341651},0,5.7225676546448665E-3,0.48029480908323857,1.0652726451900101,2.4166464487387497E-2,6.6282475009936878E-2,5.4400635633336802E-3,1.6062789241424542,0.15882600961958854,0,5.6238841917779017E-3,0.30467125631809727,0.2104251810457051,1.5087374837278116E-2]
[null,{"$f":"+$B$9","v":"Total Fixed Operating Cost"},{"$f":"+ROUND(H9,0)","v":492051},"Total Fixed Operating Cost = $0,492K",3.8014531448587348,0,5.4500644329951104E-3,0.4562359205623418,1.0652726451900101,2.2887290278068524E-2,6.6282475009936878E-2,5.1675603416839249E-3,1.5125521681071405,0.15882600961958854,0,5.6238841917779017E-3,0.28940968852128951,0.21031394818611449,1.4331619283775665E-2]
[null,{"$f":"+$B$9","v":"Total Fixed Operating Cost"},{"$f":"+ROUND(C9,0)","v":517948},"Total Fixed Operating Cost = $0,518K",{"$f":"+K$51","v":3.8825242332064991},0,5.4500644329951104E-3,0.4562359205623418,1.0652726451900101,2.3973773114782774E-2,6.6282475009936878E-2,5.1675603416839249E-3,1.5921601769548843,0.15882600961958854,0,5.6238841917779017E-3,0.28940968852128951,0.21069054484941921,1.4331619283775665E-2]
[null,"Total Fixed Operating Cost",{"$f":"+ROUND(I9,0)","v":543846},"Total Fixed Operating Cost = $0,544K",{"$f":"+K65","v":3.9635953215542616},0,5.4500644329951104E-3,0.4562359205623418,1.0652726451900101,2.5060255951497024E-2,6.6282475009936878E-2,5.1675603416839249E-3,1.6717681858026281,0.15882600961958854,0,5.6238841917779017E-3,0.28940968852128951,0.21106714151272418,1.4331619283775665E-2]
[]
[]
[null,"Standard Toranado","Rank","Titles","Low cost price","Default price","High price","dL0","dL1","dL2",null,"Unsorted titles","Results spread ($/kg)","Importance ranking"]
[null,null,1,{"$f":"OFFSET(L$100,MATCH($C101,$N$101:$N$107,0),0)","v":"Operating Capacity Factor\n(95%, 90%, 86%)"},{"$f":"OFFSET(E$76,MATCH($C101,$N$101:$N$107,0)*3-2,0)","v":3.7056169776145427},{"$f":"+$K$51","v":3.8825242332064991},{"$f":"OFFSET(E$76,MATCH($C101,$N$101:$N$107,0)*3,0)","v":4.0780533051765566},{"$f":"+E101","v":3.7056169776145427},{"$f":"+F101-E101","v":0.17690725559195641},{"$f":"+G101-F101","v":0.19552907197005753},null,{"$f":"+B3&\"\n(\"&TEXT(H3,\"0%, \")&TEXT(C3,\"0%, \")&TEXT(I3,\"0%)\")","v":"Operating Capacity Factor\n(95%, 90%, 86%)"},{"$f":"ABS(K52-K53)+0.000000001","v":0.37243632856201397},{"$f":"+RANK(M101,$M$101:$M$107)","v":1}]
[null,null,2,"Plant Design Capacity (kg of H2/day)\n(1,050, 1,000, 0,950) ",3.7789361883723203,3.8825242332064991,3.9962510370517133,{"$f":"+E102","v":3.7789361883723203},{"$f":"+F102-E102","v":0.10358804483417883},{"$f":"+G102-F102","v":0.11372680384521416},null,{"$f":"+B4&\"\n(\"&TEXT(H4,\"0,000\")&\", \"&TEXT(C4,\"0,000\")&\", \"&TEXT(I4,\"0,000\")&\") \"","v":"Plant Design Capacity (kg of H2/day)\n(1,050, 1,000, 0,950) "},{"$f":"+ABS(K54-K55)+0.000000002","v":0.21731485067939299},2]
[null,null,3,"Total Fixed Operating Cost\n($0,492K, $0,518K, $0,544K) ",3.8014531448587348,3.8825242332064991,3.9635953215542616,3.8014531448587348,8.1071088347764331E-2,8.1071088347762554E-2,null,{"$f":"+B5&\"\n(\"&TEXT(H5,\"0%, \")&TEXT(C5,\"0%, \")&TEXT(I5,\"0%)\")","v":"After-tax Real IRR\n(8%, 8%, 8%)"},{"$f":"+ABS(K56-K57)+0.000000003","v":6.1268261923272699E-2},5]
[null,null,4,"Total Capital Investment\n($4,363K, $4,593K, $4,823K) ",3.8284019465788321,3.8825242332064991,3.9366465198341651,3.8284019465788321,5.4122286627666938E-2,5.412228662766605E-2,null,{"$f":"+B6&\"\n(\"&TEXT(H6,\"0%, \")&TEXT(C6,\"0%, \")&TEXT(I6,\"0%)\")","v":"Feedstock Consumption (% of baseline)\n(95%, 100%, 105%)"},{"$f":"+ABS(K58-K59)+0.000000004","v":1.6174466669160229E-2},6]
[null,null,5,"After-tax Real IRR\n(8%, 8%, 8%)",3.8520518348915425,3.8825242332064991,3.9133200938148152,{"$f":"+E105","v":3.8520518348915425},{"$f":"+F105-E105","v":3.0472398314956628E-2},{"$f":"+G105-F105","v":3.0795860608316072E-2},null,{"$f":"+B7&\"\n(\"&TEXT(H7,\"0%, \")&TEXT(C7,\"0%, \")&TEXT(I7,\"0%)\")","v":"Utilities Consumption (% of baseline)\n(95%, 100%, 105%)"},{"$f":"+ABS(K60-K61)+0.000000004","v":4.0000000000000002E-9},7]
[null,null,6,"Feedstock Consumption (% of baseline)\n(95%, 100%, 105%)",3.8744370018719172,3.8825242332064991,3.8906114645410774,3.8744370018719172,8.0872313345818903E-3,8.0872313345783375E-3,null,{"$f":"+B8&\"\n(\"&TEXT(H8/1000,\"$0,000K\")&\", \"&TEXT(C8/1000,\"$0,000K\")&\", \"&TEXT(I8/1000,\"$0,000K\")&\") \"","v":"Total Capital Investment\n($4,363K, $4,593K, $4,823K) "},{"$f":"+ABS(K62-K63)+0.000000006","v":0.10824457925533298},4]
[null,null,7,"Utilities Consumption (% of baseline)\n(95%, 100%, 105%)",3.8825242332064991,3.8825242332064991,3.8825242332064991,3.8825242332064991,0,0,null,{"$f":"+B9&\"\n(\"&TEXT(H9/1000,\"$0,000K\")&\", \"&TEXT(C9/1000,\"$0,000K\")&\", \"&TEXT(I9/1000,\"$0,000K\")&\") \"","v":"Total Fixed Operating Cost\n($0,492K, $0,518K, $0,544K) "},{"$f":"+ABS(K64-K65)+0.00000007","v":0.16214224669552688},3]
[]
[]
[null,"Simple bar chart","Rank",{"$f":"+D76","v":"Chart titles"},"Hydrogen Sales","Byproduct Sales","Salvage Value",{"$f":"+H76","v":"Initial Equity Depreciable Capital"},"Yearly Replacement Costs","Cash for Working Capital Reserve","Other Non-Depreciable Capital Costs","Decommissioning Costs","Fixed Operating Cost","Feedstock Cost","Other Raw Material Cost","Other Variable Operating Costs","Debt Interest","Taxes","Principal Payment"]
[null,null,1,"Base case",{"$f":"OFFSET(E$76,MATCH($C111,$N$101:$N$107,0)*3-1,0)","v":3.8825242332064991},{"$f":"OFFSET(F$76,MATCH($C111,$N$101:$N$107,0)*3-1,0)","v":0},{"$f":"OFFSET(G$76,MATCH($C111,$N$101:$N$107,0)*3-1,0)","v":5.4500644329951104E-3}]
[null,null,null,null,null,null,null,{"$f":"OFFSET(H$76,MATCH($C111,$N$101:$N$107,0)*3-1,0)","v":0.4562359205623418},1.0652726451900101,2.3973773114782774E-2,6.6282475009936878E-2,5.1675603416839249E-3,1.5921601769548843,0.15882600961958854,0,5.6238841917779017E-3,0.28940968852128951,0.21069054484941921,1.4331619283775665E-2]
[]
[]
[null,null,1,{"$f":"OFFSET(D$76,MATCH($C115,$N$101:$N$107,0)*3-2,0)","v":"Operating Capacity Factor = 94.5%"},3.7056169776145427,0,5.1905375552334385E-3]
[null,null,null,null,null,null,null,{"$f":"OFFSET(H$76,MATCH($C115,$N$101:$N$107,0)*3-2,0)","v":0.43451040053556356},1.014545376371438,2.2939027556007272E-2,6.3126166676130344E-2,4.9214860396989751E-3,1.5163430256713182,0.15882600961958851,0,5.6238841917779009E-3,0.27562827478218044,0.20069470250342533,1.3649161222643489E-2]
[null,null,1,{"$f":"OFFSET(D$76,MATCH($C117,$N$101:$N$107,0)*3,0)","v":"Operating Capacity Factor = 85.5%"},4.0780533051765566,0,5.7369099294685387E-3]
[null,null,null,null,null,null,null,{"$f":"OFFSET(H$76,MATCH($C117,$N$101:$N$107,0)*3,0)","v":0.48024833743404394},1.1213396265158,2.5117439258692517E-2,6.9771026326249347E-2,5.439537201772553E-3,1.6759580810051413,0.15882600961958848,0,5.6238841917779017E-3,0.30464177739083104,0.22173858112657044,1.5085915035553331E-2]
[]
[null,null,2,{"$f":"OFFSET(D$76,MATCH($C120,$N$101:$N$107,0)*3-2,0)","v":"Plant Design Capacity (kg of H2/day) = 1,050"},3.7789361883723203,0,5.4058515771854996E-3]
[null,null,null,null,null,null,null,{"$f":"OFFSET(H$76,MATCH($C120,$N$101:$N$107,0)*3-2,0)","v":0.45136494783911679},1.0170181120937589,2.3406562176993315E-2,6.8853555262733096E-2,5.1123892244274455E-3,1.5505998947044655,0.15882600961958851,0,5.6238841917779009E-3,0.28631982506449116,0.20303825107667733,1.4178608695471101E-2]
[null,null,2,{"$f":"OFFSET(D$76,MATCH($C122,$N$101:$N$107,0)*3,0)","v":"Plant Design Capacity (kg of H2/day) = 0,950"},3.9962510370517133,0,5.4976286324503638E-3]
[null,null,null,null,null,null,null,{"$f":"OFFSET(H$76,MATCH($C122,$N$101:$N$107,0)*3,0)","v":0.46141348433737106},1.1185763595328304,2.459111739922858E-2,6.3682943512615442E-2,5.2262040653026235E-3,1.637393794640823,0.15882600961958848,0,5.6238841917779017E-3,0.29269403561430984,0.21922657203395343,1.4494260736359517E-2]
[]
[null,null,3,{"$f":"OFFSET(D$76,MATCH($C125,$N$101:$N$107,0)*3-2,0)","v":"Total Fixed Operating Cost = $0,492K"},3.8014531448587348,0,5.4500644329951104E-3]
[null,null,null,null,null,null,null,{"$f":"OFFSET(H$76,MATCH($C125,$N$101:$N$107,0)*3-2,0)","v":0.4562359205623418},1.0652726451900101,2.2887290278068524E-2,6.6282475009936878E-2,5.1675603416839249E-3,1.5125521681071405,0.15882600961958854,0,5.6238841917779017E-3,0.28940968852128951,0.21031394818611449,1.4331619283775665E-2]
[null,null,3,{"$f":"OFFSET(D$76,MATCH($C127,$N$101:$N$107,0)*3,0)","v":"Total Fixed Operating Cost = $0,544K"},3.9635953215542616,0,5.4500644329951104E-3]
[null,null,null,null,null,null,null,{"$f":"OFFSET(H$76,MATCH($C127,$N$101:$N$107,0)*3,0)","v":0.4562359205623418},1.0652726451900101,2.5060255951497024E-2,6.6282475009936878E-2,5.1675603416839249E-3,1.6717681858026281,0.15882600961958854,0,5.6238841917779017E-3,0.28940968852128951,0.21106714151272418,1.4331619283775665E-2]
[]
[null,null,4,{"$f":"OFFSET(D$76,MATCH($C130,$N$101:$N$107,0)*3-2,0)","v":"Total Capital Investment = $4,363K"},3.8284019465788321,0,5.1775612113453551E-3]
[null,null,null,null,null,null,null,{"$f":"OFFSET(H$76,MATCH($C130,$N$101:$N$107,0)*3-2,0)","v":0.43217703204144503},1.0652726451900101,2.3781081742178047E-2,6.6282475009936878E-2,4.8950571200341679E-3,1.5780414297673149,0.15882600961958854,0,5.6238841917779017E-3,0.27414812072448186,0.21095590865313332,1.3575863730273223E-2]
[null,null,4,{"$f":"OFFSET(D$76,MATCH($C132,$N$101:$N$107,0)*3,0)","v":"Total Capital Investment = $4,823K"},3.9366465198341651,0,5.7225676546448665E-3]
[null,null,null,null,null,null,null,{"$f":"OFFSET(H$76,MATCH($C132,$N$101:$N$107,0)*3,0)","v":0.48029480908323857},1.0652726451900101,2.4166464487387497E-2,6.6282475009936878E-2,5.4400635633336802E-3,1.6062789241424542,0.15882600961958854,0,5.6238841917779017E-3,0.30467125631809727,0.2104251810457051,1.5087374837278116E-2]
[]
[null,null,5,{"$f":"OFFSET(D$76,MATCH($C135,$N$101:$N$107,0)*3-2,0)","v":"After-tax Real IRR = 8%"},3.8520518348915425,0,6.0504044083178271E-3]
[null,null,null,null,null,null,null,{"$f":"OFFSET(H$76,MATCH($C135,$N$101:$N$107,0)*3-2,0)","v":0.43628549790629628},1.0699415201816078,2.3070256691554998E-2,6.319906212952231E-2,5.7367816942286137E-3,1.5915510433565101,0.15890280906129767,0,5.6238841917778983E-3,0.28566280022103951,0.20221829627970767,1.5910287586313177E-2]
[null,null,5,{"$f":"OFFSET(D$76,MATCH($C137,$N$101:$N$107,0)*3,0)","v":"After-tax Real IRR = 8%"},3.9133200938148152,0,4.9053030041805576E-3]
[null,null,null,null,null,null,null,{"$f":"OFFSET(H$76,MATCH($C137,$N$101:$N$107,0)*3,0)","v":0.47644917148445542},1.0604677369283053,2.4871128258991661E-2,6.9420784088180046E-2,4.651036621674598E-3,1.5927726365912898,0.15875103989864975,0,5.6238841917779061E-3,0.29314586049213542,0.21917301661220329,1.2899101651325349E-2]
[]
[null,null,6,{"$f":"OFFSET(D$76,MATCH($C140,$N$101:$N$107,0)*3-2,0)","v":"Feedstock Consumption (% of baseline) = 95%"},3.8744370018719172,0,5.4500644329951104E-3]
[null,null,null,null,null,null,null,{"$f":"OFFSET(H$76,MATCH($C140,$N$101:$N$107,0)*3-2,0)","v":0.4562359205623418},1.0652726451900101,2.3865404862898908E-2,6.6282475009936878E-2,5.1675603416839249E-3,1.5921601769548843,0.15088470913860905,0,5.6238841917779017E-3,0.28940968852128951,0.21065298224770226,1.4331619283775665E-2]
[null,null,6,{"$f":"OFFSET(D$76,MATCH($C142,$N$101:$N$107,0)*3,0)","v":"Feedstock Consumption (% of baseline) = 105%"},3.8906114645410774,0,5.4500644329951104E-3]
[null,null,null,null,null,null,null,{"$f":"OFFSET(H$76,MATCH($C142,$N$101:$N$107,0)*3,0)","v":0.4562359205623418},1.0652726451900101,2.4082141366666643E-2,6.6282475009936878E-2,5.1675603416839249E-3,1.5921601769548843,0.16676731010056797,0,5.6238841917779017E-3,0.28940968852128951,0.21072810745113593,1.4331619283775665E-2]
[]
[null,null,7,{"$f":"OFFSET(D$76,MATCH($C145,$N$101:$N$107,0)*3-2,0)","v":"Utilities Consumption (% of baseline) = 95%"},3.8825242332064991,0,5.4500644329951104E-3]
[null,null,null,null,null,null,null,{"$f":"OFFSET(H$76,MATCH($C145,$N$101:$N$107,0)*3-2,0)","v":0.4562359205623418},1.0652726451900101,2.3973773114782774E-2,6.6282475009936878E-2,5.1675603416839249E-3,1.5921601769548843,0.15882600961958854,0,5.6238841917779017E-3,0.28940968852128951,0.21069054484941921,1.4331619283775665E-2]
[null,null,7,{"$f":"OFFSET(D$76,MATCH($C147,$N$101:$N$107,0)*3,0)","v":"Utilities Consumption (% of baseline) = 105%"},3.8825242332064991,0,5.4500644329951104E-3]
[null,null,null,null,null,null,null,{"$f":"OFFSET(H$76,MATCH($C147,$N$101:$N$107,0)*3,0)","v":0.4562359205623418},1.0652726451900101,2.3973773114782774E-2,6.6282475009936878E-2,5.1675603416839249E-3,1.5921601769548843,0.15882600961958854,0,5.6238841917779017E-3,0.28940968852128951,0.21069054484941921,1.4331619283775665E-2]
[]
[]
[]
[null,"Parado chart"]
[null,null,null,"Unsorted"]
[null,null,null,"Title","Unsorted values","Unsorted Ranking","Sorted ranking","Sorted titles","Sorted values",null,"Grayed Titles","Revenues\n $/kg H2","Expenses\n $/kg H2","Colored titles"]
[null,"Revenues",1,"Cost of Hydrogen",{"$f":"+K48+C155/10000000000","v":3.8825242333064991},{"$f":"+RANK(E155,$E$155:$E$157)","v":1},1,{"$f":"OFFSET($D$154,MATCH($G155,$F$155:$F$157,0),0)","v":"Cost of Hydrogen"},{"$f":"OFFSET($E$154,MATCH($G155,$F$155:$F$157,0),0)-OFFSET($C$154,MATCH($G155,$F$155:$F$157,0),0)/10000000000","v":3.8825242332064991},null,{"$f":"+H155","v":"Cost of Hydrogen"},{"$f":"+I155","v":3.8825242332064991},null,{"$f":"+IF(L155>0,K155,\"\")","v":"Cost of Hydrogen"}]
[null,null,2,{"$f":"+F110","v":"Byproduct Sales"},{"$f":"+L48+C156/10000000000","v":2.0000000000000001E-10},{"$f":"+RANK(E156,$E$155:$E$157)","v":3},2,{"$f":"OFFSET($D$154,MATCH($G156,$F$155:$F$157,0),0)","v":"Salvage Value"},{"$f":"OFFSET($E$154,MATCH($G156,$F$155:$F$157,0),0)-OFFSET($C$154,MATCH($G156,$F$155:$F$157,0),0)/10000000000","v":5.4500644329951104E-3},null,{"$f":"+H156","v":"Salvage Value"},{"$f":"+I156","v":5.4500644329951104E-3},null,{"$f":"+IF(L156>0,K156,\"\")","v":"Salvage Value"}]
[null,null,3,{"$f":"+G110","v":"Salvage Value"},{"$f":"+M48+C157/10000000000","v":5.45006473299511E-3},{"$f":"+RANK(E157,$E$155:$E$157)","v":2},3,{"$f":"OFFSET($D$154,MATCH($G157,$F$155:$F$157,0),0)","v":"Byproduct Sales"},{"$f":"OFFSET($E$154,MATCH($G157,$F$155:$F$157,0),0)-OFFSET($C$154,MATCH($G157,$F$155:$F$157,0),0)/10000000000","v":0},null,"Byproduct Sales",0,null,""]
[null,null,null,null,null,null,null,null,null,null,null,null,null,{"$f":"+IF(L158>0.01,K158,\"\")","v":""}]
[null,"Expenses",1,{"$f":"+H110","v":"Initial Equity Depreciable Capital"},{"$f":"+N48+C159/10000000000","v":0.45623592066234181},{"$f":"+RANK(E159,$E$159:$E$170)","v":3},1,{"$f":"OFFSET($D$158,MATCH($G159,$F$159:$F$170,0),0)","v":"Fixed Operating Cost"},{"$f":"OFFSET($E$158,MATCH($G159,$F$159:$F$170,0),0)-OFFSET($C$158,MATCH($G159,$F$159:$F$170,0),0)/10000000000","v":1.5921601769548843},null,"Fixed Operating Cost",null,{"$f":"+I159","v":1.5921601769548843},{"$f":"+IF(M159>0,K159,\"\")","v":"Fixed Operating Cost"}]
[null,null,{"$f":"+C159+1","v":2},{"$f":"+I110","v":"Yearly Replacement Costs"},{"$f":"+O48+C160/10000000000","v":1.0652726453900101},2,2,"Yearly Replacement Costs",1.0652726451900101,null,"Yearly Replacement Costs",null,{"$f":"+I160","v":1.0652726451900101},{"$f":"+IF(M160>0,K160,\"\")","v":"Yearly Replacement Costs"}]
[null,null,{"$f":"+C160+1","v":3},{"$f":"+J110","v":"Cash for Working Capital Reserve"},{"$f":"+P48+C161/10000000000","v":2.3973773414782774E-2},8,3,"Initial Equity Depreciable Capital",0.4562359205623418,null,"Initial Equity Depreciable Capital",null,0.4562359205623418,"Initial Equity Depreciable Capital"]
[null,null,4,{"$f":"+K110","v":"Other Non-Depreciable Capital Costs"},{"$f":"+Q48+C162/10000000000","v":6.6282475409936883E-2},7,4,"Debt Interest",0.28940968852128951,null,"Debt Interest",null,0.28940968852128951,"Debt Interest"]
[null,null,5,{"$f":"+L110","v":"Decommissioning Costs"},{"$f":"+R48+C163/10000000000","v":5.1675608416839247E-3},11,5,"Taxes",0.21069054484941921,null,"Taxes",null,0.21069054484941921,"Taxes"]
[null,null,6,{"$f":"+M110","v":"Fixed Operating Cost"},{"$f":"+S48+C164/10000000000","v":1.5921601775548844},1,6,"Feedstock Cost",0.15882600961958854,null,"Feedstock Cost",null,0.15882600961958854,"Feedstock Cost"]
[null,null,7,{"$f":"+N110","v":"Feedstock Cost"},{"$f":"+T48+C165/10000000000","v":0.15882601031958854},6,7,"Other Non-Depreciable Capital Costs",6.6282475009936878E-2,null,"Other Non-Depreciable Capital Costs",null,6.6282475009936878E-2,"Other Non-Depreciable Capital Costs"]
[null,null,8,{"$f":"+O110","v":"Other Raw Material Cost"},{"$f":"+U48+C166/10000000000","v":8.0000000000000003E-10},12,8,"Cash for Working Capital Reserve",2.3973773114782774E-2,null,"Cash for Working Capital Reserve",null,2.3973773114782774E-2,"Cash for Working Capital Reserve"]
[null,null,9,{"$f":"+P110","v":"Other Variable Operating Costs"},{"$f":"+V48+C167/10000000000","v":5.6238850917779016E-3},10,9,"Principal Payment",1.4331619283775665E-2,null,"Principal Payment",null,1.4331619283775665E-2,"Principal Payment"]
[null,null,10,{"$f":"+Q110","v":"Debt Interest"},{"$f":"+W48+C168/10000000000","v":0.28940968952128954},4,10,"Other Variable Operating Costs",5.6238841917779017E-3,null,"Other Variable Operating Costs",null,5.6238841917779017E-3,"Other Variable Operating Costs"]
[null,null,11,{"$f":"+R110","v":"Taxes"},{"$f":"+X48+C169/10000000000","v":0.21069054594941922},5,11,"Decommissioning Costs",5.1675603416839249E-3,null,"Decommissioning Costs",null,5.1675603416839249E-3,"Decommissioning Costs"]
[null,null,12,{"$f":"+S110","v":"Principal Payment"},{"$f":"+Y48+C170/10000000000","v":1.4331620483775665E-2},9,12,"Other Raw Material Cost",0,null,"Other Raw Material Cost",null,0,""]
[null,null,null,null,null,null,null,null,null,null,"Total",{"$f":"+SUM(L155:L170)","v":3.8879742976394942},{"$f":"+SUM(M155:M170)","v":3.8879742976394907},{"$f":"+IF(M171<0.01,K171,\"\")","v":""}]
[]
[]
[null,"Waterfall Chart",null,"Values","Base","Decrease","Increase"]
[null,0,"Baseline",{"$f":"+K51","v":3.8825242332064991},{"$f":"+D175","v":3.8825242332064991}]
[null,1,{"$f":"OFFSET($B$50,0,MATCH($B176,$C$72:$I$72,0))&\nIF(OFFSET($F$2,MATCH($B176,$C$72:$I$72,0),0)<1,\n\"\n= \"&OFFSET($F$2,MATCH($B176,$C$72:$I$72,0),0)*100-100,\n\"\n= +\"&OFFSET($F$2,MATCH($B176,$C$72:$I$72,0),0)*100-100)\n&\"%\"","v":"Operating capacity factor\n= +5%"},{"$f":"+K66","v":3.7056169776145427},{"$f":"+E175+G175-F176","v":3.7056169776145427},{"$f":"+MAX(D175-D176,0)","v":0.17690725559195641},{"$f":"+MAX(D176-D175,0)","v":0}]
[null,2,{"$f":"OFFSET($B$50,0,MATCH($B177,$C$72:$I$72,0))&\nIF(OFFSET($F$2,MATCH($B177,$C$72:$I$72,0),0)<1,\n\"\n= \"&OFFSET($F$2,MATCH($B177,$C$72:$I$72,0),0)*100-100,\n\"\n= +\"&OFFSET($F$2,MATCH($B177,$C$72:$I$72,0),0)*100-100)\n&\"%\"","v":"Total fixed operating cost ($/year)\n= -5%"},{"$f":"+K67","v":3.6284064172833377},3.6284064172833377,{"$f":"+MAX(D176-D177,0)","v":7.7210560331204992E-2},{"$f":"+MAX(D177-D176,0)","v":0}]
[null,3,{"$f":"OFFSET($B$50,0,MATCH($B178,$C$72:$I$72,0))&\nIF(OFFSET($F$2,MATCH($B178,$C$72:$I$72,0),0)<1,\n\"\n= \"&OFFSET($F$2,MATCH($B178,$C$72:$I$72,0),0)*100-100,\n\"\n= +\"&OFFSET($F$2,MATCH($B178,$C$72:$I$72,0),0)*100-100)\n&\"%\"","v":"Total capital investment ($)\n= -5%"},{"$f":"+K68","v":3.5775460599827325},3.5775460599827325,{"$f":"+MAX(D177-D178,0)","v":5.086035730060523E-2},{"$f":"+MAX(D178-D177,0)","v":0}]
[null,4,{"$f":"OFFSET($B$50,0,MATCH($B179,$C$72:$I$72,0))&\nIF(OFFSET($F$2,MATCH($B179,$C$72:$I$72,0),0)<1,\n\"\n= \"&OFFSET($F$2,MATCH($B179,$C$72:$I$72,0),0)*100-100,\n\"\n= +\"&OFFSET($F$2,MATCH($B179,$C$72:$I$72,0),0)*100-100)\n&\"%\"","v":"Feedstock consumption (% of most likely value)\n= -5%"},{"$f":"+K69","v":3.5694588286481528},3.5694588286481528,{"$f":"+MAX(D178-D179,0)","v":8.0872313345796698E-3},{"$f":"+MAX(D179-D178,0)","v":0}]
[null,5,{"$f":"OFFSET($B$50,0,MATCH($B180,$C$72:$I$72,0))&\nIF(OFFSET($F$2,MATCH($B180,$C$72:$I$72,0),0)<1,\n\"\n= \"&OFFSET($F$2,MATCH($B180,$C$72:$I$72,0),0)*100-100,\n\"\n= +\"&OFFSET($F$2,MATCH($B180,$C$72:$I$72,0),0)*100-100)\n&\"%\"","v":"Utilities consumption (% of most likely value)\n= -5%"},{"$f":"+K70","v":3.5694588286481528},3.5694588286481528,{"$f":"+MAX(D179-D180,0)","v":0},{"$f":"+MAX(D180-D179,0)","v":0}]
[null,6,"Adjusted",{"$f":"+K70","v":3.5694588286481528},3.5694588286481528]
[]
[]
[]
[]
[]
[]
[]
[null,"Min factor",{"$f":"+MIN(F3:G3)","v":0.95},{"$f":"+MIN(F4:G4)","v":0.95},{"$f":"+MIN(F5:G5)","v":0.95},{"$f":"+MIN(F6:G6)","v":0.95},{"$f":"+MIN(F7:G7)","v":0.95},{"$f":"+MIN(F8:G8)","v":0.95},{"$f":"+MIN(F9:G9)","v":0.95}]
[null,"Nominal factor",1,1,1,1,1,1,1]
[null,"Max factor",{"$f":"+MAX(F3:G3)","v":1.05},{"$f":"+MAX(F4:G4)","v":1.05},{"$f":"+MAX(F5:G5)","v":1.05},{"$f":"+MAX(F6:G6)","v":1.05},{"$f":"+MAX(F7:G7)","v":1.05},{"$f":"+MAX(F8:G8)","v":1.05},{"$f":"+MAX(F9:G9)","v":1.05}]
[]
[]
[null,"Variable",{"$f":"+MATCH(R12,C50:Y50,0)","v":9}]
[null,"Min",{"$f":"+MIN(OFFSET($B$251:$B$2250,0,C194))","v":3.6105018273083256}]
[null,"max",{"$f":"+MAX(OFFSET($B$251:$B$2250,0,C194))","v":4.1731265623073011}]
[null,"max-min",{"$f":"+C196-C195","v":0.56262473499897547}]
[null,"gain",{"$f":"+OFFSET(B199,0,C194)","v":1}]
[null,"gain",{"$f":"+C3","v":0.9},{"$f":"+C4","v":1000},{"$f":"+C5","v":0.08},{"$f":"+C6","v":1},{"$f":"+C7","v":1},{"$f":"+C8","v":4592991.7685062354},{"$f":"+C9","v":517948.12172399182},null,1,1,1,1,1,1,1,1,1,1,1,1,1,1]
[null,"Range to plot"]
[null,"Min","Max",null,"Min*gain","Max*gain","Average","Probability","Cumulative probability"]
[null,{"$f":"+C195","v":3.6105018273083256},{"$f":"+B202+($C$197/20)","v":3.6386330640582742},{"$f":"+COUNTIFS(OFFSET(B$251:B$2250,0,$C$194),\">=\"&$B202,\nOFFSET(B$251:B$2250,0,$C$194),\"<=\"&$C202)","v":4},{"$f":"+B202*$C$198","v":3.6105018273083256},{"$f":"+C202*$C$198","v":3.6386330640582742},{"$f":"+AVERAGE(E202:F202)","v":3.6245674456832999},{"$f":"+D202/$D$223","v":2E-3},{"$f":"+H202","v":2E-3}]
[null,{"$f":"+C202","v":3.6386330640582742},{"$f":"+B203+($C$197/20)","v":3.6667643008082229},10,{"$f":"+B203*$C$198","v":3.6386330640582742},{"$f":"+C203*$C$198","v":3.6667643008082229},{"$f":"+AVERAGE(E203:F203)","v":3.6526986824332486},{"$f":"+D203/$D$223","v":5.0000000000000001E-3},{"$f":"+I202+H203","v":7.0000000000000001E-3}]
[null,{"$f":"+C203","v":3.6667643008082229},3.6948955375581716,28,3.6667643008082229,3.6948955375581716,3.6808299191831972,1.4E-2,{"$f":"+I203+H204","v":2.1000000000000001E-2}]
[null,3.6948955375581716,3.7230267743081202,47,3.6948955375581716,3.7230267743081202,3.7089611559331459,2.35E-2,4.4499999999999998E-2]
[null,3.7230267743081202,3.7511580110580689,79,3.7230267743081202,3.7511580110580689,3.7370923926830946,3.95E-2,8.3999999999999991E-2]
[null,3.7511580110580689,3.7792892478080176,120,3.7511580110580689,3.7792892478080176,3.7652236294330432,0.06,0.14399999999999999]
[null,3.7792892478080176,3.8074204845579662,174,3.7792892478080176,3.8074204845579662,3.7933548661829919,8.6999999999999994E-2,0.23099999999999998]
[null,3.8074204845579662,3.8355517213079149,198,3.8074204845579662,3.8355517213079149,3.8214861029329406,9.9000000000000005E-2,0.32999999999999996]
[null,3.8355517213079149,3.8636829580578635,221,3.8355517213079149,3.8636829580578635,3.8496173396828892,0.1105,0.44049999999999995]
[null,3.8636829580578635,3.8918141948078122,225,3.8636829580578635,3.8918141948078122,3.8777485764328379,0.1125,0.55299999999999994]
[null,3.8918141948078122,3.9199454315577609,214,3.8918141948078122,3.9199454315577609,3.9058798131827865,0.107,0.65999999999999992]
[null,3.9199454315577609,3.9480766683077095,187,3.9199454315577609,3.9480766683077095,3.9340110499327352,9.35E-2,0.75349999999999995]
[null,3.9480766683077095,3.9762079050576582,151,3.9480766683077095,3.9762079050576582,3.9621422866826839,7.5499999999999998E-2,0.82899999999999996]
[null,3.9762079050576582,4.0043391418076073,134,3.9762079050576582,4.0043391418076073,3.9902735234326325,6.7000000000000004E-2,0.89599999999999991]
[null,4.0043391418076073,4.032470378557556,87,4.0043391418076073,4.032470378557556,4.0184047601825821,4.3499999999999997E-2,0.93949999999999989]
[null,4.032470378557556,4.0606016153075046,61,4.032470378557556,4.0606016153075046,4.0465359969325299,3.0499999999999999E-2,0.96999999999999986]
[null,4.0606016153075046,4.0887328520574533,29,4.0606016153075046,4.0887328520574533,4.0746672336824794,1.4500000000000001E-2,0.98449999999999982]
[null,4.0887328520574533,4.116864088807402,19,4.0887328520574533,4.116864088807402,4.1027984704324272,9.4999999999999998E-3,0.99399999999999977]
[null,4.116864088807402,4.1449953255573506,6,4.116864088807402,4.1449953255573506,4.1309297071823767,3.0000000000000001E-3,0.99699999999999978]
[null,4.1449953255573506,{"$f":"+B221+($C$197/20)+0.000001","v":4.1731275623072994},6,4.1449953255573506,4.1731275623072994,4.159061443932325,3.0000000000000001E-3,0.99999999999999978]
[null,null,null,null,null,0,0]
[null,"Variable to plot",null,{"$f":"+SUM(D202:D221)","v":2000}]
[null,{"$f":"+TRANSPOSE(Sensitivity_output)","v":"Cost of hydrogen ($/kg)"}]
[null,"Revenue from byproduct sales ($/kg)"]
[null,"Salvage value ($/kg)"]
[null,"Initial equity depreciable capital ($/kg)"]
[null,"Yearly replacement costs ($/kg)"]
[null,"Cash from working capital reserve ($/kg)"]
[null,"Other non-depreciable capital costs ($/kg)"]
[null,"Decommissioning costs ($/kg)"]
[null,"Fixed operating cost ($/kg)"]
[null,"Feedstock cost ($/kg)"]
[null,"Other raw material cost ($/kg)"]
[null,"Other variable operating costs ($/kg)"]
[null,"Debt interest ($/kg)"]
[null,"Taxes ($/kg)"]
[null,"Principal payment ($/kg)"]
[null,{"$f":"+TRANSPOSE(C50:I50)","v":"Operating capacity factor"}]
[null,"Plant design capacity (kg of H2/day)"]
[null,"After-tax real IRR (%)"]
[null,"Feedstock consumption (% of most likely value)"]
[null,"Utilities consumption (% of most likely value)"]
[null,"Total capital investment ($)"]
[null,"Total fixed operating cost ($/year)"]
[]
[]
[null,null,{"$f":"+RAND()","v":0.66809877371980686},{"$f":"+RAND()","v":0.94032499171501394},0.69321059738994872,0.91491393918504049,0.68288473492542601,0.81946763268175959,0.67428068217811654]
[null,null,{"$f":"IFERROR(IF(C$248<=(C$190-C$189)/(C$191-C$189),C$189+SQRT(C$248*(C$191-C$189)*(C$190-C$189)),C$191-SQRT((1-C$248)*(C$191-C$189)*(C$191-C$190))),1)","v":1.0092629636399386},{"$f":"IFERROR(IF(D$248<=(D$190-D$189)/(D$191-D$189),D$189+SQRT(D$248*(D$191-D$189)*(D$190-D$189)),D$191-SQRT((1-D$248)*(D$191-D$189)*(D$191-D$190))),1)","v":1.0327264641307887},1.0108343643859792,1.0293740381054652,1.0101807041075201,1.0199556688110518,1.0096441257174447]
[]
[null,1,0.96208120470556369,1.0428460626354557,1.0125960808826378,1.000212345390894,0.95611300791548881,0.99067707195834065,1.0231199316871165,null,3.9716884108863786,0,5.4273467722756831E-3,0.47039866095923183,1.0627912416182934,2.5029442265954886E-2,7.2030323588464881E-2,5.1318618644702347E-3,1.6524600820509157,0.15884067164452398,0,5.6238841917778896E-3,0.29607630482163599,0.21450067088684002,1.4232613766547313E-2]
[null,2,1.0306827648923231,0.97303170680332673,1.0046175461584688,1.0432545910454432,0.9933653229016941,0.97250422632482969,1.0019773011887154,null,3.8139413132872599,0,5.1163866885564806E-3,0.43418766354445842,1.0603608484252018,2.375814550711982E-2,6.3225579285471095E-2,4.8506634811670644E-3,1.5635325505549349,0.16568866030427634,0,5.6238841917779009E-3,0.27463514943952899,0.20974181203440243,1.3452743207473977E-2]
[null,3,0.98699400401706738,1.0081146984505072,1.0038288745030413,1.0008679817347097,1.0201272593800195,1.0058435789395748,1.0098393541143806,null,3.9388264583819104,0,5.5022190752533123E-3,0.46583765232477969,1.0706826383917225,2.4474310566063726E-2,6.7823667308342425E-2,5.2164877566483227E-3,1.6236032973906591,0.15895805664296073,0,5.6238841917778922E-3,0.29479869852615626,0.21284267065806647,1.4467313699988436E-2]
[null,4,0.97802282459436962,0.97026024951319456,0.99996404217745627,0.97332702665160975,0.99838637381926087,1.0108569250910717,1.0162104051577876,null,4.0689358622364864,0,5.6622583888116841E-3,0.47495051154504803,1.1209580847115486,2.5182219503097032E-2,6.6192364133406345E-2,5.3801075504724474E-3,1.684989815191936,0.15458970081872617,0,5.6238841917779052E-3,0.30128788015484065,0.22052245891922681,1.4921093905216407E-2]
[null,5,0.98866262419977624,1.0154323823135125,1.0036058053376116,1.0377297915156267,0.99526831325641429,0.96895156474873401,1.0120864477881213,null,3.8856779320909602,0,5.2875305193004788E-3,0.4462561657003814,1.0615734620785471,2.4329527347779236E-2,6.8078024768297621E-2,5.0005333169731931E-3,1.6074654951228362,0.16481280749090907,0,5.6238841917778974E-3,0.28244590486185112,0.21151126820546715,1.3868389525441402E-2]
[null,6,0.99729009501768329,0.99052344100442657,0.998256648680106,1.0393594163452256,1.0267783281012923,1.0292629610225215,0.97305910040143173,null,3.9062309191866014,0,5.6544618508508025E-3,0.47185134724485783,1.0780525021710852,2.3720427005914927E-2,6.5862859652065772E-2,5.3722558905597902E-3,1.5696047779012463,0.16508005998127989,0,5.6238841917778983E-3,0.29964010056552076,0.21217784818087757,1.4899318252263462E-2]
[null,7,1.0279890096067543,0.96518253330723858,0.9880338752975002,1.0200061775621116,1.0425215344875174,0.99422360320156289,1.0341985236643283,null,3.9022203286157531,0,5.4374184949813149E-3,0.43989120548519428,1.0729504780414603,2.4331713089584647E-2,6.2016862659844664E-2,5.1633079413267585E-3,1.6312441853775586,0.16202208965361453,0,5.6238841917779078E-3,0.28113511603882679,0.2089590788787401,1.4319825752799458E-2]
[null,8,1.0289417081046075,0.99598821323348641,1.0015519069338956,1.0212478672392056,0.98899339108568252,0.99924061503174788,1.0251938817577084,null,3.8298596082755485,0,5.2791054171427015E-3,0.44404605249927809,1.0391311256874354,2.4013135368243961E-2,6.4310021575075926E-2,5.0062969271695594E-3,1.5896405189932934,0.16219831898811415,0,5.6238841917778974E-3,0.2814055848938834,0.20587940034970367,1.3884374218714956E-2]
[null,9,0.98397424152833957,1.0208823948360064,1.0088555916320245,1.0147989285393073,1.0053401352525437,1.0018298297954988,0.99957012382498278,null,3.9071129817520083,0,5.4278991968007761E-3,0.46606471577516334,1.0607223950871696,2.4271233187776201E-2,6.9026711362334375E-2,5.1415033001255125E-3,1.5999694812226239,0.16116285381407491,0,5.6238841917778965E-3,0.29402617318027396,0.21227257667600366,1.4259353151484118E-2]
[null,10,1.0003525363218631,1.0245319088228795,0.98674866795576477,0.98500490065672963,0.96243350380954928,1.0185506250442289,1.015429657180168,null,3.8633254654504601,0,5.6823821896047188E-3,0.45714962169628831,1.0418658585903695,2.3812971699312995E-2,6.6685561835653356E-2,5.386482498482054E-3,1.6001561342273389,0.15646427206350327,0,5.6238841917779009E-3,0.29240080557489251,0.20452348119061417,1.4938774071830151E-2]
[null,11,0.9929763543440947,0.98700175353216668,0.99494724636459786,1.0054130858120667,0.99712730745650335,1.0060982265943093,1.0486451296573966,null,4.0220140683621981,0,5.5932345919038071E-3,0.46168732072740387,1.0867305029641532,2.5296277184192004E-2,6.5760437878223651E-2,5.3086205051135239E-3,1.6952014001621303,0.15969346830369094,0,5.6238841917779017E-3,0.29379117120638232,0.21379138681684784,1.4722833014183976E-2]
[null,12,1.0133882908566672,1.019396434923334,1.015538811139602,0.97926145982788937,0.99986123555646977,0.9945411591874298,1.0006910503611108,null,3.7939593477704006,0,5.1602720765927639E-3,0.45183641429283489,1.0307435906002449,2.3686054316882782E-2,6.7365419475861305E-2,4.8863798993444129E-3,1.5545548265265723,0.1555091813705663,0,5.6238841917779061E-3,0.28387837525030934,0.20748369544074355,1.3551798481849559E-2]
[null,13,0.97395428136215323,1.0052141158890073,1.003784523894456,0.98446485689730279,0.99710534578751631,1.017405981236609,1.0069204295117413,null,4.0010795318179158,0,5.6432348663154625E-3,0.4780813873715154,1.0879981051684102,2.4751592806866181E-2,6.8574571611220811E-2,5.3543011921217401E-3,1.6465266562610734,0.1563529751633656,0,5.6238841917779052E-3,0.30255529211193105,0.21605447779269873,1.4849523013242556E-2]
[null,14,0.98814086932777256,0.97918509838188539,0.99659474338774179,1.0163314928400926,1.0012478564873692,1.0241344627514948,0.99415663253663,null,3.9909647902539649,0,5.7093008709201178E-3,0.47422166581012032,1.1001816981425983,2.4424752440075009E-2,6.5775576545509168E-2,5.4260425469856346E-3,1.6271586427469589,0.1614251326039097,0,5.6238841917778939E-3,0.30145731722670793,0.21593088966854193,1.5048489201700552E-2]
[null,15,0.9594164745382221,1.0432450401446953,1.0302082878660421,0.98695323666015067,1.0089004887832673,1.0111268918247596,0.98346089237345535,null,3.9481894158337179,0,5.3522490843040307E-3,0.48939476326654557,1.0636685463749593,2.4572216643434192E-2,7.3441392427807048E-2,5.0666428643300222E-3,1.5985825418609958,0.15670892359396721,0,5.6238841917778983E-3,0.30473002262149945,0.21770099451286082,1.4051736559843339E-2]
[null,16,1.0109973333232296,1.0047954841926272,0.97861957702751023,0.96892424507429609,0.97061357039310248,1.0124572961781526,1.0285161791744297,null,3.8728005346213941,0,5.7033469051814114E-3,0.44814933678215163,1.0508849634456252,2.3883849231212576E-2,6.4490750409437886E-2,5.4100240439996358E-3,1.6188507723654437,0.15392197559603532,0,5.6238841917778904E-3,0.2881157426732191,0.20416851901521077,1.5004063772462793E-2]
[null,17,1.0130001284836985,1.0112331147947053,1.0031132966616456,0.97846003279054961,1.0034371104862756,0.98005897829132604,0.98908474881163444,null,3.7708445094672909,0,5.2286811160304394E-3,0.44102725274305876,1.0402036299058355,2.3265005304657693E-2,6.6197466991578802E-2,4.9491941686908335E-3,1.539708947709242,0.15540028254282764,0,5.6238841917778956E-3,0.27922169722218904,0.20674982335221528,1.37260064512466E-2]
[null,18,1.0306863648406139,0.99530450316778907,1.0124138493018895,0.99128430227827957,0.99210100450452054,1.0455452859724683,1.0003616950766787,null,3.8365703976074199,0,5.3906214669997253E-3,0.4694747500128581,1.0370423073955892,2.3759469723715117E-2,6.4821743097803766E-2,5.1245607368879554E-3,1.5619208797504562,0.15742310887036232,0,5.6238841917779052E-3,0.29552795962999434,0.20702999071487332,1.421236495009762E-2]
[null,19,1.0359293635365316,0.98492320130186573,0.99684782106812064,0.97277483058962733,0.99490539097925168,0.99040153974141354,1.0223237663645852,null,3.8045432516232656,0,5.2585559726284299E-3,0.43620328878766829,1.0435865791079963,2.3714663706903508E-2,6.3042883435611097E-2,4.9872744567483491E-3,1.5815853593657796,0.1545066021932458,0,5.6238841917779052E-3,0.27724572373300588,0.20547393097715266,1.3831617640003227E-2]
[null,20,0.99903290895163332,0.9988840279320188,0.99603767434945767,1.0429762449955138,1.0085904495497933,1.0314240036592603,0.99266172801377173,null,3.9150696447952171,0,5.6747958740627326E-3,0.47028224632434873,1.0678126976282447,2.3990184390542575E-2,6.6042473791116649E-2,5.3899064632236737E-3,1.5917379413019357,0.16565803350083808,0,5.6238841917778922E-3,0.29905694116251602,0.21020186188042639,1.4948270034310185E-2]
[null,21,0.99787730458293056,0.98430376495183824,1.0251220822186247,1.0203965503967558,0.97122431981172952,1.0115988630876174,0.9922372455580305,null,3.943844168864048,0,5.2547741130181619E-3,0.47471401324740342,1.0812847731681281,2.458124830768886E-2,6.7162967779374208E-2,4.9895265133056248E-3,1.600438276690878,0.16202684117773117,0,5.6238841917779043E-3,0.29650615712282641,0.21793339132462988,1.38378634533175E-2]
[null,22,0.98179344830693083,0.99022257416666781,0.95511795066353622,0.97625537012426877,1.0123111659492059,1.0299611968038205,0.97963718325115001,null,3.9398583703963008,0,6.2903571832073684E-3,0.4615398797126849,1.0995330429175214,2.329101788212698E-2,6.4195986721964082E-2,5.9767178419971746E-3,1.6050895130036642,0.15512196496065564,0,5.6238841917779E-3,0.30120344836543328,0.20799754978118498,1.6575722200495982E-2]
[null,23,1.0141452898559389,1.0052648830285289,1.0061645125627825,1.000420866306923,0.9976546239389793,0.98542165737033294,1.0158740307818459,null,3.8329483728186915,0,5.2230020139837751E-3,0.44484541945500999,1.0446082015570335,2.4004016008047961E-2,6.6006410897672771E-2,4.946891336214755E-3,1.5862809230160029,0.15888350776275437,0,5.623884191777893E-3,0.2811069847681647,0.2081455160230892,1.3719619816908682E-2]
[null,24,1.0108541388637384,0.97640940777172747,0.99340663072171276,0.97828467599347757,0.97263361563463235,1.0045229894014016,1.0058044106901696,null,3.9011486057383102,0,5.5135055173483986E-3,0.45323130836629838,1.0786763374931638,2.3999234445383384E-2,6.3963141600458753E-2,5.235371325261336E-3,1.6061501383107482,0.15538685688122622,0,5.6238841917779061E-3,0.28868790512866999,0.21118824846175205,1.4519685050913498E-2]
[null,25,1.0030318205113378,1.0432783682806308,0.99614503961476264,0.98011906694372808,1.0385423669595673,0.96463424772108486,1.0204290600433574,null,3.7700452132782503,0,5.2467039816747685E-3,0.43231919683692266,1.0204933799964071,2.3599139905438292E-2,6.8055416206861036E-2,4.953227018464003E-3,1.5728441284297741,0.15567414033708296,0,5.6238841917779017E-3,0.27489746948710053,0.20309474376552755,1.3737191084566024E-2]
[null,26,1.0241096372363054,0.98817261460950911,1.0133188759303042,0.97134600317305875,0.96458880389054324,0.98744008801478866,0.99702391656464218,null,3.8056109271145422,0,5.1202002749901644E-3,0.4459271754496309,1.0507807145763115,2.3661434063920538E-2,6.4927837800922539E-2,4.8544348693640681E-3,1.5568259556593063,0.15425543695267518,0,5.6238841917778965E-3,0.28054864584126638,0.20986240527641448,1.3463202707941687E-2]
[null,27,1.0004597889758822,0.99925725289873124,0.97325415591922948,0.99984812171536375,1.0436707904405833,0.99396320632615698,1.0330557533291973,null,3.9131312430409722,0,5.7272740043608199E-3,0.4425626877455705,1.0680517965595524,2.4169956354688642E-2,6.4559007899837637E-2,5.4288080575931414E-3,1.6426020414514377,0.15884273665411436,0,5.6238841917778974E-3,0.28549228293781603,0.20646915617366612,1.5056159019280105E-2]
[null,28,1.0177136744018245,1.0120943105431528,0.9751051454888201,0.97369060551071052,0.98488929766649702,0.98735121200731701,0.99514292525639059,null,3.7522657461197411,0,5.559205901401262E-3,0.43150511052556312,1.0371093633695387,2.2813356855322021E-2,6.4212731169336845E-2,5.2640081758461551E-3,1.5429284985489073,0.15468440463617289,0,5.6238841917779017E-3,0.27803270117305007,0.20105178739627719,1.4599105979346098E-2]
[null,29,0.99813231642375722,0.98637917822799881,1.0123089537970273,0.99551144815663317,1.0161173068403864,1.029040792920344,0.98778141992991741,null,3.9379532300533735,0,5.4881048370055922E-3,0.47763207608057662,1.08009107391945,2.4232772077766709E-2,6.6460750896785117E-2,5.2152299654556556E-3,1.595747460300984,0.15809456772211611,0,5.6238841917779043E-3,0.30068231920098215,0.21519737517005491,1.4463825364425836E-2]
[null,30,1.0137984465682568,0.97584808057691985,0.98962793492399836,0.9902575967635463,1.0092996091781754,0.97429013420956789,1.0397807752300472,null,3.9137131672949872,0,5.3749475661392177E-3,0.4361857378865287,1.0764928061485906,2.4513857869357641E-2,6.3521913968750149E-2,5.0955418513219681E-3,1.6472645278467819,0.15729429067765466,0,5.6238841917778956E-3,0.27848843143105118,0.21047523849661695,1.4131884492691739E-2]
[null,31,0.99152417413345073,0.99660354634715598,0.99327647286767218,1.009806131775344,0.98593584017882807,1.0113178397194686,0.97767988751726831,null,3.8948508983512058,0,5.6410284562078729E-3,0.46322005221242235,1.0785045973841569,2.3654240816528282E-2,6.6251584266351096E-2,5.3528293549971314E-3,1.5759107918213342,0.16039379999377187,0,5.6238841917778974E-3,0.29507428621261023,0.21166041950693687,1.4845441046526561E-2]
[null,32,1.0194900835987135,0.98720879365043146,0.97271857212762103,1.0234569207064645,1.0192577189848584,0.97517173171569582,0.9928161685135849,null,3.7889637457188519,0,5.5315783155630719E-3,0.4265794584170482,1.0603306449910961,2.302889596177914E-2,6.272524329810393E-2,5.2411171143831575E-3,1.5542448253799774,0.16259423530170983,0,5.6238841917778983E-3,0.27527521643040387,0.20431618262859774,1.453562031953815E-2]
[null,33,1.0175536157010172,0.98290968424947223,1.0397809941669527,0.9777544609122244,1.0017286230169766,0.96816398965386519,0.99994054099180707,null,3.8411696561830007,0,4.782936882375367E-3,0.45028364631448176,1.0603927055900968,2.4334215224707335E-2,6.6685903504747998E-2,4.5310141573238717E-3,1.570984305409195,0.15523437231328704,0,5.6238841917779017E-3,0.27875520491611733,0.21656110794495134,1.2566233498688623E-2]
[null,34,0.99591151929321509,0.99740667248781545,1.0483690975240534,1.0217149410124253,0.99668157110588063,0.9771868951425382,0.98828599557489927,null,3.8923958800753291,0,4.8318070338672584E-3,0.46651255516262141,1.0676132396476938,2.4659418359510514E-2,6.9461311030082643E-2,4.5761335402001758E-3,1.5763945840873232,0.16220077809107208,0,5.6238841917779009E-3,0.28731297357443181,0.2201814426375564,1.2691366786922542E-2]
[null,35,0.990172642270433,1.0147011829619832,1.0191102827582472,1.0175890837249464,1.0046317060013854,0.97338859706793956,0.98034882927542877,null,3.8412318969726393,0,5.1342067325542791E-3,0.45391612473992288,1.0592084706749665,2.3862284192229351E-2,6.892544176761585E-2,4.8569912083124157E-3,1.5567164329688357,0.16159023455420837,0,5.6238841917778974E-3,0.28456040053861503,0.21363554645612004,1.3470292412588673E-2]
[null,36,1.0333510447531205,1.005496290972959,0.96746057159564713,1.0160039852793159,0.97476094672240998,0.99486450413216898,1.0183547620143181,null,3.7578970551384958,0,5.6116921281523582E-3,0.42607875447227456,1.0284722792168386,2.3031538431529656E-2,6.246165033918244E-2,5.3177852392783586E-3,1.5625664134763044,0.16141842933975492,0,5.6238841917779017E-3,0.27587300714138263,0.19791675509457604,1.4748250323746465E-2]
[null,37,1.038698984817046,1.0182380102169233,0.97071747168128919,1.0064865396691225,1.0055530172274276,0.96998407463511449,0.99235829829465882,null,3.6480591518714123,0,5.3948926843949601E-3,0.41275236823731687,1.0107141487903342,2.2204946538454347E-2,6.294910190931953E-2,5.1016141736701338E-3,1.4978528144604826,0.15990128855056673,0,5.6238841917778965E-3,0.26669123207057888,0.19551392027058886,1.4148725362717053E-2]
[null,38,0.97221284955236009,0.97583999537492927,0.99712747739598062,0.95340257550126462,0.99953070406012556,1.0059056543155556,0.97364347415527119,null,3.9964862562044039,0,5.696486189909305E-3,0.47354222939699503,1.1218012516977456,2.4167408492544087E-2,6.6708403377608944E-2,5.4096752313166647E-3,1.6175427844542256,0.15142928620139257,0,5.6238841917779043E-3,0.30092546253935226,0.22002926042973445,1.5003096381616213E-2]
[null,39,0.98563514776361316,0.99824760106847032,0.98652372404492117,0.96165148029778869,0.99037768871700804,0.98213763524923436,1.0085480677630996,null,3.9204993219172155,0,5.5879621696421147E-3,0.44895973408302969,1.0838956815478651,2.409985934710367E-2,6.630896514555959E-2,5.2935322534566542E-3,1.6253979329375039,0.15275500073471018,0,5.6238841917779061E-3,0.28720298727638938,0.211868719042137,1.4680987527318588E-2]
[null,40,0.98944399256898119,1.0060321317493219,1.0342142223579143,0.9706386439113025,1.0346854120838358,0.97144632980753554,0.97829174546763908,null,3.8584619393004682,0,4.9742871981688346E-3,0.46013507324817343,1.0672091934400605,2.4088593053884833E-2,6.9479325647888196E-2,4.7073486897373888E-3,1.5615208461354675,0.15411267497386608,0,5.6238841917779009E-3,0.28581492898070299,0.21768908160491893,1.3055276532157992E-2]
[null,41,1.0335568111728157,1.0123422098187509,1.0052291305509899,1.0154709874477603,1.0100916811874405,0.96957327739100663,0.96060385630056921,null,3.6489578107806442,0,5.0464575705490514E-3,0.42806042977113967,1.0182608692679918,2.2317823952608538E-2,6.5065142017189728E-2,4.7735103448361335E-3,1.4620337958069185,0.16127515554406052,0,5.6238841917779087E-3,0.27065693096645027,0.20269795840697669,1.323876808123794E-2]
[null,42,1.0040800749472276,1.0174750597652247,0.9603317979483561,0.99765836100832195,1.0055611907339768,1.0471571153110966,0.99154980774211032,null,3.8418939501978491,0,6.1576959384633855E-3,0.45867796559802559,1.0472506960991637,2.2968032217222385E-2,6.4437087648517855E-2,5.8478398349631833E-3,1.57019382417662,0.15851473542719652,0,5.6238841917779052E-3,0.29833568225751234,0.19998360444089611,1.6218294244413119E-2]
[null,43,1.0185619903248695,1.029495091984683,1.0018899888434729,0.98685312371210121,0.99032905536811155,1.0343176315730538,1.0327304985896071,null,3.8406547547523502,0,5.485695623982983E-3,0.46196714042090953,1.0171883877211729,2.4070135298345237E-2,6.6685025925596247E-2,5.2031024363558736E-3,1.5988316492531482,0.15673511413991387,0,5.6238841917778974E-3,0.29270126076773328,0.20270455912891511,1.4430191092464075E-2]
[null,44,1.0389758149936932,0.99714736451401609,1.0094220649105954,0.99299789891324464,0.97968372167243067,1.0242074914664789,1.004742278501741,null,3.7863585719754811,0,5.2698791743130751E-3,0.45435616085505798,1.027235363210361,2.3530835711897142E-2,6.4217948770753056E-2,5.0038928040505486E-3,1.5488207336635864,0.15769972567879426,0,5.6238841917779009E-3,0.28653932472739069,0.20472287486939922,1.3877706666722374E-2]
[null,45,1.0031739810317777,1.0104019861681806,1.0088050983455485,0.98474552073300692,0.96988786842065744,1.0201465990571317,0.99245996588794438,null,3.8610492119213449,0,5.4313043678278286E-3,0.46700151242602828,1.0506797446664178,2.3821136296669487E-2,6.7159674797678079E-2,5.1526122097496794E-3,1.572043229499468,0.15639006920230314,0,5.6238841917778965E-3,0.29462636062018449,0.20969212997645814,1.4290162402438999E-2]
[null,46,0.99383593974212836,0.98747322028370199,1.0064905663517767,0.99754244801978342,1.0085703903573291,0.98980662934668495,0.95431008730990619,null,3.8507365025136009,0,5.3658936846571166E-3,0.45799940480777002,1.0841818833990495,2.3323279670220073E-2,6.6443881810199182E-2,5.088227989421365E-3,1.5366771147875586,0.15842587481085699,0,5.6238841917779E-3,0.28936085672930029,0.21486638764298854,1.4111600359111718E-2]
[null,47,1.0099423245135937,0.99818165669950365,0.98099431160245587,1.0191537403207871,0.99686353501470237,1.0161557415823861,1.0256853674861905,null,3.8999838982283941,0,5.708102247743773E-3,0.45195315084510962,1.0583900495927647,2.4089763677967651E-2,6.4371481421453935E-2,5.4174289792339779E-3,1.6229791127550151,0.16189765522997207,0,5.6238841917779E-3,0.29012593273057641,0.20581894056506755,1.5024600487195183E-2]
[null,48,1.0358377004032522,1.0255291077053916,1.0306612991667687,0.99624288499520097,0.99861764730560787,0.9565552368133341,0.98691933862392001,null,3.6533830976288706,0,4.6987222697456293E-3,0.42924559858029399,1.0013076328209647,2.3016123329867272E-2,6.7148435845108129E-2,4.4379469443169622E-3,1.4850537012460985,0.15818326366638449,0,5.6238841917779087E-3,0.26720351184936209,0.20455359886716429,1.2308122557272415E-2]
[null,49,0.97721582503749627,0.99920904584677928,0.99112797934453989,0.98701100581364354,0.96771481718847518,1.0232566275447814,1.0465990186994654,null,4.0665438447610693,0,5.8147716335494037E-3,0.47467485404395071,1.0917895605316568,2.5423767689682436E-2,6.7222332562575718E-2,5.5204342905944411E-3,1.7128570288112923,0.15677633877597003,0,5.6238841917778965E-3,0.30277769600546356,0.21438244591909225,1.53102735725614E-2]
[null,50,0.96331281948473135,0.97425719255464316,0.97396323318718425,1.0066280994489585,1.0437010824457327,1.0220803151898348,0.99870805718549549,null,4.0902888045677601,0,6.1335108735601669E-3,0.47627936833944728,1.1362363715436627,2.4703998040312744E-2,6.5780911020850749E-2,5.8300513711062544E-3,1.6804542263254081,0.15991875336831471,0,5.6238841917778939E-3,0.30710439324206973,0.218321397960967,1.6168960037401682E-2]
[null,51,1.0321490482477451,0.97902410498063708,1.018897970302264,1.0196210924388693,1.0023928628408345,1.0154512811451752,1.0211418970958892,null,3.8763073040008225,0,5.1716044671099555E-3,0.45884842876339349,1.0513361648415616,2.4435056230795851E-2,6.4289127265335658E-2,4.9128694803562073E-3,1.5980474835366962,0.16191323726900206,0,5.6238841917779078E-3,0.28768991512908987,0.21075747754860599,1.3625264211312922E-2]
[null,52,1.0002016445258364,1.0115356987473176,1.0312328126350527,1.0119177018538883,0.99900983709204405,1.0062116818357003,0.98474149558211055,null,3.8603366867053901,0,5.1243402541849992E-3,0.4706216432739263,1.0505547144443941,2.4105671976958089E-2,6.883586942416782E-2,4.8574742129042572E-3,1.5599043858012061,0.16067124361917831,0,5.6238841917779078E-3,0.29285818029443522,0.21395632775174714,1.3471631968871503E-2]
[null,53,1.0153602254733851,1.0001976004751114,0.98563721826204065,0.97505853332640213,1.0059275779946255,0.96166415913728864,0.97603542520956965,null,3.7346510627752041,0,5.3194176814123232E-3,0.42570594013898666,1.0502952123008111,2.2686202528382771E-2,6.441172974262363E-2,5.0326401465335706E-3,1.5197585790008683,0.15488598533829676,0,5.6238841917778965E-3,0.27247909865252679,0.20513377438440247,1.3957434031406171E-2]
[null,54,1.0089981055091388,0.99249505802798355,1.0308013278698136,1.0380391553065815,1.006421492807104,0.99930188187603841,1.0259132015110481,null,3.9316356164638844,0,5.0655266913635921E-3,0.46490640400983785,1.0604238144470608,2.5074406469210695E-2,6.720506739355403E-2,4.8046421521121593E-3,1.6256883448627448,0.1648194505139314,0,5.6238841917779E-3,0.2893775757475659,0.2154524448895857,1.3325108477865121E-2]
[null,55,0.98255102129150174,0.99406183056009112,1.0060390341401848,0.99873874040615152,1.024213199151496,1.0235570870619912,1.0400885931433039,null,4.0579557444854313,0,5.6116198047150489E-3,0.47903054126536521,1.0897625087000591,2.552966227376811E-2,6.7527995894880385E-2,5.3290365833901666E-3,1.697996232672033,0.15861654778120998,0,5.6238841917779043E-3,0.30273278233082035,0.21663871799687953,1.4779454599957904E-2]
[null,56,1.003897401975439,0.99655259172307442,0.99492203995343054,0.97780511866554265,0.9836879657170311,0.98649195381746713,0.96983874576338391,null,3.80566362505669,0,5.4160631312292831E-3,0.44632868026282929,1.0651082429350875,2.3089190715874067E-2,6.5533921784659707E-2,5.1324076941832919E-3,1.5372904770392164,0.15530843056576751,0,5.6238841917779078E-3,0.28402228753284059,0.20940803790478257,1.4234127560895921E-2]
[null,57,0.97103700748266286,0.99594567165403303,1.003889035643704,1.0175867197812329,0.99587779273428889,1.0456423497620639,0.9651429683850018,null,3.9999264913250094,0,5.8250666861011467E-3,0.49458532875835504,1.1009117082726483,2.4173143989504327E-2,6.8292108478506475E-2,5.5374144396610966E-3,1.5988654494568111,0.16161323727951793,0,5.6238841917779078E-3,0.31297957853993708,0.21781233859057295,1.5357366013813043E-2]
[null,58,1.0037288337657195,0.98384584030864164,0.96812420654083808,1.0265201899202585,0.98806480487831527,1.0412876294505959,1.0044958795605989,null,3.9403335802417958,0,6.0606981998227076E-3,0.46271675287060243,1.0809169646719019,2.3815778687009181E-2,6.3262596586723743E-2,5.7636233287228864E-3,1.6188802295324822,0.16308814964354501,0,5.6238841917779009E-3,0.29946836703745094,0.2068732021968015,1.5984729694598427E-2]
[null,59,1.0326208140824797,0.96221638720064218,1.0349687494174278,1.0311216662581608,1.0136743785545415,1.030106826624646,1.005909586552429,null,3.9151838186337757,0,5.0841798057073301E-3,0.47392102885731308,1.0667664486279547,2.4672460679449854E-2,6.4346201515017118E-2,4.8375270933130399E-3,1.5926790288927279,0.16371467615265858,0,5.6238841917778965E-3,0.29424353819024462,0.21604689325430965,1.3416310984715156E-2]
[null,60,0.99016961664294467,1.0238349934053343,0.97697158802639128,0.96254768511711153,1.0139773433833841,0.98456550494371287,0.98846441738479851,null,3.8128961307316493,0,5.6646019889808417E-3,0.44179827573734232,1.0541655644678196,2.3112751125395275E-2,6.6713836483985586E-2,5.3596428695800282E-3,1.5646030799830131,0.15291143734196172,0,5.6238841917778922E-3,0.28432874607743092,0.20507917691650801,1.4864337525818516E-2]
[null,61,1.0201867112135514,1.0421188581662915,1.0000187093773443,1.0019752984602857,1.0322985930748332,1.0037172660868412,0.99533797811513769,null,3.7198730021693551,0,5.3250250601248102E-3,0.44491616961259123,1.0040483472949395,2.2993831923321939E-2,6.7096851472358762E-2,5.0390662447297669E-3,1.5200214669161389,0.15913970993919668,0,5.6238841917779E-3,0.2822258093642504,0.20011763421314205,1.3975256057031139E-2]
[null,62,1.023168804214408,0.97623769262449112,0.96536939161220359,0.99672312289645204,1.0357514222250965,1.0171624353389261,0.98974620265204982,null,3.8300844285011371,0,5.8489618956230572E-3,0.44252316885326404,1.068500624293504,2.2983118983022181E-2,6.1523498650526538E-2,5.5576203535980572E-3,1.5647646613602144,0.15835838175829828,0,5.6238841917779009E-3,0.28690259625932507,0.20378243095965309,1.5413404733572025E-2]
[null,63,1.0159288165265794,1.0119078231902239,1.004565609641517,0.97697520806096383,0.99450425980939561,1.0023054639330218,1.0236311324193772,null,3.8381181249854501,0,5.3151251284913863E-3,0.4508103291914759,1.0364133712675634,2.4039250792095283E-2,6.6130883309277952E-2,5.037147739243077E-3,1.5946515654709807,0.15516231122269472,0,5.6238841917778965E-3,0.2851586023835827,0.20643596923696594,1.3969935308281037E-2]
[null,64,1.0177604097374582,0.9893794594049431,0.98474558188262862,0.99836371852165928,0.97228175037104547,1.0242020922780481,0.9905674942287479,null,3.8415204186784426,0,5.6729243048269165E-3,0.45461514539116832,1.0587971516505679,2.3333161009156271E-2,6.3663275527495414E-2,5.388709644069711E-3,1.5651364715677072,0.15858932542917431,0,5.6238841917779043E-3,0.29114602743527468,0.20595524033936727,1.4944950797507515E-2]
[null,65,0.96597829374970978,1.0036894439235169,0.98272448850986172,1.0294358695200079,0.98287524938268334,0.98220608458464576,1.0001216851207797,null,3.9793914271907358,0,5.7423461341068981E-3,0.45603663061612476,1.1006168033535553,2.4368872453658385E-2,6.770171810964537E-2,5.4382393132954149E-3,1.6397216177638008,0.16352829582171236,0,5.6238841917779052E-3,0.2924281729749969,0.2145872232313692,1.5082315494900252E-2]
[null,66,1.0412607908277758,1.0258652310890624,0.98499229403068889,1.0126264246567549,1.0185541163528604,1.0073116398295023,0.99070618601284288,null,3.6691810316969873,0,5.4176124133031396E-3,0.43327672350318236,0.99985227332342863,2.2432097198575172E-2,6.4024160061913818E-2,5.1320009621281517E-3,1.4957797341275283,0.16085456362205841,0,5.6238841917779087E-3,0.27743735772810285,0.19595284985408778,1.4232999537500089E-2]
[null,67,1.0330200230249778,1.0039994569636721,1.0178607981597594,1.0231459260031159,0.9958290621401461,1.0227814412433651,0.99746210353873443,null,3.789847685732104,0,5.1938115100608048E-3,0.45899168825361636,1.0256744516718246,2.3627583982398469E-2,6.5446456483295931E-2,4.9295889455742972E-3,1.5404403929411663,0.16247456819427694,0,5.6238841917778974E-3,0.28796289157974814,0.20619835732183631,1.3671633676648655E-2]
[null,68,1.0300369263947449,0.98340723012767395,1.0042649529654544,1.0069783250197262,1.0070406974751629,0.989758065658493,0.98224481961891907,null,3.7743644308237374,0,5.2049322688419997E-3,0.44141935775565755,1.0504017255105025,2.3206753858598963E-2,6.3769740722515456E-2,4.9366350156921741E-3,1.5294734039230473,0.15992783742051503,0,5.6238841917778956E-3,0.2792704132583817,0.20784843631459418,1.3691175121295487E-2]
[null,69,0.99532878182233175,1.0137149312889371,0.97978297636860678,1.0037705639581267,1.0106602033237357,1.0056086769565324,0.9838072229814192,null,3.8384844672915572,0,5.7314582411767314E-3,0.45154966539040553,1.0583885949639822,2.3234505857841287E-2,6.6032053798034882E-2,5.43218600215499E-3,1.5634405388756532,0.15945582381295142,0,5.6238841917779017E-3,0.29008858041280894,0.20590456487690278,1.5065527350217937E-2]
[null,70,1.0107656293978109,0.99485978811193232,0.98801761297765756,0.99806365012876086,1.0168490573746305,0.98130734067738223,1.0009323186679044,null,3.8280459697416092,0,5.4305245299142851E-3,0.4383161328814012,1.0602304321491225,2.3533304011613434E-2,6.4580293033554365E-2,5.1450696679160744E-3,1.5757232482105346,0.15853667068980326,0,5.6238841917779061E-3,0.28013134321933408,0.20738687216443258,1.4269244052029196E-2]
[null,71,1.030367234044071,1.0174553671881779,1.0118335661298432,1.024665450402664,1.0210615931848801,1.0382856848374955,1.0020458580356113,null,3.7914757463173911,0,5.341614490000683E-3,0.4637235178443796,1.0159337496044138,2.3582842984276195E-2,6.5929019047993156E-2,5.0705320565066769E-3,1.544528748597823,0.16272517353682869,0,5.623884191777893E-3,0.29201204918026713,0.20362532098737154,1.4062522775757961E-2]
[null,72,0.98719953101428859,1.0013974078554153,1.0211033728872121,0.96982196068187132,1.0018832800147961,0.99203692195554771,1.0053641608937165,null,3.9358460607605226,0,5.2379423514695251E-3,0.46666486136933755,1.0756179106197641,2.4644204583572988E-2,6.8551650180601637E-2,4.9638916050705429E-3,1.6181977030706585,0.15400204686340183,0,5.6238841917778983E-3,0.29219558487335839,0.21685549769642301,1.3766768058023097E-2]
[null,73,1.0221710123500689,0.99500425252470903,1.035250765727628,1.0004085432978567,0.97515384678804995,0.96001469335554157,0.97664704594642016,null,3.7538166215966511,0,4.7567784046538414E-3,0.44133737680166707,1.0438249833917623,2.3521502238776203E-2,6.6742671160023123E-2,4.501157975797072E-3,1.5150168129702146,0.15883782876330907,0,5.6238841917779043E-3,0.27396649657203997,0.21271725503627023,1.2483430899663733E-2]
[null,74,1.0133581006726247,0.99212989768296822,1.0338650212955727,0.97809037959845158,1.0276867548938304,0.98960977629661184,0.97826909914438553,null,3.8213438750294006,0,4.9629591566555283E-3,0.45942307042781788,1.0559369108002687,2.3815036825591853E-2,6.7085785618395885E-2,4.7049437902892139E-3,1.5412201692251153,0.15529633050242433,0,5.6238841917779043E-3,0.28543309746351475,0.21471899851374843,1.3048606827108011E-2]
[null,75,1.0169708500158627,1.0026907132967253,0.99882649122925882,1.0159913984420252,1.038566288017184,0.97530473171791887,0.95731861077309621,null,3.7227774620665302,0,5.2372893634043266E-3,0.43622693055994088,1.0449315749260282,2.259448044121452E-2,6.5241187082407018E-2,4.9582305341522859E-3,1.4900052138807012,0.16136766974317701,0,5.6238841917778965E-3,0.27691924550300595,0.20639526682217957,1.375106774534663E-2]
[null,76,0.97467587860823046,1.0141854021868786,0.98204657038888232,0.98693966470160754,1.0228202461705007,0.98384446758582833,1.0062875230427084,null,3.9271459032083365,0,5.6987369682382711E-3,0.45145142160186358,1.0801241018725407,2.4085302506862034E-2,6.7600765420630177E-2,5.3944569700617711E-3,1.6263392469970128,0.15677869838187858,0,5.6238841917779009E-3,0.28961164445298698,0.21087422745249731,1.4960890328460551E-2]
[null,77,0.95109512631125048,1.0447366648452219,0.97856659104567745,1.0296259846913955,1.0068331796546026,0.9828846568192614,1.0040192997491524,null,3.9542355213804865,0,5.847946341101991E-3,0.45772447285351309,1.0764575832677987,2.4242694024709396E-2,7.0665323976892985E-2,5.5264878998713442E-3,1.6360009814712264,0.16356505428639259,0,5.6238841917778939E-3,0.29428146184714615,0.21066846135817244,1.5327062544090088E-2]
[null,78,0.99890195518309255,1.0040177489768536,1.0190424191603296,0.97287468634120644,1.0134614392530004,1.0062157379457251,1.0063859385924794,null,3.9023883331321088,0,5.2710749398191059E-3,0.4670469372603418,1.0605757418188009,2.4397859431800565E-2,6.7757093910352437E-2,4.9985023732205588E-3,1.6025957683395731,0.15448981548807933,0,5.6238841917778974E-3,0.29280430086453707,0.21350674745102424,1.3862756942418663E-2]
[null,79,1.0367719236841848,0.99102244955100816,0.98105521527809225,1.0161559060130021,0.97982745953861117,0.97939613992414087,1.0123415159448248,null,3.7591069419906176,0,5.3650577019123862E-3,0.42417422996598603,1.0380793106388848,2.3188365113044913E-2,6.235820513932365E-2,5.0835276544991242E-3,1.5563790821924051,0.16142133950770207,0,5.6238841917778939E-3,0.2722831260763251,0.20178236467814697,1.4098564534436695E-2]
[null,80,1.0028644818396999,1.0073205289238825,0.98097443584835076,0.96860907701434695,0.96688447541386136,1.0030520875664835,0.99887485950296406,null,3.840966017933344,0,5.6658132411851981E-3,0.44805220470509061,1.056663604622281,2.3405501143383394E-2,6.5287035686228789E-2,5.3709879114933485E-3,1.5801754815014233,0.15386841283224256,0,5.6238841917778922E-3,0.28762537279937289,0.20566354411940049,1.489580166183423E-2]
[null,81,1.010180984961925,0.98538731108772126,1.0234677565531907,0.97999980206571491,0.96944264555905768,0.97266022388503826,0.9867011931518026,null,3.836783133105707,0,5.00745704171871E-3,0.44916776185583379,1.0671572689328794,2.3906537767283419E-2,6.6300310050718861E-2,4.7442998597166889E-3,1.5603948110486161,0.15561474954771884,0,5.6238841917778965E-3,0.28083358684573362,0.21488962380208407,1.3157756245062678E-2]
[null,82,0.99594704116410782,0.99242894569592222,0.95841493289597357,0.9807987542342933,0.98390510136085474,0.9823382487843183,1.0153862021974307,null,3.8918899367267388,0,5.8715491504126548E-3,0.43391880416595452,1.0813063843806092,2.3614887072394775E-2,6.359523503667347E-2,5.5639503449821347E-3,1.6243578699591887,0.15583887569371596,0,5.6238841917779E-3,0.28257872866510825,0.20593190614845988,1.5430960218285843E-2]
[null,83,1.0128321874748787,1.0281444038305911,0.97563891292330918,0.98720285516979867,1.0081450491556851,1.0150304952196534,0.96576089631179074,null,3.7216810554554556,0,5.7211249654688535E-3,0.44509703861103878,1.0265929337668636,2.2265502192655509E-2,6.5352152099292904E-2,5.4211766346192796E-3,1.4992049836700778,0.15683020570718459,0,5.6238841917778983E-3,0.28669347352553287,0.19928583585437204,1.5034994167508052E-2]
[null,84,1.0409761556647998,1.0238510188665313,1.0256878110056555,1.0063332503738345,1.0072319278333535,0.96414520442423424,1.0208070121654218,null,3.6980364557916623,0,4.7635794695861829E-3,0.42902144545540388,0.99836545167356627,2.3606536752277221E-2,6.6425898824621951E-2,4.5016922848862767E-3,1.5318637288016221,0.15979290286352402,0,5.6238841917779009E-3,0.26787410406652212,0.20323947760412486,1.2484912742920514E-2]
[null,85,0.99893113854204274,1.0184487833152454,0.97689991924179331,0.9976311294324689,1.0137429125997599,0.99227148223237693,1.001876952885298,null,3.8273890257213683,0,5.6647045338600963E-3,0.44203126300745987,1.0501772861714824,2.3374117521513676E-2,6.5852692660701637E-2,5.3636161940720725E-3,1.5786109019873649,0.15848494356269671,0,5.6238841917779E-3,0.28449158945675801,0.2041680784286099,1.4875357072789556E-2]
[null,86,1.0385548542464054,0.95813694400278115,1.0176894996264647,1.0273859462922073,1.0035033878768949,1.0252126201852121,0.99333098629268124,null,3.8664808927674503,0,5.221399845430328E-3,0.46232373547096023,1.0666415818460775,2.3985480577491579E-2,6.2756356819439724E-2,4.9679061689452677E-3,1.565864422989796,0.16314814406916045,0,5.6238841917778965E-3,0.29008385068143566,0.21252902782023791,1.3777901977559331E-2]
[null,87,0.99631751674307167,1.0199824473790058,0.99134860719614726,0.98388727499607564,0.97223070576011195,0.96447953722460689,0.98441408402196606,null,3.7824233643362706,0,5.3546918236820357E-3,0.43549641684506646,1.0500923663196737,2.3163275328490645E-2,6.7014235023865762E-2,5.0614623227051491E-3,1.5463383127141517,0.15627983606227988,0,5.6238841917779061E-3,0.27774884624173513,0.20692205217170059,1.4037368938501299E-2]
[null,88,0.98926910564504289,0.99251729162823166,1.015987437700355,1.0088673278151092,1.0357739761075184,0.99589084541429762,0.9809332212517875,null,3.9147913827401313,0,5.3120408902714196E-3,0.46643405856715398,1.0829976531071961,2.4168944297033736E-2,6.7612619355598216E-2,5.0375175105908587E-3,1.5842551917645344,0.16020998590847574,0,5.6238841917779095E-3,0.29296894363620385,0.21682366446631904,1.3970960825513168E-2]
[null,89,0.99057767299375532,0.96180433001439802,1.0284660173919753,1.0002254251357976,1.0058723916853225,0.99943446476111908,1.0111921333086995,null,4.0403920585277726,0,5.2135211890108257E-3,0.47594072315763408,1.1131553407440111,2.5432104130825497E-2,6.6654208950042884E-2,4.9529374242001665E-3,1.6604007075398626,0.15881889564888096,0,5.6238841917779061E-3,0.29666697407689646,0.22422341592362399,1.3736387929022273E-2]
[null,90,0.9766105659052754,1.0231038760458615,1.0122362460761809,0.98919737459875112,1.0132146207382666,1.0241627237636537,0.99441892848265701,null,3.9448649964107747,0,5.5491402188979399E-3,0.48182416919930759,1.0661926816245832,2.4390209216617519E-2,6.9885272235678919E-2,5.2621416217689112E-3,1.6082757277559752,0.1570919547396453,0,5.6238841917778983E-3,0.30333494567014047,0.21393922106247074,1.4593929311704338E-2]
[null,91,1.0284936629484465,1.0000048010318787,0.95930122571273158,1.003415514899634,1.018834630698692,0.99357280042397456,1.0215538314241002,null,3.7832878679933049,0,5.7328106879222856E-3,0.42488662295376789,1.0394610554346115,2.3079961750581475E-2,6.20019696917933E-2,5.4337268199799631E-3,1.5791180124673245,0.15943107089116276,0,5.6238841917779009E-3,0.27653952089284567,0.19837505296060703,1.5069800626772647E-2]
[null,92,1.0022552528612396,1.0191927915018315,0.98649099166342724,1.0306008836146556,0.98302182321768727,1.0129596121884936,1.0321170441797152,null,3.8954688572441327,0,5.6484353525066778E-3,0.45405572173879993,1.0450876347320128,2.4259910570305177E-2,6.6272100061804132E-2,5.3541398437938828E-3,1.6263374981630108,0.16370742573199065,0,5.6238841917778965E-3,0.29046890204415787,0.20510099998630554,1.4849075532680348E-2]
[null,93,1.0225396987590589,0.9799664452697685,0.99651726160692933,0.98851107394594651,1.018474889651106,0.96302915351732021,1.0011958019302591,null,3.8026816186350918,0,5.1881919389344814E-3,0.42939302276940677,1.0623714684156202,2.352950258028897E-2,6.3597770853585145E-2,4.9142477242141202E-3,1.5659137879254263,0.15700649902132457,0,5.6238841917778956E-3,0.27297344531734824,0.20891709516689513,1.3629086608139622E-2]
[null,94,0.97055997988481124,0.99840771839353049,1.0191439422376161,1.0134351844554608,1.0035752810620056,0.98102438330406772,0.98310591362871957,null,3.9635193926229935,0,5.2930337620660656E-3,0.4686163691416409,1.0973674418800288,2.4576745896964351E-2,6.9438141327547415E-2,5.0137846868809153E-3,1.6089479261272865,0.16093055594203956,0,5.6238841917779043E-3,0.29376993366804927,0.22062250288547292,1.390514063736825E-2]
[null,95,1.0032375430975247,1.0155416811635771,0.97712724687058505,0.97487544451495944,0.9811283517596483,0.9984363840600361,1.0153094057359502,null,3.8422933999451327,0,5.6754493347154931E-3,0.44339067303535945,1.0484934822870202,2.357828651290533E-2,6.5438137838953983E-2,5.3764632457572979E-3,1.5971439525160445,0.1548696065816855,0,5.6238841917778974E-3,0.28532546920072305,0.20381790701381877,1.4910986855800785E-2]
[null,96,1.0148533873187022,0.99233274516925762,1.027262163111661,1.0347655481991911,1.0204794544754556,1.0124653317472008,0.97314198007069364,null,3.8370774856798469,0,5.1409860080764693E-3,0.46722795676182621,1.0548081265015841,2.3765619672463927E-2,6.6590913734881449E-2,4.8796980920382841E-3,1.5368331110827307,0.1643051487280078,0,5.6238841917779017E-3,0.2914497133890474,0.21320103225640277,1.3533267277159687E-2]
[null,97,0.978667773933801,0.99945754437447709,1.0023664396907612,0.98922420407734102,0.99745688216228812,0.98349908091687055,1.0101064815773391,null,3.9628699916085894,0,5.4503337517447696E-3,0.45907737123137066,1.0888249596493591,2.4633150058843936E-2,6.784904931781767E-2,5.1632234298025614E-3,1.6390121483228481,0.15711098195480228,0,5.623884191777893E-3,0.29078427647108135,0.21592168936257874,1.4319591370052124E-2]
[null,98,0.97971277070415796,1.0281097126839602,1.0292305921110829,0.98363025950750593,1.0023415800818425,0.95691038886599178,1.025875510589036,null,3.9082744050217291,0,4.9826629069067499E-3,0.45319961966534583,1.05628223240396,2.4984968589574032E-2,7.1040660800703759E-2,4.7055731519154657E-3,1.6299581401513761,0.15618273826094875,0,5.6238841917778956E-3,0.28236037763695565,0.21586852078871019,1.3050352287368344E-2]
[null,99,1.0160939878864501,0.97639263905614104,0.99109039325688486,0.97168217543105617,0.99327991217695022,1.0292517652291959,1.0082517616617761,null,3.9097903047970282,0,5.6474654090889372E-3,0.46163840308734649,1.0733516307933262,2.3977941111823692E-2,6.3493597176804362E-2,5.3694228180959135E-3,1.6086984027293536,0.15434157062780388,0,5.6238841917779061E-3,0.29446915018918768,0.20958230642075099,1.4891461059841708E-2]
[null,100,1.0169344061634169,1.0010808599231029,1.0042355932768996,0.98587763739318846,0.99415039313815556,1.011899342602627,0.98185766125690288,null,3.8023440531378139,0,5.3741047460535108E-3,0.45585582610893916,1.046062853655271,2.3299465467114474E-2,6.5493237243268942E-2,5.0985316947568735E-3,1.539632810256599,0.15657667969609515,0,5.623884191777893E-3,0.28840910522553653,0.20752558787359343,1.4140176470916267E-2]
[null,101,1.0234847851114837,0.99822440633462017,1.0183500696391916,1.0066956745394866,1.0154929636919883,1.002487608754451,0.99569124743982662,null,3.8089566724023265,0,5.1378779448244642E-3,0.4543522599804562,1.0408782907517566,2.3750492142271928E-2,6.5789522656790472E-2,4.8726641972985738E-3,1.5513246685280409,0.15986154338615202,0,5.6238841917778965E-3,0.28496664077176059,0.20916082414135759,1.3513759599488565E-2]
[null,102,1.0306283930973454,0.97414236414138022,1.0182652586557837,0.99655510336376318,0.99419415518877319,1.0054408075131491,0.99341337570695121,null,3.8334753703892694,0,5.1393573707103537E-3,0.45500587868704406,1.0579688729061558,2.3825310012905769E-2,6.4095763614236426E-2,4.880905110582149E-3,1.558449882213736,0.15825136525222919,0,5.6238841917778965E-3,0.28539143421078389,0.21158481675976124,1.3536614800767613E-2]
[null,103,1.0322869277663924,0.96321764772890694,1.0276793482243034,1.0101134207331439,1.0051823175759038,1.0293107780387389,0.9936422269281302,null,3.8856079251168252,0,5.1596822305087992E-3,0.47060972153432862,1.0667623232659971,2.4216029311451219E-2,6.3987858958224633E-2,4.9089253876631817E-3,1.5725666043798707,0.16039013193210849,0,5.6238841917779017E-3,0.29348459408180644,0.21460320856881321,1.3614325735289643E-2]
[null,104,0.97832780829403354,1.0142277996742453,1.0198107410820054,0.96873289631567383,1.0022778891090851,1.030825015706391,0.99348479628498354,null,3.9646568108698554,0,5.4953113815100147E-3,0.48841463009242908,1.0724404342307348,2.4553803048767982E-2,6.9779903122354228E-2,5.2152547900982983E-3,1.6135232486403812,0.15383099159646416,0,5.6238841917779087E-3,0.30605611135033955,0.21624996697536908,1.4463894212645054E-2]
[null,105,1.0270238227086952,0.98448246084656255,1.0180611497224525,1.0030871444833709,0.95587091642097566,1.001566353090926,0.99787541501411858,null,3.8276055688818222,0,5.130554868938258E-3,0.45361481372874091,1.0510869161846312,2.3869358589965608E-2,6.4840343175621276E-2,4.8689383487737995E-3,1.5608548668537385,0.15928895101066343,0,5.6238841917779052E-3,0.28455455435296945,0.2106300709159428,1.3503426397932042E-2]
[null,106,1.0002684518999814,1.012852943370359,0.98212665322161019,1.0050822106605077,0.95741249824952079,0.98913438958551414,0.98982615534539908,null,3.8159316918830721,0,5.5830816252136961E-3,0.44255926597078932,1.0537971000611674,2.3251039311286133E-2,6.5808638556959606E-2,5.2869403577402727E-3,1.5613955798064849,0.15966057985152984,0,5.6238841917778939E-3,0.28389288826186038,0.20557615145686864,1.466270568182111E-2]
[null,107,1.0092567008621136,1.0194171426357166,0.98943777267310118,1.0113775567466545,0.97613975911174167,0.99474717858323802,1.0084571869431613,null,3.8107629170662474,0,5.4743079156064824E-3,0.44348947802875099,1.0373509859136116,2.3546926387183306E-2,6.6007293993341709E-2,5.1838022203330517E-3,1.572758113643123,0.16064931633673116,0,5.6238841917778922E-3,0.28318534789934752,0.20406541214857943,1.4376664219076164E-2]
[null,108,0.99908856982579852,1.0223450164891448,1.0117913447831839,0.99317956157593978,0.99055192736564701,1.0281139257813674,0.98653221103527966,null,3.8533555657362837,0,5.4509902512317222E-3,0.47279279406114705,1.0429814993797279,2.3744755126878014E-2,6.8245122742165473E-2,5.170348668613379E-3,1.5613418769951719,0.15772502263087027,0,5.6238841917779E-3,0.29773082589809846,0.20911107391332895,1.4339352379733794E-2]
[null,109,0.9877308828732676,0.99147903357950762,0.98022292531830602,0.96730411019783891,0.98435322799904401,0.97334053527316333,0.98516275992747748,null,3.8766801239754387,0,5.6059319100507108E-3,0.44195620666134033,1.0892224134108797,2.349025781931435E-2,6.542609858386142E-2,5.30980252034085E-3,1.5876764974461246,0.15366222593433831,0,5.6238841917779017E-3,0.28384662763654173,0.21134593048692671,1.4726111194041696E-2]
[null,110,0.98286064590063826,0.98869184585101144,1.0265754725227334,1.033488442438488,1.0018566144413619,1.0184072283471051,0.98770818611797118,null,3.9946701826639881,0,5.3505276320073352E-3,0.48552158519838556,1.0930255422834909,2.4846015813574422E-2,6.8518139787670601E-2,5.0811175553727031E-3,1.6155156861752349,0.16410342672071543,0,5.6238841917779017E-3,0.30298780079851528,0.22070563136256327,1.4091880408692208E-2]
[null,111,1.0151698615507267,1.0040146545949433,1.0072682806648556,1.0199356606250445,1.0212615376881493,1.0271160437123146,1.0131175970743076,null,3.8760909959037035,0,5.42703927777479E-3,0.46482481124221903,1.044686365005425,2.4161191422974924E-2,6.5943845516138314E-2,5.1521130067681805E-3,1.5932075657951685,0.16198107922605862,0,5.6238841917778983E-3,0.29353182832302227,0.20811657353009008,1.4288777921832465E-2]
[null,112,1.0362176579804823,1.0162444546265192,1.0140603523407243,1.0052854722295665,1.0420524445646757,1.0457495678869826,0.99478276925612064,null,3.768208971588654,0,5.3257127841892116E-3,0.46562243243892176,1.0111398413298609,2.3347012028227376E-2,6.5631947395607668E-2,5.0576689598809954E-3,1.5277018107760805,0.15964409964979828,0,5.6238841917778956E-3,0.29280595507603302,0.20293318403265642,1.4026848493996285E-2]
[null,113,1.0315287799281627,0.99187391554612403,1.0204166910127528,0.99517153402518876,0.96492627005744691,1.0170525779391049,1.0050377502061876,null,3.8236520405407894,0,5.1549704304244045E-3,0.45918065819438558,1.0388556595455138,2.3924507562881191E-2,6.5077059519683386E-2,4.8942678571086765E-3,1.5631207851262752,0.15802843741284464,0,5.623884191777893E-3,0.28763037841665562,0.2088976983414749,1.3573674802613931E-2]
[null,114,0.99508792094662102,1.0481776126076339,1.0337171851153006,0.98216632589467134,0.99210835435404643,1.0062967922903605,0.99208120400215671,null,3.8126023261336925,0,5.0938895567767097E-3,0.47040672631345848,1.0206326995073565,2.3937748960610475E-2,7.1299855416582264E-2,4.8195438204246014E-3,1.5495263300229893,0.15594370577525538,0,5.6238841917779061E-3,0.29228329322257102,0.209855991961612,1.3366436497825391E-2]
[null,115,0.99597391593137286,1.0015831811931633,1.0129824809363057,1.0037262445018063,1.0020621392401359,0.99029100237634649,0.9949696171241813,null,3.8839104270427649,0,5.2717975861170541E-3,0.45842079742987757,1.0667328967214449,2.4136799464316645E-2,6.7446530257384799E-2,4.9954406409181166E-3,1.5866065107609357,0.15939811822751171,0,5.6238841917778983E-3,0.2884685806117549,0.21349840073406295,1.3854265588896679E-2]
[null,116,0.99638054324009784,0.99267390556083956,0.95956954346765655,0.99273331997709269,1.018070444907696,1.0147196824746263,0.99977922121197205,null,3.9014524095421699,0,6.0476324139035562E-3,0.44926172206140647,1.0804742336562505,2.3440276289639489E-2,6.3650443404854443E-2,5.7408475234442405E-3,1.6076769903385355,0.15773338204015647,0,5.6238841917779061E-3,0.29235388321362971,0.20562281555214407,1.5921563684227549E-2]
[null,117,1.0408035830284714,1.0179692538254796,1.0128780931097285,0.99112411553475499,0.98170818813431238,1.0115666276902369,1.0045782336237916,null,3.7253620240023362,0,5.1402364515233858E-3,0.4469866524783293,1.005170191976116,2.3261803829515149E-2,6.5357242003977106E-2,4.8723553719166972E-3,1.5252387377908849,0.15739697596131805,0,5.6238841917779017E-3,0.28129154800035538,0.2017899657409612,1.3512903108706537E-2]
[null,118,1.0192141508146799,1.0176839730034328,0.97950750261048258,0.99501044489051782,0.98589006691693704,0.98976116394332636,1.0229355097828619,null,3.7877203089920126,0,5.5085055443462334E-3,0.43315543415937074,1.0297780493505704,2.3429243949975996E-2,6.466451007283025E-2,5.2151856574604244E-3,1.5796832416528515,0.15806463904028434,0,5.6238841917778983E-3,0.27831999831467302,0.20083092566513816,1.4463702481425563E-2]
[null,119,1.0323521618892439,0.99770838818682506,1.0194008092010223,0.99271171667700708,0.9767846981284003,1.006074054568979,0.99850433424129426,null,3.7853650590112307,0,5.1011225703500836E-3,0.45261386712486518,1.0323475044113728,2.3633445627143774E-2,6.5261761192079479E-2,4.8388733961182177E-3,1.5437713138628102,0.15763934619240788,0,5.6238841917779061E-3,0.28369348270542966,0.20762265808077279,1.3420044796798361E-2]
[null,120,1.0276821364097921,1.0255903284512322,1.0140702608173162,0.98384945765727183,1.0203372365374732,0.9759833293383815,1.0023453507684528,null,3.7137601174978485,0,5.0039283511418616E-3,0.43562820969324656,1.0107072446261645,2.3267402048359365E-2,6.665190187172608E-2,4.7317271696782027E-3,1.5253205224668875,0.1562399441993621,0,5.6238841917779087E-3,0.27394246351022722,0.20352785869982915,1.3122887371727805E-2]
[null,121,0.96860403584669241,0.99107411749050678,1.0037762234690715,1.0151300552507885,0.98143731323007477,1.0467320483963576,0.97976355898157808,null,4.046009438479345,0,5.8520013532789433E-3,0.49685182222637109,1.1088478891683375,2.4616538804092807E-2,6.8195091566657068E-2,5.5646593476170094E-3,1.6318003292415919,0.16122324303541313,0,5.6238841917778939E-3,0.3144358386542277,0.21926921704304519,1.5432926553492855E-2]
[null,122,1.0401339637190183,0.99166044665684538,0.99953902270851613,0.97538123472460903,0.98273251263075168,1.018402182506736,0.99575911480204016,null,3.7649559874796772,0,5.3488953435673571E-3,0.44778402847830762,1.0324014838701978,2.3148404862217375E-2,6.3282642160171501E-2,5.0787990321125923E-3,1.5361760720884896,0.15491659188145943,0,5.6238841917778983E-3,0.28412975064835844,0.20367777535233761,1.4085450257814932E-2]
[null,123,1.0289912001271484,1.0231271513487936,0.98291082190219803,0.99521145761268182,0.98725530396934202,1.0378655025209158,1.0035582994570094,null,3.7641404817282944,0,5.6756918000367383E-3,0.45190850891977924,1.0145326951529889,2.3007009345335498E-2,6.4525255717364255E-2,5.3860173946658962E-3,1.5438286875649938,0.15809138415037141,0,5.6238841917778974E-3,0.28974705315204485,0.19822819377777093,1.4937484161237941E-2]
[null,124,1.0106344395934399,1.0000510323629828,1.0030149677147169,1.0065610998015424,1.0126311526698533,1.0344392764124668,0.9659878992365839,null,3.8282526343497785,0,5.5432025983953009E-3,0.46906934602884648,1.0537291154463992,2.3206753985344799E-2,6.5773362859765594E-2,5.2654233050019247E-3,1.5311119973009915,0.15986348019474578,0,5.6238841917779078E-3,0.29699373212431079,0.20855571083778848,1.4603030673197135E-2]
[null,125,0.98496345353893966,1.0002088527635264,1.0163036548120319,1.0001313368151081,0.95667711684399992,0.99650154149397085,0.99897041810997123,null,3.9433887697958139,0,5.3280551532778912E-3,0.46810881680886318,1.0797445300889383,2.456376520579974E-2,6.8338405417003215E-2,5.0508509351375862E-3,1.613818663952139,0.15882221821802256,0,5.6238841917779043E-3,0.29396374239905232,0.21667400822604782,1.4007939506305963E-2]
[null,126,0.97941408239358674,0.97810395299483743,0.98472768371222508,0.97797906378425725,0.97061210866510905,1.0104862312423439,0.98264923613821831,null,3.9794078764873793,0,5.8275807272252234E-3,0.46691978135822182,1.1123202196935975,2.4024037919347107E-2,6.5565908413459162E-2,5.534856132461889E-3,1.6196022687122487,0.15535126512580871,0,5.6238841917779009E-3,0.29902956660214902,0.21591339821507768,1.5350270850454381E-2]
[null,127,0.97376312838705248,1.0243158973262396,0.99712885072846202,0.99012071241148769,1.0021951067304322,0.98753477365325937,1.0208339232959291,null,3.9466576263973709,0,5.5381929154972734E-3,0.45876171375495189,1.0695476033412719,2.4604084839742319E-2,6.9169123303049404E-2,5.2408033994216412E-3,1.6437742121735268,0.15726123949736404,0,5.6238841917779017E-3,0.29153252694588355,0.21214587759779274,1.4534750268083535E-2]
[null,128,1.0226225834460281,1.0118316549355999,1.0076868033683035,0.96485713550561314,0.99743135003568018,0.98158994488199192,0.99940012548376833,null,3.7539808560881598,0,5.1374778307643918E-3,0.43930065788820377,1.029416101165042,2.3333485489135698E-2,6.5886236236488552E-2,4.8631404685450207E-3,1.5411071008883395,0.15323317271825021,0,5.6238841917778974E-3,0.27734181011150238,0.20552539810087406,1.3487346660764484E-2]
[null,129,0.98497039043304446,0.99270945877785088,0.98063746912493843,0.9944659719687573,0.99516503355348451,0.97260837780621401,0.95744909011830526,null,3.8426512090227809,0,5.6113723373293171E-3,0.44288480782491185,1.0909473278469237,2.2996340091052187E-2,6.5698820844998715E-2,5.3143832451044521E-3,1.5460932330954036,0.1579764236648428,0,5.6238841917778922E-3,0.2843686254388339,0.2116199198222167,1.473881529404536E-2]
[null,130,0.98584720544670401,0.9782960929254787,1.0030283698542839,0.99476378224897688,1.0293238764834105,1.0032358400814687,0.96263371729704006,null,3.9269563469472861,0,5.5314939924541286E-3,0.46785495750763839,1.10306281532638,2.3772184672799474E-2,6.628107562251298E-2,5.2515818770579106E-3,1.5743051423885499,0.15798979306407049,0,5.6238841917778983E-3,0.29622237231017118,0.21755939087389464,1.4564643104882299E-2]
[null,131,0.9822286396731239,0.981032188898183,0.98390744608826042,1.0337158897525722,1.0208097265655331,0.96787303263230995,1.0132782878209401,null,3.9745738495456968,0,5.5725763964389356E-3,0.44429041743751357,1.1060616025062637,2.4540120971595226E-2,6.5479741222064625E-2,5.2795064999829602E-3,1.6501259511752038,0.16420631614181938,0,5.623884191777893E-3,0.28468392055659048,0.21521287648544538,1.4642088753881607E-2]
[null,132,1.0131617806949913,1.0224671524313975,0.98252318440127828,0.99552715534208358,0.99960950993425779,0.97430950945097616,1.0389589446190446,null,3.8100992346341607,0,5.4163488452670825E-3,0.42926468443172033,1.0310506556903309,2.3831474587740646E-2,6.5476333333702758E-2,5.1220580505419704E-3,1.6054866652380917,0.1581421239704891,0,5.6238841917778922E-3,0.27529588524451359,0.20201639469590235,1.4205424044616929E-2]
[null,133,1.0120477228586879,0.9957979910637107,0.994993187675,0.96759451925731899,1.0028888069826929,0.99653754140169593,1.0456728118131779,null,3.9086575410762721,0,5.4270368917965755E-3,0.44759462799012439,1.0572854368045346,2.4570417796272396E-2,6.4972112531207257E-2,5.1458739587608255E-3,1.6477597010023946,0.15368653827318504,0,5.6238841917778983E-3,0.28481522694341321,0.20835928381854846,1.4271474657850558E-2]
[null,134,1.0047469412226715,0.97420326369181709,1.0006136102545489,0.99802331568703606,0.99914015609661566,1.0019503961915379,1.0207329970596173,null,3.9581342040047374,0,5.4519009333145506E-3,0.45788424849313225,1.0868753816014889,2.4651019625823396E-2,6.4675355490288605E-2,5.1767597914051684E-3,1.6412723741223985,0.15851113139219997,0,5.6238841917778983E-3,0.29034450450075744,0.21421431285593659,1.4357132872840439E-2]
[null,135,0.97907589049970245,1.0169668631086135,0.99090543678215559,0.99329591958843644,0.96134306799294744,0.9950465676914847,1.0000176547417561,null,3.9127578002598762,0,5.6296920743403962E-3,0.45814343046819189,1.071637737844475,2.4037137996275024E-2,6.8008602205584634E-2,5.3317105360047665E-3,1.6098782298918373,0.15777496832168533,0,5.6238841917779E-3,0.29227362438220572,0.21089129600393611,1.4786870492240027E-2]
[null,136,0.98211758813798855,1.0061961965035224,0.98640716627736169,1.0175715451484102,1.0045014331696833,0.9794111018825381,0.99912907917850102,null,3.9070042307682318,0,5.5863219090381989E-3,0.44841364584461929,1.0796154945165422,2.3985800191741669E-2,6.6952018088277818E-2,5.2889313017921262E-3,1.6082301698252042,0.16163789018528371,0,5.6238841917778965E-3,0.28687465453939809,0.21129983666224322,1.4668227330390223E-2]
[null,137,0.99128387302978815,0.9997818425108137,0.99988604223180855,1.0250908482218934,0.98820121609103329,1.0087164405367797,1.011909194373491,null,3.948684804745159,0,5.547438222992954E-3,0.46445417470873784,1.0748732360243027,2.4515102578149272E-2,6.6846751067789464E-2,5.2624304946582365E-3,1.6279918757358411,0.16281126622789949,0,5.6238841917779052E-3,0.29464375456314074,0.21261503690924968,1.4594730466600935E-2]
[null,138,1.0345107472502919,0.99868772302469866,1.0000122003097147,1.0144229090221286,0.96851608881225415,1.0448530363457398,1.0154610509331141,null,3.8350706841758972,0,5.5056251908945286E-3,0.46201542957694014,1.0310213279159133,2.3790073061763353E-2,6.4006467422116534E-2,5.2328318328426372E-3,1.5763939693191134,0.16111672392229753,0,5.6238841917778956E-3,0.29307365130402513,0.20378930875187276,1.4512642068130072E-2]
[null,139,1.0164790271662631,0.96451554630519498,0.97895995952989012,0.99535512279842109,1.0362958861223621,0.99781249804173899,0.98006068217917219,null,3.8524174466026122,0,5.6253043439967983E-3,0.44304095173512714,1.0866834394825249,2.3220620616291467E-2,6.2148428156055889E-2,5.3429275708543784E-3,1.5648225715179793,0.15812022908072965,0,5.6238841917778965E-3,0.28477030852772856,0.20945141045178139,1.4817979615758285E-2]
[null,140,0.97962350873617865,1.0143841186393663,1.0130242624629167,0.98347309029661245,1.0026679984728681,0.97796568917970883,1.0057667751951092,null,3.9188449425400225,0,5.2813480256140317E-3,0.45867657247380017,1.0715184031586316,2.449551178316484E-2,6.9257579645589415E-2,4.9976064176977912E-3,1.6157995626928887,0.15618172641532233,0,5.6238841917778965E-3,0.28862210397325677,0.21509306769808512,1.3860272115421306E-2]
[null,141,0.98794294443076758,0.96682960765835058,1.002283716592391,0.97133878673418272,0.98445943772307509,1.0211840070196752,1.0261850971377193,null,4.0670840853203849,0,5.6385572642835315E-3,0.47657710683512955,1.113220722032185,2.5300538973380603E-2,6.5489288303166082E-2,5.3613628972901716E-3,1.6907804953552676,0.15427049851061742,0,5.6238841917778956E-3,0.30188428969142622,0.21934534797456881,1.4869107819858516E-2]
[null,142,1.0082675836063379,1.0306358535864735,0.99511851448189959,0.98936032205909774,0.9915508609338719,1.0265136751507717,0.98533285542975968,null,3.7882661924984049,0,5.5775459892597112E-3,0.46010551162819369,1.0271105019982967,2.3125614480077165E-2,6.6996473107864635E-2,5.2877331274625598E-3,1.5378845182388294,0.15714349083837359,0,5.6238841917779087E-3,0.29275330152541329,0.20314780501620264,1.4664904335167815E-2]
[null,143,0.97097958985230992,0.99325549445564176,1.0381779928630217,0.98682053106954182,0.99998812629713318,0.98327318786248941,0.99940731744977962,null,4.0107542341835494,0,5.098813214858982E-3,0.47788844082374593,1.1004032605708125,2.5301154053099739E-2,7.0354084642269291E-2,4.8317396867553165E-3,1.6404370700751392,0.1566761134937896,0,5.6238841917778974E-3,0.29613104240209548,0.22480599716388056,1.3400260295039277E-2]
[null,144,1.0014024378372741,0.98410777804442129,1.0193039626355576,0.99275658523414811,0.96361273318944662,0.96684539407001657,1.025496567103805,null,3.9280542969807737,0,5.0664723627164825E-3,0.44874955788875392,1.0782492028736546,2.4900207741286682E-2,6.6556339441593643E-2,4.7989424657152811E-3,1.6353882826557182,0.15764661573218344,0,5.6238841917779009E-3,0.28128807399458866,0.21661036128850444,1.3309301069711982E-2]
[null,145,0.97517028335690648,0.99018358517562222,0.98149788531925541,1.0024742568918068,0.99858393129424528,1.0068867727266999,0.9956288516327052,null,3.9882080201483805,0,5.8594820253731091E-3,0.46459816315870195,1.1045014936617514,2.4239548344973983E-2,6.6281448353863404E-2,5.5606422108049926E-3,1.6360745545451696,0.15924726297200326,0,5.6238841917778974E-3,0.29814854854284401,0.21437017069364267,1.5421785498218425E-2]
[null,146,1.005807208277302,1.0257841548348341,1.0130772848888645,1.0126294164783467,0.99388094416807793,0.98853399340579229,0.96496451623766677,null,3.748828652159049,0,5.1891640987293359E-3,0.45074583450987527,1.0325952819101736,2.3013976180936251E-2,6.8048566895301171E-2,4.9104205457918852E-3,1.5035930269586784,0.1608118538317368,0,5.6238841917779E-3,0.28362242755406175,0.2074340712993841,1.3618472380060635E-2]
[null,147,0.99935884835288225,0.98495621485368912,1.0099681898193209,1.0084909584589752,1.009206760136621,1.017186057793632,1.0125657824061434,null,3.9648914204798404,0,5.446273432682008E-3,0.47044785152356455,1.0804750722867351,2.4712712993000836E-2,6.6159881115838731E-2,5.1726975146825999E-3,1.6316306065970758,0.16015937342779452,0,5.6238841917778965E-3,0.29658751534757927,0.21502223228712436,1.4345866627346686E-2]
[null,148,1.0240182224544467,0.96787690932017256,0.97403205432325124,0.96951406111995797,1.0060003352773159,1.0175673728729082,1.0101434997466636,null,3.8798689583724184,0,5.7500074610173577E-3,0.44663340768803306,1.0755799076084664,2.3595260840398626E-2,6.1569029234308563E-2,5.4660376217995407E-3,1.6034081336094708,0.15402250036175941,0,5.6238841917778965E-3,0.28797614486258805,0.2065852489890885,1.5159410825747278E-2]
[null,149,1.0017079272967953,0.98993323901577479,1.0260152814265067,0.97071203923711435,0.9748673356053581,0.97335072646685983,0.98648257343106671,null,3.85827546987991,0,5.0224535342137536E-3,0.4538460622483414,1.0712350854298898,2.4057250144006743E-2,6.7259951672599433E-2,4.7575411504161029E-3,1.5695126569717373,0.15413623179655539,0,5.6238841917779043E-3,0.28331759140098317,0.21635718900431886,1.3194479403493753E-2]
[null,150,1.0197616272016319,1.0237813261758264,1.0163248062393975,1.016682351003694,1.0237067762805088,1.0392383734364321,1.0063645738877784,null,3.8254713789599264,0,5.3458003254794944E-3,0.47020583144877448,1.0200607808246578,2.3890171063306962E-2,6.721801927238423E-2,5.0731582745180276E-3,1.562400336205791,0.16145050942828962,0,5.6238841917779E-3,0.29527679195364737,0.20554789034051241,1.4069806281746514E-2]
[null,151,0.9992544320032859,1.0370659679835847,0.98696678467877552,1.023264367528008,0.98070618666649101,0.98125118252347387,0.98498289313860754,null,3.7594950244708301,0,5.4667167375033977E-3,0.43887587549019824,1.0310122948428031,2.2996651089982618E-2,6.7408943781817846E-2,5.1678054947345009E-3,1.5333901468353635,0.16254130157181421,0,5.6238841917778983E-3,0.28067415281765595,0.20293838590533228,1.4332299186854648E-2]
[null,152,1.0237315179097093,1.0033421539108196,0.99688642631315316,0.97841552050772174,1.0083707535576532,0.97017905061799747,0.97551218960407693,null,3.714023106764083,0,5.1958964658323763E-3,0.43014210734152825,1.0375688399662126,2.2703262197432284E-2,6.4725039641714138E-2,4.9174090795469699E-3,1.5063603199673403,0.15540246005566927,0,5.6238841917779078E-3,0.2733867287073663,0.20475109782693426,1.3637854254389563E-2]
[null,153,1.0011547576018294,0.9853712091249246,0.98204087409544516,0.9729366635147032,1.0016287912151363,1.0036466164033615,1.0217267972045725,null,3.9344002028309855,0,5.6872504304337325E-3,0.45170679398239033,1.0807819319624257,2.4223029923939286E-2,6.4349418930677818E-2,5.3976001558776292E-3,1.6387996042578454,0.15455428284317185,0,5.6238841917778974E-3,0.28977650932117782,0.20990479010843657,1.496960758369755E-2]
[null,154,0.97486667954431594,0.99095188768100062,0.99542640752472289,0.99951485512188853,0.98636777630765193,0.970777132261613,1.0336780358555597,null,4.0192203931408947,0,5.4879090765133504E-3,0.45265997518582668,1.1026729314373733,2.5191445313427926E-2,6.7221362183866998E-2,5.1973952678696133E-3,1.687764416837467,0.15875590197668826,0,5.6238841917778956E-3,0.28796056229397415,0.21724606459551857,1.4414362933618276E-2]
[null,155,0.97920498867239236,0.96362352927311057,1.0035723296106056,1.0249458377937377,1.042907600235021,1.0224410584506594,1.0196609674316095,null,4.1094408263269431,0,5.6836951832680716E-3,0.48234839667764312,1.1265829571997374,2.5546687077547151E-2,6.5982354309152239E-2,5.4055044457522435E-3,1.6984859381215942,0.16278250502337885,0,5.6238841917779E-3,0.30529585569738577,0.22207890956659621,1.4991529199644204E-2]
[null,156,1.0039227926733194,0.97582181916133359,1.0200422435439311,0.99246347290863535,0.97150296828960536,0.99102876271191165,1.0182038869676278,null,3.9524411817853364,0,5.1795208868749788E-3,0.46059639546898196,1.0841591081907862,2.4896112667939237E-2,6.599804169734666E-2,4.9148284139628878E-3,1.6341683207425235,0.15759896890045424,0,5.6238841917779078E-3,0.28858338419580698,0.21745096111993945,1.3630697082686808E-2]
[null,157,1.0456498135644514,1.0059525984777444,1.0175379792335559,0.98656640230878567,0.98569019739385499,1.010541261485816,0.99502549951556596,null,3.7194742400264125,0,5.0714612353955548E-3,0.44741358027757672,1.0114447813432894,2.3165456562808044E-2,6.4734634804909888E-2,4.8098564409907556E-3,1.5132280490119014,0.15666625500520989,0,5.623884191777893E-3,0.28075462103304072,0.20336501289706821,1.3339569693236113E-2]
[null,158,1.0296368367157747,0.97807522120927803,0.98358829902347056,1.0224727533793212,1.0015259042105682,1.0030943960895513,0.98311394499917959,null,3.7929162989523433,0,5.5159438550209687E-3,0.44028054120206755,1.0582002507489754,2.3016679572942497E-2,6.229906509366373E-2,5.2368390983127287E-3,1.5393423087757121,0.16242083713308039,0,5.6238841917779052E-3,0.28217122851466703,0.20531685272975972,1.4523755746401634E-2]
[null,159,0.99382805650942685,0.99642179922889906,0.97868680612324244,0.98295566661605038,1.0076324946921378,0.9918291350502394,1.0098469574485043,null,3.9048159656202834,0,5.6908706565223181E-3,0.44694998402627367,1.0775762008020602,2.3908573965988684E-2,6.5182208131160213E-2,5.3944634643289984E-3,1.6183722355522727,0.15615088663286458,0,5.6238841917778965E-3,0.28733247134017975,0.20905501983035435,1.4960908339544948E-2]
[null,160,0.99714160128349227,0.98978661318345118,1.0421493285497243,1.0041651345624574,1.0437879854455452,0.99824187005270493,1.0234072512542385,null,3.9786442478246387,0,5.0014880042547529E-3,0.47480691321348006,1.0747136164159012,2.545221666829104E-2,6.8570783817007111E-2,4.7442956158435324E-3,1.6432812742601499,0.15942395706011953,0,5.6238841917778974E-3,0.29351705875372958,0.22035399135741349,1.315774447518089E-2]
[null,161,0.96455421706271505,0.9998520220553333,0.98032429235687979,0.96912316140604182,1.0075448350966418,0.96632428197333098,1.0297591905234891,null,4.0142072014551031,0,5.6899814845796527E-3,0.44833456780326009,1.1064978773641088,2.4865515372032344E-2,6.7445586205854433E-2,5.3848056604764074E-3,1.6895217877943411,0.1539510429248577,0,5.6238841917779009E-3,0.28792471389986646,0.21541327816376199,1.4934123559342923E-2]
[null,162,0.99886019772727896,0.96677042263672452,1.0175560049146197,1.0022075372664814,1.0040620440154295,0.99778055799984922,0.97484917888741418,null,3.9283505619237564,0,5.2770646954306746E-3,0.46620219340431168,1.0996099952967131,2.4156404114504686E-2,6.5700290056252414E-2,5.0115720229697413E-3,1.5823941913145685,0.15915003228631455,0,5.6238841917779017E-3,0.29254134810080334,0.2193387117560554,1.389900407491302E-2]
[null,163,0.96914480759682797,1.0141768081968559,1.0232656852472568,1.0110787611914189,1.0010988132513925,0.99881598830106821,1.0045600093263904,null,3.9922606821309867,0,5.3362172795790716E-3,0.47834952204167519,1.0823167399441078,2.504497461129964E-2,7.0664296586646663E-2,5.0555668100451187E-3,1.6377098554071117,0.16055010248262072,0,5.6238841917779078E-3,0.29911586522828065,0.21914507367769678,1.4021018429297826E-2]
[null,164,0.96877713767016849,1.0075517094796049,1.0144074164011954,1.009289066192161,1.0029889603600182,1.0180489978354621,0.98598225524135641,null,3.9929397545259375,0,5.5495030784157079E-3,0.48520352538685824,1.0903626266782767,2.4623611223489428E-2,6.9754570082300738E-2,5.2649220811327758E-3,1.619180154336036,0.16027936135311074,0,5.623884191777893E-3,0.30505434170454487,0.21854061997893173,1.4601640587896985E-2]
[null,165,0.96452858982512368,0.99737894092120472,1.0010831212011948,0.99138278959208392,0.98991800043292399,0.98107538367202585,0.98966990060917903,null,3.9857581973669247,0,5.533419159342576E-3,0.46428484222099664,1.1071023969000107,2.4498416512281289E-2,6.8649285026454065E-2,5.2417882861863887E-3,1.6305242322847584,0.15745574313082877,0,5.6238841917779043E-3,0.2943172303379607,0.21905631589961247,1.4537481735394356E-2]
[null,166,0.99421064823289795,0.98532376442750058,1.0066870438598217,0.99760517597100773,0.97750035890858034,1.0124735703818299,0.99218175903203631,null,3.9411277837882834,0,5.4864603277111276E-3,0.46918831557344171,1.0860034956976405,2.4268919087312334E-2,6.6318227999347501E-2,5.2094849759978896E-3,1.6053648576123596,0.15843554047548855,0,5.6238841917778974E-3,0.29639389343106537,0.21535973275798678,1.4447892313575154E-2]
[null,167,1.0412520281863189,0.996962583526255,1.017899197715493,0.97836104657340595,0.98895839839031807,0.99380504921977897,1.0288523639762588,null,3.7872086727422674,0,5.0122871579148815E-3,0.44247057562114289,1.0243904364766789,2.3998088186169653E-2,6.4576113988059791E-2,4.7516087305842277E-3,1.574293775687954,0.15536271679730324,0,5.6238841917778983E-3,0.27759130987423641,0.20598442380967111,1.3178026536601013E-2]
[null,168,1.0046547901825438,1.0107796512046954,1.02043160657207,1.0026771103706031,0.98659920719213579,1.001049018452191,0.9860109377488403,null,3.8338711426328556,0,5.1929069283481238E-3,0.46173428655965426,1.0476643281594185,2.3815817263111466E-2,6.7810108105990821E-2,4.9212678864413951E-3,1.5540656162607946,0.15922026424357447,0,5.6238841917779E-3,0.28922732671563173,0.21133259397449927,1.3648556200306753E-2]
[null,169,1.0113042373216072,1.0049567102198509,1.0061891537515337,0.98157573507730456,1.0141190664074347,0.98118826274510607,1.0265345969757924,null,3.8533007146440323,0,5.2151723901946098E-3,0.44411141783178887,1.0478459264412319,2.4240461691037791E-2,6.6177539679293726E-2,4.9383665719339147E-3,1.6064867303173871,0.15589055022702425,0,5.6238841917779078E-3,0.28063887327925235,0.20886615941513439,1.3695977388358517E-2]
[null,170,0.99022072835847286,0.99723673805050383,0.96472316487754295,0.96322265950665509,1.0121077117341239,0.99994420254338956,1.0161504417115246,null,3.9239870576352303,0,5.9279536311504684E-3,0.44674386743971839,1.0819789837439517,2.3845673585394661E-2,6.4594666503702824E-2,5.6214662376782186E-3,1.6358561228064561,0.15303682194416493,0,5.6238841917779052E-3,0.28975852036548155,0.20726453068325826,1.5590473764792038E-2]
[null,171,0.98122774138264657,1.0206938170059749,1.0270239910284629,0.97462925621306562,1.0223295032848563,1.0145171045083532,0.97962704105121645,null,3.9043166419069504,0,5.3054582255173338E-3,0.48118958887995367,1.062141459297258,2.4179146976677328E-2,7.0388004057782338E-2,5.0290719252376465E-3,1.5763788648634849,0.15475676104029543,0,5.6238841917779061E-3,0.30020234134329821,0.2157854395663138,1.3947537990382534E-2]
[null,172,0.99787329458638108,1.0445573959781791,0.96640068615113039,0.98203092873840336,1.0116230133917687,0.99930786953276107,0.95972786515536879,null,3.7094876326908635,0,5.8129857198160034E-3,0.4391862342534858,1.0272508665970166,2.2041326813162662E-2,6.6566505536446358E-2,5.4987515141819198E-3,1.494947739249511,0.15602253819888479,0,5.6238841917778983E-3,0.28455188159750683,0.19836075150983462,1.5250138948868116E-2]
[null,173,0.98246236026076894,0.96826697635170411,0.98256714369336107,0.96896300431964399,1.0238771265929485,0.97368409071981377,0.99670661202469435,null,3.9707213197691815,0,5.6329279157111556E-3,0.44776371751701965,1.1198046371094732,2.4187873980578499E-2,6.471650048700725E-2,5.342091157077968E-3,1.6361050479443282,0.15392227306770176,0,5.6238841917779E-3,0.28715172609100065,0.21692083621815203,1.481565992077368E-2]
[null,174,0.999986974646768,1.0023811619238161,1.0175598397875114,0.97818574261397395,1.0433149786182583,1.0090270776496746,0.98956319539092075,null,3.8775915738542848,0,5.2980159581556552E-3,0.46747859744385606,1.0612111486321174,2.4018930324669653E-2,6.7504487001248642E-2,5.0252357591124659E-3,1.5762604856653333,0.15533537822515547,0,5.6238841917779061E-3,0.29334159969523455,0.21315294403796223,1.3936898835969198E-2]
[null,175,1.0199211548131073,1.0291348348208353,0.97282166496212075,0.97505830667078197,1.001711320078202,1.0045246413824469,1.0444109114742086,null,3.8036142044731394,0,5.6548479089043417E-3,0.43598266426468213,1.0187759382165806,2.3621714275590375E-2,6.4772523294885948E-2,5.3550004730319924E-3,1.6061335404621027,0.1549051047964933,0,5.6238841917779087E-3,0.28132477500575925,0.19792244501474252,1.4851462386392643E-2]
[null,176,1.0050925496555254,0.98888262812387429,1.0243806223887488,0.9782679461237721,1.0356370067265206,0.99064933330409755,1.0117672090025829,null,3.9081939923527247,0,5.1129870566359453E-3,0.46025930078484473,1.0688647669355411,2.461011416151735E-2,6.6876753212841436E-2,4.8482754786143226E-3,1.6101590393260865,0.15533840739248159,0,5.6238841917778956E-3,0.28760791976874861,0.21567239779293712,1.3446120363971111E-2]
[null,177,1.0211130219173812,0.99616691483003084,0.99411413520605163,1.007945193754622,0.97891859663127823,1.0452646150672433,0.98282694587271491,null,3.8319619966186784,0,5.6519175842324309E-3,0.46609788110460476,1.0476115317433141,2.3284581973321387E-2,6.436060240836658E-2,5.3726560702899986E-3,1.5479098661853079,0.1600969302311871,0,5.6238841917779043E-3,0.29675212953205915,0.20560342265911985,1.4900428103558697E-2]
[null,178,0.97901613743382376,1.0045073348077818,0.96078897918342065,0.97459035921389758,0.97760583138442469,1.0319723006165038,1.025762512436077,null,4.0010638474604807,0,6.2312147235056761E-3,0.46472818089239476,1.0871975524502533,2.4290319007327997E-2,6.5457597430676639E-2,5.9168893515307566E-3,1.6730572652548985,0.15484884559300988,0,5.6238841917778939E-3,0.30218239636939426,0.20758233670596446,1.6409794936759703E-2]
[null,179,1.0085587696257134,0.98151733313532896,0.99133218328830586,0.98133203360908017,1.0170966972345508,1.0128345142467354,1.0128987282591435,null,3.9178942419362897,0,5.5911148983717939E-3,0.45685788874030797,1.0759733777503089,2.4141280680672929E-2,6.4244359670962148E-2,5.3099913161423137E-3,1.618891002202429,0.1558739882111663,0,5.623884191777893E-3,0.29137566007003379,0.21046728920392488,1.4726634796935534E-2]
[null,180,0.98785077401322119,1.0002773378233412,0.99719082780086921,0.99156081877345359,0.99873933340096877,1.0286821742831387,1.0020004435472534,null,3.9591806177114504,0,5.7086128258425975E-3,0.47461278203474316,1.0783589753129412,2.4324070702339474E-2,6.6935274094234998E-2,5.4208818185131425E-3,1.6229019222278285,0.15748987872291179,0,5.6238841917778983E-3,0.30159386772433938,0.2125935171778624,1.5034176529800415E-2]
[null,181,1.0252128139329852,0.99740126158540643,1.0044217014884362,1.0164037025508867,1.0000742935956604,0.95910885644043575,0.99295503773649174,null,3.7476000423858591,0,5.0537635639592623E-3,0.42772991335317539,1.0412388400934187,2.327977815236695E-2,6.4789353670443806E-2,4.7813062048317582E-3,1.5331127404495615,0.16142453026783202,0,5.6238841917779E-3,0.27058329399264558,0.20682977659406335,1.3260388979700543E-2]
[null,182,1.0197830810134065,1.0267479781308981,0.98891095357659098,1.0091258156275658,1.0004011299254219,0.99653425382341454,0.97183437365967273,null,3.7020480297678646,0,5.4270277732844851E-3,0.43884614853106596,1.0197242386019729,2.2475563581856355E-2,6.5659400418723785E-2,5.1375901055447024E-3,1.4946496786577135,0.16029245618929855,0,5.6238841917778956E-3,0.28031296450080606,0.20050463239465724,1.4248500367731771E-2]
[null,183,0.97234298662428376,1.0019660216442909,1.0016774592809319,1.006950695081275,1.0138400507325507,0.99692991091959005,1.0270418105839556,null,4.0276018404903597,0,5.5664020490089564E-3,0.468182071272223,1.0933652780527354,2.5205948526482346E-2,6.8379849611326302E-2,5.2764395807439451E-3,1.6790368770769548,0.1599273981134775,0,5.6238841917778974E-3,0.29667818224530135,0.21685873085334118,1.4633583015002642E-2]
[null,184,0.97267563506604893,1.0229144910145656,0.99423476336786321,1.0040905866872396,1.0135479156106808,1.0319739213910908,0.99630937721934876,null,3.9631438099620202,0,5.8304824749317559E-3,0.48003057721373638,1.0724121783500227,2.425856943634876E-2,6.89843944825171E-2,5.531267950708775E-3,1.6200407335411466,0.1594844995363168,0,5.6238841917778983E-3,0.305599681401586,0.21166818688133385,1.5340319451456322E-2]
[null,185,1.0121640876554916,0.99946163551628675,0.96324169174599772,1.0392974820680523,0.99409172403988844,0.99990996923571984,0.97245995508463434,null,3.7790301809947944,0,5.8150101773508265E-3,0.43624632353465143,1.0564163553595634,2.2569880526975575E-2,6.3214358486956557E-2,5.5137158647191077E-3,1.5296977012859083,0.16512596750022251,0,5.6238841917778965E-3,0.28321772314381854,0.20192764046696376,1.5291640810587655E-2]
[null,186,1.0047337985461393,0.98170324396343711,1.0115702757630094,1.0076585349768583,1.0133503570874856,0.99294381352276284,1.0187554755766299,null,3.9363768641029218,0,5.2732044389020771E-3,0.45716211113702382,1.0779282951609639,2.4701436989941032E-2,6.5734538605857401E-2,5.0027056334691232E-3,1.6288223306588916,0.16002473800735281,0,5.6238841917778939E-3,0.28792698665512839,0.21484862731231899,1.3874414189097944E-2]
[null,187,1.0082677578401844,1.0198372187616902,0.98874884695192988,1.0046377303541514,1.0109429054418417,1.0321120670432062,1.0233064245069521,null,3.8755542443665445,0,5.6933243989579505E-3,0.46121047832489809,1.0380250806333244,2.399432883155091E-2,6.6050265806942565E-2,5.4020202315341118E-3,1.6077883081672879,0.15957980428783089,0,5.6238841917779078E-3,0.29462812783659015,0.20396340431141521,1.4981866142345276E-2]
[null,188,1.0008346236867971,0.9891670932046287,1.0048127557959057,0.96884033058856256,1.0159783563067286,0.98683665872212867,1.0090064221702713,null,3.9013928319140074,0,5.3295926517457478E-3,0.45251946856048642,1.0750075028586121,2.4250074921270046E-2,6.5963874911259185E-2,5.0525252431455571E-3,1.6110140529726515,0.15386997480228642,0,5.6238841917778983E-3,0.28619587626510679,0.21321260683701485,1.401258300214296E-2]
[null,189,0.98052682823821902,0.99357577505988981,0.98796164701434996,1.0082528260649164,1.0119110557318944,0.984444192911615,0.98215132789872528,null,3.9177997505835886,0,5.6177732084413384E-3,0.45346480067224931,1.0942761618975694,2.3826436259614663E-2,6.6501360163781748E-2,5.3237769222479921E-3,1.5958509738466373,0.1601552488268905,0,5.6238841917779017E-3,0.28982315537480002,0.21380685808649161,1.4764867549963877E-2]
[null,190,1.0398462221563531,0.97677266391906514,0.99971674865744975,0.98758219104829714,1.0060018689326584,1.0265461031238421,0.97711976091745001,null,3.778932280929642,0,5.4049454789683662E-3,0.45324729618613868,1.0476426543408111,2.2990919392765742E-2,6.2568109506678543E-2,5.1380429668030888E-3,1.5224724092984985,0.15685416317869008,0,5.6238841917779052E-3,0.28756453246253183,0.20598545855887856,1.4249756325033561E-2]
[null,191,0.97765106468946084,1.0057411279527266,1.0015223530686337,1.0175486456902805,0.97851901003656105,1.0164510471212858,1.0219369424596809,null,4.0131639579149638,0,5.6428571707888451E-3,0.4748027603992952,1.0835624606208776,2.5020299214568741E-2,6.8198446154745337E-2,5.3535276935594983E-3,1.6639791724457857,0.16161084071038953,0,5.6238841917779017E-3,0.30090257663799186,0.21490546921057258,1.4847377806185908E-2]
[null,192,1.0385037211275878,1.0373405388712627,1.0262522718195162,0.99781727492113692,1.0062421959727306,0.96051899169232002,1.0193199243756419,null,3.6725155890881056,0,4.7409549220729869E-3,0.42729562451902314,0.98832790997825781,2.3451832039573826E-2,6.7302439977897158E-2,4.4760655461185414E-3,1.5214008599758375,0.15843983031739053,0,5.6238841917778956E-3,0.26670468190496954,0.20181957555465141,1.2413840004680505E-2]
[null,193,0.9692055534364914,1.0074991458440306,1.0205992377887936,0.99379901850110142,0.98340746886260644,1.0256768808157319,0.99247773598506928,null,4.0122906090112629,0,5.5163304424197647E-3,0.49146824870808459,1.0893277612017254,2.4871568529992578E-2,7.012319977148497E-2,5.2355681928367608E-3,1.6314534561507374,0.15781021595500347,0,5.6238841917779043E-3,0.30782088033444494,0.21955192537767029,1.4520231039920643E-2]
[null,194,0.97693158084791809,1.0238515830353194,1.0355354818695763,0.96872477372033683,0.98643632384611812,0.99620368843138363,0.96183213885710495,null,3.8689294717724785,0,5.1368890370553782E-3,0.47727497884714531,1.0628656404008612,2.3903650812610699E-2,7.1426294124636872E-2,4.8635664370071689E-3,1.5469820744500731,0.1538068913438809,0,5.623884191777893E-3,0.29622418366194209,0.21760666850553428,1.3488528034066926E-2]
[null,195,1.0231180131801711,1.0356778024612483,1.0171438957706991,1.0200915042031418,1.002397250686228,1.0019294643021608,0.98307036318173413,null,3.7146209818579181,0,5.1182662910754899E-3,0.4501109942325901,1.0055442862670401,2.3073393392708679E-2,6.7655477601114414E-2,4.8445308199322164E-3,1.5017282164229031,0.16199062957800911,0,5.6238841917779E-3,0.28251560519998853,0.2032164954482665,1.34357349946612E-2]
[null,196,1.0197400057229025,1.042743141148754,0.99888470956731457,0.99578360073654548,0.98167186741458123,0.97144270864301296,1.0192434981779908,null,3.7215258714378363,0,5.1678243643254618E-3,0.4295000282747935,1.0040182099838215,2.3337740362697292E-2,6.7086127924711705E-2,4.8809248291143952E-3,1.5476474170257681,0.15815802182907721,0,5.6238841917779017E-3,0.27263909172037404,0.2002655801722332,1.353666948779172E-2]
[null,197,0.9932465267495354,0.97229645110964291,0.99532765819372904,0.99704702492572128,1.0009683375316716,0.99295918716753651,1.0263993287916207,null,4.0025161041508071,0,5.5283094854597448E-3,0.45687270217366627,1.1020306633424666,2.4923288500730632E-2,6.5000559190192403E-2,5.2473091386695554E-3,1.6685761737601905,0.15836407897444243,0,5.6238841917779E-3,0.29065840739862642,0.21619455379672614,1.4552793168774706E-2]
[null,198,1.0241969922180276,0.97775618403361353,0.98628022791478687,0.96693525919342538,1.0036200551483629,1.0141393871033213,0.97198098872366745,null,3.7991825526164109,0,5.5751039465369683E-3,0.44885697410495085,1.0638985180022102,2.2862268492988617E-2,6.2773863213773512E-2,5.2961644392386193E-3,1.5332686188385389,0.1535946703706049,0,5.6238841917779017E-3,0.28718117696250006,0.20671323036214506,1.4688287584215257E-2]
[null,199,1.0098780188551191,1.0315539303198586,1.0126497673163031,1.020279791070535,1.036274727284427,0.98531630725054709,0.98709733000452748,null,3.755244231432366,0,5.151235758862443E-3,0.44666401199863764,1.0230071565326659,2.333679930975574E-2,6.8044316381543499E-2,4.8721478326620559E-3,1.5263365934042676,0.16202743885218501,0,5.6238841917778922E-3,0.28112804575505901,0.20584274540962155,1.3512327523055413E-2]
[null,200,1.0050505804947563,1.0215461014081468,1.0095401088143723,0.98330672208027381,0.96371015502698687,1.0207997565510305,0.98683002459976632,null,3.8227472836970064,0,5.4063275411821007E-3,0.46562516504046825,1.0377739628654465,2.3543844025228584E-2,6.7656688526447128E-2,5.1261985198365325E-3,1.5511568914807037,0.15616047764159305,0,5.6238841917779052E-3,0.2936247087660242,0.20764488303266893,1.4216907147989172E-2]
[null,201,0.99542958530380643,1.0049670632862022,1.0114985938088523,1.0000856291014804,1.0124846510209045,1.0219939399036033,0.99723993462939042,null,3.9154448874920194,0,5.4574566577483847E-3,0.47320380264357059,1.0640404633155909,2.4247216922375116E-2,6.7567664510080769E-2,5.1793540214491486E-3,1.5971207420464018,0.15882220440319281,0,5.6238841917779009E-3,0.2980434367954517,0.21268924763590016,1.4364327663973287E-2]
[null,202,0.98768236583377045,1.013772481607552,1.0068583179103623,1.0010876008504317,1.0277320499735114,0.98105656629451732,0.99839501151722276,null,3.880040840114618,0,5.3238814034699683E-3,0.45405786944706011,1.0639718674114262,2.4098944210593384E-2,6.8266176450472268E-2,5.0389187171560913E-3,1.5921967039111455,0.15898834544763102,0,5.6238841917779043E-3,0.28680534847000477,0.21234181635411481,1.3974846906701005E-2]
[null,203,0.98969183897334312,1.0110516558854259,0.983527719857619,1.0320104502457654,1.0366551914993605,0.95712386234368341,1.0349378796236741,null,3.9022835432673855,0,5.4457743842615727E-3,0.43271303044597431,1.0667311901749665,2.4422398237060588E-2,6.6507944044279413E-2,5.1477586246761664E-3,1.6421858226980117,0.16393600562374092,0,5.6238841917779017E-3,0.27733186599320675,0.20885271606140962,1.4276701556539656E-2]
[null,204,1.0061887419168476,0.9847158306578907,0.99716839448661587,1.0349501717634944,1.0206929068397339,1.0231865251441501,1.0192982907329846,null,3.9534745408602587,0,5.5896440370826724E-3,0.46492427816630161,1.0746172775907947,2.4556499981726414E-2,6.49151937860485E-2,5.3105776223100146E-3,1.6331075684777658,0.16438145692954445,0,5.6238841917779E-3,0.29544141420335174,0.2114577730997593,1.4728260847958372E-2]
[null,205,1.0019366405572769,0.9977356095244263,0.98458397223719019,0.98419180875013235,1.0186864277559287,1.0023718955425485,0.98243436607167034,null,3.8423631326589667,0,5.633613212291097E-3,0.45053422721589859,1.0669635024463489,2.327879836013666E-2,6.5084384688782179E-2,5.3429114258207195E-3,1.563568717867162,0.15633837141821846,0,5.6238841917779017E-3,0.28856184617801173,0.20788216723968464,1.4817934839411148E-2]
[null,206,1.0207497226268161,1.0097726450467841,0.97975390271871521,1.0022409635432725,1.0084368847679639,1.0215656236866626,0.99936529658407935,null,3.7962661638171835,0,5.6814565836766414E-3,0.4480461068787206,1.0358629695612469,2.3134679493466752E-2,6.4190410572473808E-2,5.3905053615429122E-3,1.5562949761399965,0.15921288097519298,0,5.6238841917779052E-3,0.28784307635314238,0.20139819986511676,1.4949931008180543E-2]
[null,207,1.0037993709586006,0.97934484286547563,1.0155671159312127,0.98701678451153263,1.047274325592003,0.97936280380503915,0.98729582515141123,null,3.8781901260139402,0,5.1644554923315116E-3,0.45280792652389612,1.0810157767828461,2.4031826191428126E-2,6.5917327350185975E-2,4.8964739328304875E-3,1.5783327842730164,0.15674070434094106,0,5.6238841917778965E-3,0.28448380396330536,0.21592428086254367,1.3579793093502792E-2]
[null,208,0.96473360990159573,1.0398217790354307,0.98192186407093818,0.99202074275313967,1.0185986238753966,0.98284654152773354,0.98232477085671766,null,3.8713796573365595,0,5.7292157244323363E-3,0.45305844613993945,1.0656890254984095,2.3498125661273798E-2,6.9632093201421316E-2,5.4156735645084064E-3,1.5820895144117852,0.15758603418173417,0,5.6238841917778983E-3,0.29066541623705083,0.20883092792164826,1.5019732051440483E-2]
[null,209,1.0031680094225424,0.99897732001087469,0.97206928599532849,0.96851363783764755,1.0169811294556679,1.0370227397276084,1.0030125206263039,null,3.895193120996288,0,5.9743056226933457E-3,0.46107835116175472,1.0655625689693151,2.3551204668883965E-2,6.4297930539899628E-2,5.6759728857685796E-3,1.6029113373035813,0.15386649005370406,0,5.6238841917779009E-3,0.29766030065180565,0.20519774466627394,1.5741641526214101E-2]
[null,210,1.0237920335627448,1.0178686562721797,1.0135645826538211,0.97288061568411721,0.99899150819274252,1.0286707068050245,1.0465793923831572,null,3.8665916647238019,0,5.3064288676398109E-3,0.46280713030107185,1.0219053842506183,2.4545895848355898E-2,6.6480611015205332E-2,5.034510369087938E-3,1.6204300529805353,0.1544987819539998,0,5.6238841917778922E-3,0.2911243814507023,0.20548484035695219,1.3962620873136673E-2]
[null,211,1.0099456361572685,0.96832671409834681,0.99590541886854766,1.0210548715117402,1.0202617977148727,0.95652626644319949,0.98321161207912577,null,3.8429606410397126,0,5.2347044331179917E-3,0.43256337216090546,1.0879829309151645,2.3582059604021748E-2,6.3756786545878838E-2,4.9595643354050705E-3,1.5653981008449147,0.16217642262446585,0,5.6238841917779043E-3,0.27509384383581797,0.21330361352862781,1.3754766885848374E-2]
[null,212,0.98949416118742806,1.0332436420702709,1.0078526402831527,0.97431873188438611,0.99197524581289198,1.0158944927318352,1.0193556410904758,null,3.9006286012376905,0,5.4739393203262912E-3,0.46868307494525452,1.0429069236021351,2.4385736089759531E-2,6.9224183606198836E-2,5.1858484509241789E-3,1.6160478802274043,0.15473556581410894,0,5.6238841917778965E-3,0.29586134835078953,0.20906575608132197,1.4382339198342942E-2]
[null,213,1.0325878451769712,1.0126896968896184,0.98329344213268588,1.0335005167500209,1.0412914235318012,1.0226317065920827,0.98667984102205097,null,3.737097502857281,0,5.578004380828715E-3,0.44451593633399905,1.020865609018881,2.2732426874910703E-2,6.3811422810363824E-2,5.2918677088970301E-3,1.5168806686116201,0.16417307476980172,0,5.6238841917778922E-3,0.28493854130859814,0.19916570450000726,1.4676371109254342E-2]
[null,214,1.0078390767505303,1.0019131539634687,0.99943458866448931,0.95172735690388188,1.0332035419649697,1.0332898360659477,1.0232226356715504,null,3.9146423188543542,0,5.5925292617941243E-3,0.46815243606551571,1.0551204904802143,2.4297784395845824E-2,6.5830086335876684E-2,5.3114710847888044E-3,1.6243164230393168,0.15115987519708865,0,5.6238841917778965E-3,0.29707329595452675,0.20861836261040592,1.4730738760792226E-2]
[null,215,1.0168567467666398,0.98096878362780537,0.99459585726682886,0.98429618242759331,0.97112176323588706,1.0225430903126975,0.97937536801350067,null,3.8471035651047383,0,5.5610042433078483E-3,0.45908221161416218,1.0674520267408798,2.3347791261909598E-2,6.3888573381402788E-2,5.2841963078142469E-3,1.5556984746647589,0.15633991894018684,0,5.6238841917779009E-3,0.29219752327098608,0.20909487359125586,1.4655095382911151E-2]
[null,216,1.0234260654810874,0.96660825141097484,1.0318555999151935,1.0362763827683972,1.0229802996757915,1.0085870877885426,0.95241157822605671,null,3.8278666918657969,0,5.0518640102602732E-3,0.46595980735066511,1.0719976428103259,2.3501647259378998E-2,6.4968855488113472E-2,4.8004646283964884E-3,1.5120254297840869,0.16453792514612145,0,5.6238841917778974E-3,0.28984753566138738,0.21634184094737521,1.3313522608425147E-2]
[null,217,1.0220462846618834,1.0276774379301621,1.0212510855108852,0.96389901380343479,1.0053641393600188,0.99892490145145452,0.9924761968143031,null,3.739146180769886,0,5.0708543466948192E-3,0.45153329213025317,1.0136653636955359,2.3318194426394837E-2,6.7575155364239428E-2,4.8008283328550509E-3,1.5232998255679309,0.15306130370409193,0,5.6238841917778974E-3,0.28269560358061818,0.20532905282302921,1.3314531299855395E-2]
[null,218,1.0195115008119309,1.027379409727164,1.0247649392064517,1.0498336232746217,1.0097315118014516,1.0050744156878018,1.0348583570421561,null,3.8377454572907896,0,5.0772982572121848E-3,0.45702016620799063,1.0161435791011584,2.4555161254831377E-2,6.7948633305204648E-2,4.8086571296277469E-3,1.5943474013685719,0.16670166059303193,0,5.6238841917779017E-3,0.28551683032411274,0.206820538527107,1.333624354458552E-2]
[null,219,1.0198414511859408,0.97056090135493089,0.98559946925856323,1.0069633416149868,1.0190936312009271,0.97564774627151862,1.0013765990065664,null,3.8435038054460819,0,5.4008448701976354E-3,0.4332097803266528,1.076046137829012,2.3595044886650377E-2,6.2639426867852621E-2,5.1219260731615391E-3,1.5820541510534671,0.15995405473516544,0,5.6238841917779009E-3,0.27728861704428004,0.20916656928734245,1.4205058020914192E-2]
[null,220,1.0366836097290708,1.0276168627608979,1.0020402564126376,1.0055075045624093,0.9920166390316586,0.97413781150467904,1.0001500954166636,null,3.6701684098015361,0,5.0761528607264038E-3,0.42627729960887067,1.0011293567019484,2.2851357625662184E-2,6.543531038855635E-2,4.7989821334576931E-3,1.5065067820739724,0.15969763241358292,0,5.6238841917779017E-3,0.2700630630988069,0.19955148334210676,1.330941108351821E-2]
[null,221,0.98905233318102614,1.0025747618688678,0.96947905930830913,1.0315192642310078,0.99875538062880842,0.98791567465393215,0.97165524578329765,null,3.844979656992376,0,5.8004334444947594E-3,0.44296713835427343,1.0773248192734259,2.3042509037506178E-2,6.5237112426474828E-2,5.4953472987523963E-3,1.5582528828688127,0.16388022342416897,0,5.6238841917779078E-3,0.28643936051912611,0.20727611528376969,1.5240697758776473E-2]
[null,222,1.0292121534036947,0.97134146374465902,0.97821650588626641,1.0291496625648993,0.98444090740456758,1.0413536442296645,0.9902507312372375,null,3.8583809362544366,0,5.8002160368741612E-3,0.45665674965955161,1.0661259044892171,2.3314174584433713E-2,6.167449763304951E-2,5.5193581705038726E-3,1.5673981735845293,0.1634899388910882,0,5.6238841917778896E-3,0.2936599631614189,0.20541121884536565,1.5307289080379035E-2]
[null,223,1.0075002747540811,0.98996118657038257,1.0148213314962413,0.99606863621777242,0.96237374872925918,0.97804986253421233,0.98140282203895635,null,3.8312860603285022,0,5.1372877341377679E-3,0.44914122978798887,1.0661237650626181,2.3697104620131013E-2,6.6183897102104886E-2,4.8676130267718771E-3,1.5535909755335224,0.1581792799626934,0,5.6238841917778896E-3,0.28230957352990033,0.21320627447150142,1.3499750773632749E-2]
[null,224,1.0277328306067699,0.99981171624299092,0.98459424678990048,1.005655975159663,1.039060530010973,1.015139247005896,0.98586323445418933,null,3.7678800761052407,0,5.5600997983503691E-3,0.4449259507928528,1.0381272450638521,2.2890609282766625E-2,6.3554338608008826E-2,5.2762408865543011E-3,1.5313724349973024,0.15974792760554685,0,5.6238841917779052E-3,0.28496796957568221,0.20232054293914772,1.4633031960096347E-2]
[null,225,0.99012480523027058,1.0186317870983588,1.0242612951432655,1.000047127377371,0.98275369799822931,0.98825123540681936,0.98519712844751905,null,3.8575898437720397,0,5.1532948281115222E-3,0.46293845866671068,1.0548850844576732,2.403449321451535E-2,6.9467850530378114E-2,4.8782276807445152E-3,1.5654261071454174,0.15879688565772251,0,5.623884191777893E-3,0.28930316137711337,0.21385979641328054,1.3529189264817412E-2]
[null,226,0.97649954347760581,0.98753873858620234,0.99473334213705145,0.98196229934314117,1.0054014010928143,1.0292215034870129,1.0020615327127438,null,4.029541103004064,0,5.820405737433928E-3,0.48069811720130562,1.1045165033599733,2.4674056517895906E-2,6.6884938670473737E-2,5.5307365713868819E-3,1.6534527036315048,0.15596901300023022,0,5.6238841917778965E-3,0.30592939438809896,0.21674331547528669,1.5338845733563722E-2]
[null,227,1.0140410410713543,0.99876249740314926,1.0017955955691027,1.0145850777718395,0.97309677103628167,0.99809859943614543,0.99510597669105205,null,3.8273166374090044,0,5.3453176204354604E-3,0.4498489739943175,1.0515919131347504,2.3638644907205238E-2,6.5411696378369716E-2,5.0680409943574013E-3,1.5629776295283697,0.16113973545537627,0,5.6238841917778904E-3,0.28503992851308746,0.20826589382321314,1.4055614108616207E-2]
[null,228,0.99636474037585354,0.98358182575684117,1.0197476620841448,1.0304253384252247,0.99777490655006473,0.99321682435368863,0.99799811550390238,null,3.9387184529649995,0,5.2265691413805092E-3,0.46423995272691465,1.0842088904148728,2.4605423775547346E-2,6.6892507578072788E-2,4.9580495420304196E-3,1.6075372798063206,0.16362760760248776,0,5.6238841917778974E-3,0.29091873632269977,0.21758212436062041,1.3750565785038008E-2]
[null,229,1.0014609772403922,1.023040408486716,0.98911601237961211,1.0133708165287525,1.0283413641342256,1.0003780176487111,0.99313634891666236,null,3.8132184409974661,0,5.5486005558913146E-3,0.44913460429704577,1.0419368924807297,2.3365840154987549E-2,6.6685190297279803E-2,5.2548241955736753E-3,1.5594850583046873,0.16096642731630781,0,5.6238841917778983E-3,0.28684783300271494,0.20489285201928023,1.457363529297342E-2]
[null,230,1.0225801724567731,1.0325032504963747,1.0128266324120947,0.99416514205276274,1.0436154567698053,0.9805565269907589,1.0223429576645005,null,3.7544335828028559,0,5.060016170721395E-3,0.43884127328156491,1.0094014258193731,2.3733936062549806E-2,6.7258407852776508E-2,4.7842996964848547E-3,1.5590863650804936,0.15787998798088126,0,5.6238841917779043E-3,0.27617436292572278,0.20344096500611986,1.3268691075828046E-2]
[null,231,0.98483886036021728,1.0424862932411192,0.96668223083488991,0.96538090656531206,0.99030098087655305,1.0308824067046689,0.98326415816944224,null,3.8296079704549935,0,6.0744534570602599E-3,0.46017850392237786,1.0427846910583967,2.2908399590798885E-2,6.7361341337609432E-2,5.7567396019033868E-3,1.5623879271927574,0.15337680651562574,0,5.6238841917779E-3,0.29809940296052506,0.20123908905033264,1.5965638489947215E-2]
[null,232,0.99375344797956522,1.0139318593833577,1.0129937067825283,1.0236099394214992,1.0339296938071383,1.0129822759231797,1.0027680364202864,null,3.9063987412498817,0,5.3934157570997895E-3,0.46929694844982289,1.0567334241067572,2.4343244973713297E-2,6.8247136340888304E-2,5.1137879147856551E-3,1.5984164184594594,0.16255575824664045,0,5.6238841917778922E-3,0.29531052991616197,0.21196853660872042,1.4182487798255457E-2]
[null,233,0.97380823246574999,0.99920877696654442,1.007486020993078,0.97448973689701734,1.0192915452966043,1.0007945929987776,1.0336860090695277,null,4.0418120595343048,0,5.5144892118757791E-3,0.47207532828869819,1.0940174197555297,2.5409828415693621E-2,6.8501891279398264E-2,5.2290868923005468E-3,1.6911227851903397,0.15476326406676078,0,5.6238841917778922E-3,0.29807030862618983,0.21801049612237811,1.4502255917114727E-2]
[null,234,0.99301094285635183,0.97804362226167874,1.0283365132489442,1.0062565410675632,1.0186042960175081,1.0332341361889719,0.98729782940386557,null,3.9919545896077793,0,5.3628420332601902E-3,0.48982685421996247,1.0928821822040888,2.4768378087110358E-2,6.7356872827620318E-2,5.0994078399389303E-3,1.6119860354728213,0.15977673001289891,0,5.6238841917778965E-3,0.30534665955055357,0.22050782087799778,1.4142606356269568E-2]
[null,235,0.98442822423192522,0.97299346694314737,0.99418989045194728,1.0087888244492065,0.97768439582936073,1.001772685253673,0.96286744668811475,null,3.9399752189929451,0,5.6400939339317675E-3,0.46473528967310623,1.1112563879734907,2.3739135996086153E-2,6.5549222173055074E-2,5.3557404404621142E-3,1.5811294044268427,0.16023081195805444,0,5.6238841917778965E-3,0.2958706040479428,0.21727131744725089,1.4853514598808114E-2]
[null,236,0.99492567625990946,1.0107123659394803,0.98988970421585298,0.98192016446524011,1.0134518627755171,1.0111535292993379,0.98289044666992464,null,3.853495685878177,0,5.6475098619844736E-3,0.45875881822470349,1.0608632356619629,2.3410839936294343E-2,6.6540079014397166E-2,5.3550612973674904E-3,1.5667993338016111,0.15596956594610553,0,5.6238841917779078E-3,0.29285246472778093,0.20811828186263989,1.485163107551515E-2]
[null,237,0.98557546786801264,0.99627896115710357,0.98173678232813411,1.0019124480835016,0.97546616438987177,0.96577115360871613,0.98003238874360654,null,3.8641135547869125,0,5.5523551373794465E-3,0.43940781702169823,1.0864563176472326,2.3441860749013218E-2,6.5911304180720443E-2,5.2553999978509945E-3,1.5765832263727511,0.15915765077461341,0,5.6238841917778965E-3,0.28194057302255598,0.21131264375338268,1.4575232212694847E-2]
[null,238,1.0101573467053284,0.96658398374252197,1.024246892708131,0.96872346252830921,1.020954530388005,0.97893275891874909,0.96173642501880263,null,3.8435678697990641,0,5.0480485079228369E-3,0.45447372644637601,1.0868548829707787,2.3595139037338207E-2,6.5360058861688039E-2,4.7892354051574807E-3,1.5387956725848382,0.15382304056499077,0,5.6238841917779052E-3,0.28401581236241663,0.21800208619977451,1.3282379681846078E-2]
[null,239,1.018978543789562,1.0193606791549759,1.0153789885665618,0.99527150734642944,0.98496827173422186,1.0207302718888904,1.0151938889678254,null,3.8274973042877525,0,5.2689030764506732E-3,0.46179288424170267,1.0251376705902719,2.4011713498710983E-2,6.6984050371477796E-2,4.9964293856463926E-3,1.5758054546455864,0.15805185678446812,0,5.6238841917779009E-3,0.29016230333237414,0.20634295256636911,1.3857007755814436E-2]
[null,240,0.998519167358907,1.0200199526368869,0.99680351473055395,0.992133314736792,1.0015341727234637,0.99462709513872183,1.0153022891489294,null,3.8608866736201537,0,5.4472106639293083E-3,0.45107124041903734,1.0472345066757911,2.4006506420083059E-2,6.7212898080144787E-2,5.1579461166632564E-3,1.6000033834754206,0.15758139249028535,0,5.6238841917779017E-3,0.28670353854297903,0.20743363250757005,1.430495536432546E-2]
[null,241,1.004931059220157,0.9802691372751936,1.0180470251397609,1.0125384205612502,0.99314145285549993,1.0050872386680831,1.0247752747758088,null,3.9667440608433013,0,5.2657516511489524E-3,0.46573747498741058,1.0785885800082777,2.5026367030345373E-2,6.6043637509088357E-2,4.9992686872913509E-3,1.6430242924286009,0.16078982303770209,0,5.6238841917778974E-3,0.29216168476882842,0.21614991762099256,1.3864882224135415E-2]
[null,242,1.0291651819846872,0.98593304325814057,1.0177912738531802,0.98439282809825246,0.96635639005195573,1.0090716740591625,0.95555462501682609,null,3.754320317617664,0,5.1598926242769254E-3,0.4559907740980928,1.0474570795626772,2.2875861423072304E-2,6.4763545534167216E-2,4.8983719892048729E-3,1.4923205112558955,0.15632071728736774,0,5.6238841917779052E-3,0.28609237981657659,0.20955202795405423,1.3585057129051141E-2]
[null,243,0.99586854465682462,0.96704290179035723,1.0041778303550684,1.0272425961838278,0.9957557093178665,1.020105441404402,0.99711964562519728,null,3.9961871343584368,0,5.5653917765839337E-3,0.47302292000764296,1.1039424459184999,2.4616483202849697E-2,6.5094699494433833E-2,5.2914475969395337E-3,1.6293372065138092,0.16314633526497876,0,5.6238841917779009E-3,0.2992810327126012,0.21772086525321016,1.4675205978276998E-2]
[null,244,0.98394176100977992,0.992093162429173,0.98019672793714785,0.96682625641698272,1.0317103068168521,1.0342680713668624,1.0008978542129701,null,3.9818955137146426,0,5.9794857086681186E-3,0.47290340404494885,1.0927755314178746,2.4141499981279506E-2,6.5708146417622348E-2,5.6820560255919335E-3,1.6362201278530815,0.15358635472172738,0,5.6238841917778965E-3,0.30372750469031773,0.21174797768185497,1.5758512397231327E-2]
[null,245,0.99376446665105667,1.0177122092653319,0.98183115465051574,0.99997996886310925,1.002904519117128,1.0036837979655264,1.0032574388481064,null,3.865873828647155,0,5.7012387295000732E-3,0.45178054374006515,1.0559068726179801,2.3659512512940323E-2,6.6468450675062615E-2,5.401859370162649E-3,1.5929326221764801,0.15885052451967691,0,5.6238841917778956E-3,0.28986213491231383,0.2061072426478979,1.4981420012299214E-2]
[null,246,1.0109744925130335,1.0096328572189799,1.0380780840432053,1.0004911699433838,0.9738353502495678,1.017348459774732,0.99758560410603336,null,3.8599980885296468,0,5.0539647954381409E-3,0.47402585043768825,1.0405740276243329,2.4315900677443793E-2,6.8432015567479007E-2,4.7941090857444258E-3,1.5681916916973224,0.15884673058921178,0,5.6238841917779043E-3,0.29375526974048216,0.21319667745331511,1.3295896260282401E-2]
[null,247,0.98918358613741642,0.97001036564253029,1.0024735108382075,0.99344718938568122,1.0387186876424199,0.98982693390544252,1.0152270190210484,null,4.0053842871841763,0,5.4533467207325123E-3,0.46035129023675059,1.1083342538719583,2.4910819919384878E-2,6.5586600998116223E-2,5.1759004028212093E-3,1.6585060828812488,0.15778152544405344,0,5.6238841917778965E-3,0.29157180977758895,0.2186407167212715,1.4354749459936127E-2]
[null,248,1.0252199214203248,1.0128540390553737,0.99672175307860622,1.0053474066909944,1.0029562019024421,1.0480673092864172,0.96986225648925861,null,3.7660001900358018,0,5.5979538784817918E-3,0.46493045722718634,1.0268250548235536,2.2788432212159131E-2,6.5098410834806622E-2,5.3177198686460373E-3,1.5085439893875721,0.15968032309883612,0,5.6238841917779017E-3,0.29552760056059008,0.20251420268314604,1.4748069026005783E-2]
[null,249,0.97770550012134927,1.003481487671829,0.96839233970214833,0.960301869132546,1.0030844708714541,0.99230948765403248,1.0185970653032643,null,3.9557317050478549,0,5.9063392653778378E-3,0.44968310508414239,1.0889943057593769,2.4134587355871824E-2,6.5972195553431118E-2,5.5967931566311699E-3,1.6529563971672305,0.15256733300062925,0,5.6238841917779052E-3,0.29098335521022317,0.2096040419501233,1.5522045883791467E-2]
[null,250,0.99193901216988389,0.98110467843200933,1.0012010948118499,0.99963379277266251,0.97329204028823735,0.98590728779223591,0.98000648868366802,null,3.9070647365278997,0,5.4206975861425541E-3,0.45550087150624724,1.0934798034511672,2.390360036271176E-2,6.5908471217237322E-2,5.1408103281575177E-3,1.5855126414893683,0.15876602458721981,0,5.6238841917778956E-3,0.28872777234782498,0.21566412335689028,1.4257431275441474E-2]
[null,251,0.99291388816559201,1.0021651574057517,0.98853876620042413,0.99570351098118581,0.97752130621897915,1.009265472877487,1.0233912910334559,null,3.9448052692815478,0,5.6724728555641295E-3,0.45908906881011452,1.0717589543194248,2.4429571646369937E-2,6.6150209636477691E-2,5.3805415456098897E-3,1.6416530608783235,0.15816098411721644,0,5.6238841917779043E-3,0.29331158247814071,0.20999758697409632,1.4922297539556316E-2]
[null,252,1.0190725837198995,0.9848406766776624,1.0031846789937466,1.0166678816201244,0.98826526217309474,0.98760238407628664,1.009596868407439,null,3.8524664462502383,0,5.2600993411456611E-3,0.44457894718342467,1.0603349068560872,2.3997520809838663E-2,6.4463853896840492E-2,4.9879907240863615E-3,1.5870967552262489,0.16146839231993862,0,5.6238841917778965E-3,0.28145786893821673,0.20988282132191591,1.3833604123007784E-2]
[null,253,1.0254296170997987,0.98228460705957854,1.0018529110050125,0.99480663136616743,1.0108020939003455,0.97698727805817154,0.98262571006590804,null,3.7767348368696916,0,5.1880572348086598E-3,0.43655476105994062,1.0564960873780151,2.3206240717753204E-2,6.3854721926038083E-2,4.9174276448024799E-3,1.5344057032847684,0.15799837115129947,0,5.6238841917779009E-3,0.27660640775165352,0.20862138325551263,1.3637905742936631E-2]
[null,254,1.0334579646318864,0.97081582243795661,0.97832289303253628,0.96303332106928463,1.0256798143452543,0.9689640252909546,0.98712636146300947,null,3.7536540583121965,0,5.3741393434919857E-3,0.42164851185311608,1.0622833070176541,2.2765193619881545E-2,6.1401400629998666E-2,5.0946156011990769E-3,1.536873773754224,0.1529865896386263,0,5.6238841917779043E-3,0.2711291597408495,0.20509244596116602,1.412931564719307E-2]
[null,255,1.0090325518757051,1.0367322723728072,0.97236702761075244,1.0161733103342427,1.0036392499514823,0.99635194476850519,0.99685218231750661,null,3.7500803719517797,0,5.667806536353682E-3,0.43601664277628538,1.0226401943590375,2.2831720713171483E-2,6.5819632669544353E-2,5.3626899268334549E-3,1.5411122025926431,0.16143765430606449,0,5.6238841917779009E-3,0.28142790134240303,0.1986028674305472,1.4872788179822433E-2]
[null,256,1.0164167123943548,1.0311825705456168,1.0064585091495364,0.99392752574268106,0.99700808859996803,1.036301627732624,0.99706390588787752,null,3.794736486011816,0,5.4537505598942623E-3,0.46557694757239543,1.0173366176335317,2.344417395224534E-2,6.7198079644565589E-2,5.1729057809125605E-3,1.5461071703455367,0.15785181489523895,0,5.6238841917778965E-3,0.29415413172691296,0.20337806659941601,1.4346444229178131E-2]
[null,257,1.0129264328787964,0.96856767968849145,1.0291590569500844,0.96930573569511136,0.95905914115103064,0.99440859965703821,1.0133183087628315,null,3.9327845956146144,0,5.0594234732830303E-3,0.46253911502836886,1.0812884637027547,2.4806646849750588E-2,6.5582774138485414E-2,4.8035664113495833E-3,1.6195366545847159,0.15390836608077468,0,5.6238841917778956E-3,0.28819177921227185,0.21824064384994488,1.3322125037704214E-2]
[null,258,1.0134116125710431,1.004125548031608,1.0088240455357027,1.006733716634312,0.98986551543106016,0.9952290079034124,0.95744578486884435,null,3.7579902566137036,0,5.2503927693712694E-3,0.4510076116866828,1.0462434078820129,2.2875583279407335E-2,6.6160051822175062E-2,4.9758645290400071E-3,1.499697729722538,0.15988204455835897,0,5.623884191777893E-3,0.28453264555071478,0.20844185260948109,1.3799973550885906E-2]
[null,259,0.99721526919577519,0.99780681715586073,0.9995081467628022,0.99807218100982353,0.99809256364133558,0.99708465655062151,1.0077558126856281,null,3.9065171803646348,0,5.4569923202796742E-3,0.45612617172172254,1.0705271831828846,2.4205224558979208E-2,6.6323201264976608E-2,5.173892068139313E-3,1.6100745499807307,0.15852056699541434,0,5.6238841917779043E-3,0.289428600677332,0.21162171846244923,1.4349179580505184E-2]
[null,260,1.0117153392496554,1.0279998214764952,1.0241329449564187,0.99645429030589172,0.98945442098850789,1.0010562390477267,0.99287932225676589,null,3.7849674778616977,0,5.1022420218595228E-3,0.45828570829103149,1.0234452238994913,2.366886071888645E-2,6.8464431799004133E-2,4.8310425387018538E-3,1.5398402472906356,0.15822657304952703,0,5.6238841917779009E-3,0.28641798096900539,0.20786744029837914,1.3398326837116E-2]
[null,261,1.0242080444718018,1.0239632511699881,0.99633693415882052,0.98638552418418379,1.0077332308810347,1.0296209017035267,0.98580447588293241,null,3.7495245459629132,0,5.4992621637695973E-3,0.45552547220341355,1.0172737687060509,2.2908429468340732E-2,6.5695751197155858E-2,5.2161259424491901E-3,1.5208526766958552,0.15666916562520189,0,5.6238841917778956E-3,0.28961891149718949,0.20117331234827901,1.4466310250969838E-2]
[null,262,1.0133905516567643,1.0188176970379719,0.99508286236767085,0.9827536123927143,1.0085314252924316,0.99752234379553451,0.98258418234877365,null,3.7579069844464708,0,5.4034195930334821E-3,0.44525713419841845,1.0331811708890324,2.2969078576385079E-2,6.6058617336763659E-2,5.1176327473493235E-3,1.5274672917458951,0.15609417780291396,0,5.6238841917778965E-3,0.28331196517006457,0.20403630039288764,1.4193150988014052E-2]
[null,263,0.98078949010167449,0.9954539387055571,0.99683929231187363,1.0296199795962031,1.0007149565354567,1.0246636024841822,1.0145578940123492,null,4.0196269736515324,0,5.7361389183667967E-3,0.47641899628364659,1.0911614736842898,2.4881100320674719E-2,6.7141275882370691E-2,5.4472140150329555E-3,1.6582369662958119,0.16353537589610465,0,5.6238841917779043E-3,0.3028079682714222,0.21500165195683171,1.510720577193299E-2]
[null,264,0.97989697701821521,0.97196158579182634,0.98416048259084277,0.99248500810412033,0.96169896882052497,1.0324450048220966,1.0359999847127952,null,4.1078770454563927,0,5.9647165326561554E-3,0.47778367677816896,1.1185153733064157,2.5387350605226091E-2,6.5177338731077936E-2,5.6732244669939393E-3,1.7191468357248718,0.15765638467587867,0,5.6238841917778939E-3,0.30609634362243426,0.21704733077538768,1.5734019110817659E-2]
[null,265,0.99418637957730549,1.012977240236939,1.0215880299527811,0.99377017890688402,0.9746432283703832,1.0129490945684323,0.99957135759858062,null,3.9021286350583995,0,5.2951298515672776E-3,0.47269894358826309,1.0564025980739911,2.4363676380502398E-2,6.8713949043829256E-2,5.0208336800991998E-3,1.5935364547679165,0.15780416017709389,0,5.623884191777893E-3,0.29588595125398209,0.21344862356362276,1.3924690188889388E-2]
[null,266,1.0113072295119174,1.0146608566389457,0.99438405716176081,1.0030734776830093,0.96751759874833043,1.0021545260968014,1.0381279509646251,null,3.8700349650547881,0,5.4513980583614048E-3,0.44848828869967222,1.0394046207051788,2.4286540772546668E-2,6.5940537413608891E-2,5.1655157371028517E-3,1.6220610250452288,0.15932271934461575,0,5.6238841917778983E-3,0.28549243827222132,0.20537484411713866,1.4325948814056053E-2]
[null,267,1.0143508131479098,1.0232782193855334,1.0215295184730488,1.0329442178445034,1.0095304234894156,1.0248387715124687,1.0310537770378441,null,3.8755657159277455,0,5.242550813383721E-3,0.46797700197150333,1.0255007663697684,2.4616757680264938E-2,6.7877889753895429E-2,4.9715439927074858E-3,1.6056430021192643,0.16402483036550727,0,5.623884191777893E-3,0.29294074103658113,0.20784385820704435,1.3787991052816181E-2]
[null,268,0.98853357737247816,0.98824015663600973,1.0072936190395041,0.99286985172264752,0.97669718419606699,1.0140657334490719,1.0141569307700273,null,3.9939948260868783,0,5.5168555723431913E-3,0.47260940258560691,1.0891142553341304,2.4856749756474297E-2,6.6890948459624039E-2,5.2380021855723147E-3,1.6481616464172273,0.15768258480774486,0,5.6238841917778922E-3,0.29844303607085743,0.21636419041843866,1.4526981431772685E-2]
[null,269,1.0276202805270589,1.0318982760231799,0.99929370712455601,1.0089159004831256,0.99936681566416385,0.99526913479604018,0.97855605054385064,null,3.6801405353174039,0,5.2586039515362592E-3,0.43844046524905189,1.0062236729555498,2.2576647746173295E-2,6.6056384879902577E-2,4.9764589053708933E-3,1.4892450498347025,0.16024316825340926,0,5.6238841917778922E-3,0.27824349753315497,0.19996828773629616,1.3801621983554767E-2]
[null,270,1.0244338275067246,0.98846402781871523,1.01357989043077,1.0220945521656328,1.0150225198562657,0.96657916406779698,1.0291436226173556,null,3.8408435595966433,0,5.0074452950186225E-3,0.43592349388945256,1.0501289451126066,2.4376201730807723E-2,6.4938006005846899E-2,4.7418486834999779E-3,1.600286258547073,0.16231420161330132,0,5.6238841917779087E-3,0.27421090394800185,0.21015630297243848,1.315095819685181E-2]
[null,271,1.0080067778867243,1.000123143382651,1.0396614870608225,1.0295716355742446,1.0263431677155976,1.0122943284592272,0.99957315547827841,null,3.8945254691736335,0,5.0348302993143959E-3,0.47455973136937568,1.0529169364693676,2.4611719904546674E-2,6.822780100488883E-2,4.776989378457973E-3,1.5826584113168112,0.16346137201863828,0,5.6238841917779043E-3,0.29380489951498862,0.21567013753332945,1.3248416770763917E-2]
[null,272,0.9740797013539797,1.002296289245715,1.0063710672778376,0.99677092316081817,0.98855256864017915,1.0167876211725189,1.018618618030863,null,4.0295270997487371,0,5.6112726136442618E-3,0.47910439335003746,1.090617172746805,2.5119239363699971E-2,6.8576274063860659E-2,5.3245917819633492E-3,1.6679209100944483,0.15830352441076501,0,5.6238841917778974E-3,0.30271723026132646,0.21706402463039615,1.476712746730165E-2]
[null,273,0.98498112551408645,1.041790305948904,0.99166172029564237,1.006558819320031,1.0057248329915141,0.9895886181653919,1.0274014592877876,null,3.879225608681534,0,5.534137343816593E-3,0.45065861751370506,1.0410168132961142,2.4231634344232915E-2,6.8933694718264715E-2,5.2327958706797897E-3,1.6211063258360561,0.15988048498636034,0,5.6238841917778939E-3,0.28736260757062992,0.20620034536622048,1.4512542331311827E-2]
[null,274,0.98633603668799907,1.0002373787928627,0.96919690207372144,1.0045887929112003,0.99160309940611924,1.0119370161184842,0.99913774982568992,null,3.9266140215106313,0,5.9636849887373345E-3,0.45570505385560084,1.0827191379941403,2.3745818227019704E-2,6.5280172579337839E-2,5.6581351532820267E-3,1.6156496468961723,0.15960214399444964,0,5.6238841917779078E-3,0.29472908879600734,0.20817245413310947,1.5692170678467832E-2]
[null,275,0.98441072655098127,1.008812753217404,1.0140225107587519,0.98796798802004737,1.0130422541027324,0.98501337954178692,0.9791249611129953,null,3.8781818860283392,0,5.2873185015028705E-3,0.46088340758053281,1.0718082773449948,2.3919885325210319E-2,6.8689173778556809E-2,5.0067566185943106E-3,1.5720402638873083,0.15689405740370768,0,5.6238841917778939E-3,0.28983257616109764,0.2148852731193861,1.3885649118677791E-2]
[null,276,1.0364535139044984,0.99122114328473476,1.0388065158911672,1.0080473937776344,0.9731516506220379,1.0380936530645748,1.0311319674798267,null,3.8846734102906781,0,5.0380875607237462E-3,0.47450830362825869,1.0328425148226685,2.4831485540492765E-2,6.5842396177529808E-2,4.7886163072124368E-3,1.6028035398431872,0.16004532906350466,0,5.6238841917778983E-3,0.2939248152098306,0.2112199503802453,1.3280662686695355E-2]
[null,277,0.97669905187426298,0.99561086397948373,1.0143799221370773,1.0091348681686978,0.98913359913377219,0.99837284386606973,1.0235014275416197,null,4.0287435931246129,0,5.4092457438805509E-3,0.47269106391131893,1.0938517265218577,2.5353536020903504E-2,6.8546620255412707E-2,5.1295695488431875E-3,1.6721569085967984,0.16025491587489835,0,5.6238841917778983E-3,0.29719260687341659,0.21912575077381519,1.4226256299450108E-2]
[null,278,0.98589496541351496,1.0165453969593217,0.99769308249481603,1.0123431909769907,1.0091749262475422,1.014074419107527,1.0016965875845336,null,3.9185676770292583,0,5.6175514487269282E-3,0.46699568511335271,1.0640051609798442,2.4165793986440146E-2,6.7949423030387521E-2,5.3259062643334094E-3,1.6073153651220471,0.16078997596768607,0,5.6238841917778939E-3,0.29666071454310988,0.21058254624984585,1.4770773029160109E-2]
[null,279,1.0347079160523067,0.99111277805982811,1.0015506642368179,0.99281157791824726,1.0125026981635621,1.0089123706980754,0.97392243820968061,null,3.7446591662739777,0,5.3048962248448015E-3,0.44655868895945017,1.0381749763161436,2.2840249013268758E-2,6.3707252067833994E-2,5.0346437136874122E-3,1.5083181766776232,0.15768196545324639,0,5.6238841917779078E-3,0.28299813803125429,0.20506309738587319,1.3962990688660222E-2]
[null,280,0.99086716138394215,1.0246404925015833,0.98535656384294279,0.99313530912142056,1.0291774111106213,0.98869612927904926,0.96008232272725991,null,3.7773996042757911,0,5.5847844729636168E-3,0.44669196967430935,1.0518624201033135,2.2712384008825196E-2,6.7240838643521317E-2,5.2851554631624205E-3,1.5191826309578969,0.15775786893364982,0,5.6238841917779052E-3,0.28596195105722361,0.20600753022789789,1.4657755487172176E-2]
[null,281,1.01059057167322,1.001929273993351,1.008247891859589,0.99762756603481384,0.97053636745585148,0.9715805976608487,1.0100665331734944,null,3.8295780298274846,0,5.1480615148300334E-3,0.44091847786823291,1.0514048074451565,2.3972699157443031E-2,6.6195885835368687E-2,4.8729038366091644E-3,1.5817488352570737,0.1584367414958894,0,5.6238841917779052E-3,0.27826664403177231,0.20977078801212723,1.3514424210859832E-2]
[null,282,1.0080008521214314,0.98174402294264429,0.99306391698415553,1.0147045061141113,0.9911394908517982,1.0024180490230066,0.989066304751829,null,3.8759739329097989,0,5.5164033236208198E-3,0.45283101471415083,1.0761672029812708,2.3697582192947021E-2,6.4396582623343676E-2,5.2360926264919828E-3,1.5786023016569191,0.16117216774578794,0,5.6238841917778983E-3,0.28849472568202028,0.210747096323884,1.4521685494825722E-2]
[null,283,1.0018217674206629,1.0032066849861587,1.008968192674524,1.0279457685160702,0.99710415912516492,1.004991306036837,1.0029885860440459,null,3.8891068553444872,0,5.3624312801091251E-3,0.46109820553914921,1.0592551635211613,2.420289394000651E-2,6.6886671778122256E-2,5.0850093584604156E-3,1.5927609017891544,0.16325056269696447,0,5.6238841917778965E-3,0.29087271756923738,0.21133060237490031,1.4102673865660793E-2]
[null,284,0.95686160051939839,1.0349884841856087,1.0228892356543005,1.0076517345235503,0.99023306991321969,1.0274439814919933,0.9767356606869444,null,3.9814569582313952,0,5.5451982154356731E-3,0.49677446154716415,1.0752956745640765,2.4553278134669215E-2,7.2689084489308456E-2,5.2561764099339657E-3,1.6033249904452698,0.16000649115641338,0,5.6238841917778983E-3,0.31070862416445211,0.21819210584370735,1.457738550005769E-2]
[null,285,1.0165316795126269,0.98152044376076741,0.96522352954231228,0.98903838797097843,0.98446511856323748,1.0238244093060744,0.98836577880686038,null,3.8457237034149383,0,5.9221027951749565E-3,0.44789474096780374,1.0699798472742623,2.303392171747921E-2,6.217772794702358E-2,5.6275323834980764E-3,1.570000790348844,0.15713766129658224,0,5.6238841917779043E-3,0.29041220013634245,0.20415020244154999,1.5607297504944388E-2]
[null,286,0.98910068925787253,0.98165067627357305,0.96645055185749495,0.96669713065927787,1.0260222241930477,0.97780217830759364,0.99809442694270123,null,3.9111723733354555,0,5.7977574882080328E-3,0.43901271974802969,1.0993976644503358,2.362273848047805E-2,6.3983888013025167E-2,5.4957606539225547E-3,1.6161707524454694,0.15358626961086824,0,5.6238841917779095E-3,0.28443041579289347,0.21040419328625656,1.5241844150600856E-2]
[null,287,0.96887121791546038,0.9789047007611571,0.98608139032491582,0.96460214212189577,0.98467087837215583,1.0305863432240912,1.0152522311129266,null,4.0955247909128421,0,5.9903426371218467E-3,0.48237966456603487,1.1234143878298799,2.506223903014097E-2,6.6406753341129637E-2,5.6950817298818948E-3,1.6967784517973754,0.15322435499721557,0,5.6238841917778939E-3,0.30866774030358013,0.21846793811077186,1.5794637652176282E-2]
[null,288,0.9801444038517122,0.99087481297149937,1.019307645301732,1.0240112597814461,1.0266029136925292,0.9787918928462167,0.98677194551724556,null,3.9485201883283469,0,5.2342192606537928E-3,0.46376130035713536,1.0944760204737762,2.4550304376165663E-2,6.836453586913846E-2,4.9594242053863438E-3,1.6051460958400277,0.16260975383906412,0,5.6238841917779043E-3,0.29069717436241438,0.21981153582234619,1.3754378251764626E-2]
[null,289,0.99127839078586832,0.96512323704506175,0.99249240589266075,0.98653568649622958,0.98624693742707414,0.99461616380111295,1.0137648569133266,null,4.0042809480119992,0,5.5886234516770005E-3,0.4581837495998598,1.1123115004121411,2.471048636428436E-2,6.4581778149931046E-2,5.3070180004582308E-3,1.6584578550812266,0.15669878821509015,0,5.6238841917779043E-3,0.29200923074411439,0.21726689204831076,1.4718388656479064E-2]
[null,290,0.99221020914554559,0.99277706778196251,0.9844346443642279,1.0172623566741543,0.97204023658684413,1.0080109258468644,1.0058915755964679,null,3.9391309987513652,0,5.7274336698097967E-3,0.45808948213390394,1.0825552244188197,2.4143314378920016E-2,6.5458224153567154E-2,5.4349293385491946E-3,1.622598972594661,0.16159184352054659,0,5.623884191777893E-3,0.29342846174035631,0.21086096027984388,1.5073135670231526E-2]
[null,291,1.0331521770147949,1.0171634158697234,0.98413374558546052,0.97748589092088167,1.0342209516346075,0.99972329868468002,1.0391925197147263,null,3.7754663466892309,0,5.4364802975389306E-3,0.43368615856039505,1.015966878383066,2.3565190154806771E-2,6.4047209950280182E-2,5.150019209943498E-3,1.5864559358802173,0.15527381274820934,0,5.6238841917779009E-3,0.277849552804392,0.1990012140804539,1.4282971023225616E-2]
[null,292,0.98192529179910881,0.99592305150733362,1.0297738169777557,1.0336309777560362,0.9926672853492452,0.96442471770953386,1.0210995627209911,null,3.9789038552024145,0,5.0314891152248237E-3,0.45938558137688601,1.0861948407092912,2.5375217036990066E-2,6.9178372582633152E-2,4.7621069228308216E-3,1.6492892344348731,0.16412111014409148,0,5.623884191777893E-3,0.28611988582325487,0.22067796906008999,1.3207142034920873E-2]
[null,293,1.0278661251816186,0.97345565741343243,1.0226735998103789,0.99777913096355575,0.96752756498326631,0.99506482328581303,0.96098869748656712,null,3.7847321832424128,0,5.0534899335133035E-3,0.45307436661615991,1.0611018669599961,2.3225762622750053E-2,6.4495873627354539E-2,4.7968777463386347E-3,1.5095150767032532,0.15843912897322548,0,5.6238841917779009E-3,0.28341367363408482,0.21279558728700648,1.3303574813978645E-2]
[null,294,0.97543580465632695,1.0032361971413324,1.0098143271343043,1.0217755840642377,0.98925240027777972,0.97261454575275064,1.0092057814499289,null,3.9632784379921779,0,5.3205637898005925E-3,0.45781820028009534,1.0877956531254105,2.4806067735231033E-2,6.8751852715578085E-2,5.0361371003198761E-3,1.6365157504598595,0.16226935447039317,0,5.6238841917779017E-3,0.28865273717731532,0.21736223210559821,1.3967132420395273E-2]
[null,295,0.97991280545452208,1.0176038396636999,1.0205414170363112,1.0082964678878636,0.99059786138298389,0.9888679765985976,1.0226759997840511,null,3.959274865310495,0,5.252102231622903E-3,0.46666569128547353,1.0672594991180686,2.5061684908234141E-2,6.9895216276094491E-2,4.97220371990326E-3,1.6429478705675191,0.16011242459002795,0,5.6238841917779E-3,0.29229666671259114,0.21590200544402152,1.3789820728403075E-2]
[null,296,0.9743183989540839,1.0266603977888953,1.0168744155614884,1.000972154655029,0.99595253940558737,0.9934069625680827,0.9911004844987652,null,3.9113826706413635,0,5.3396995659029086E-3,0.46920097703004321,1.0647404020219966,2.4314862374800232E-2,7.0543447560147424E-2,5.0540459126987482E-3,1.594929770674175,0.15895488106112354,0,5.6238841917779E-3,0.29454631549070581,0.21479698348995513,1.4016800399841633E-2]
[null,297,1.0231821324646393,0.96773051863021231,0.96737777706876704,1.005363305242946,0.9879628899969779,0.98303261533208541,0.96506464457159613,null,3.7763119346632417,0,5.6373472695474391E-3,0.42849003046132383,1.0772399176686864,2.2492814920726589E-2,6.1221740661534602E-2,5.3492020282174223E-3,1.5239077139602162,0.15972801127408695,0,5.6238841917779E-3,0.27744887179185257,0.20561171389095295,1.4835381083412959E-2]
[null,298,1.0169423262640984,1.0192978459534756,1.0072398671901646,1.0123580546126658,1.0251375014030719,1.0083747117895503,0.9690693547278949,null,3.746602763425495,0,5.3055953170050218E-3,0.45357797587018922,1.0279994465926623,2.2918241875865809E-2,6.6607441059120934E-2,5.0278785009356119E-3,1.5038636767136282,0.16077768525273245,0,5.6238841917779052E-3,0.28643460762985024,0.20513329288693086,1.3944228168801389E-2]
[null,299,1.0108624371092265,0.99611837357243227,0.98806153404072317,0.9609095251898403,0.99847959666207686,0.98125447057066806,1.0075149012026789,null,3.8294802214880215,0,5.4280567772998197E-3,0.43814384658001126,1.0588506441951626,2.3577388496502032E-2,6.4640503184278053E-2,5.1423739206868735E-3,1.5848258517575962,0.15263488720110677,0,5.6238841917778983E-3,0.28001351692715354,0.20719361409609183,1.4261767714953348E-2]
[null,300,0.98861916630970215,0.9779849554443244,1.0048459174031497,1.0291075650593404,0.98360894983424541,1.0040833031796552,1.0153958608522284,null,4.0123854646759476,0,5.4999133294838303E-3,0.46773699473770625,1.100124426716127,2.5004708004431921E-2,6.6191419939248E-2,5.2219181548957706E-3,1.6564943007175319,0.16344148776538134,0,5.6238841917778983E-3,0.29581412006639268,0.2177497434427243,1.4482374269211775E-2]
[null,301,0.9977280296823553,0.99171332451852379,1.0200624670599172,1.0011587962620319,0.99375270144410077,0.97751921021604948,1.001901989523033,null,3.9000930786974175,0,5.126404771115361E-3,0.45517653360204335,1.0742494741219439,2.4441536702668982E-2,6.7251120727074939E-2,4.8567032265365391E-3,1.5999435754919877,0.15897971875092329,0,5.6238841917779043E-3,0.28518407483735803,0.21604336808712213,1.3469493729090145E-2]
[null,302,1.0062881613254384,1.006539217556653,0.97037402692117791,1.0037505500697259,0.96824822158593649,1.0240339924464359,1.006236993949934,null,3.863423504111092,0,5.8945728325877798E-3,0.45215390894223184,1.0548235266077779,2.3461322255560836E-2,6.4372429483901192E-2,5.5943493991936167E-3,1.5928630449016523,0.15946715041393855,0,5.6238841917779061E-3,0.29221349848063721,0.20322969385631262,1.5515268410689814E-2]
[null,303,1.0280359577665843,0.98494270147271512,0.99782904964365715,1.0144255698320188,1.015192320698886,0.98511123375549714,0.98293115939471876,null,3.7716879491470929,0,5.2597737658688212E-3,0.43745337803478246,1.051487853226444,2.3131279636799458E-2,6.3586554251841704E-2,4.9869671102511877E-3,1.5308817949910218,0.16112050961603028,0,5.6238841917779009E-3,0.27787032067765316,0.20697441592562282,1.3830765250733575E-2]
[null,304,0.98912794649975821,1.009836877957947,1.0101839919854232,1.0248909053936333,1.024916993092311,0.99681789876798765,1.0040816553742402,null,3.9154866135509732,0,5.3673947461824346E-3,0.46283148377356498,1.0660351281040708,2.4411917591664535E-2,6.8171355229761824E-2,5.0856857910352889E-3,1.6068665617414422,0.16276352997313331,0,5.6238841917779052E-3,0.29174701562685712,0.21321289640219607,1.4104549871646837E-2]
[null,305,1.0061818583282351,0.98868223309067249,1.0104132491258766,1.027304694915613,1.0186982051130362,1.011142484937722,1.0256671529109225,null,3.9489028168435802,0,5.3687521847054472E-3,0.46413086394129927,1.0692574121881071,2.4827903980233237E-2,6.5932435431705863E-2,5.096484755432425E-3,1.6364285802143976,0.16314650962880223,0,5.6238841917779043E-3,0.29252469361316719,0.21316830155729621,1.4134499526061196E-2]
[null,306,0.99799548203823429,0.96995023478572284,1.0005923522776523,0.99639132445679812,0.95552470753350582,1.0359461292862997,0.99544753638844297,null,3.9885731103116506,0,5.6794795987597851E-3,0.47790105997611104,1.0987973392933852,2.4423862266836047E-2,6.4889761581978928E-2,5.4034085108326125E-3,1.6249233177371307,0.15825196239616043,0,5.6238841917779061E-3,0.30304117346079973,0.21601110412410993,1.4985716371283129E-2]
[null,307,1.0060466482691481,0.97917158945325511,1.0132456023674117,0.99837301478341856,0.99482587481950535,0.97554696729635049,0.96377054899237113,null,3.8283943895278827,0,5.1581159658663717E-3,0.44904679471260051,1.0790078747182583,2.3437346421714914E-2,6.5619044803575291E-2,4.8894615626638334E-3,1.5363680607522534,0.15854759508176852,0,5.6238841917779009E-3,0.28252405621270238,0.2149280419247343,1.3560345111697002E-2]
[null,308,1.0017755153737586,0.98586052256010515,1.0213957352186704,0.96955390716755985,0.98672558656388176,1.0015942688132211,1.0171028038565828,null,3.944819669819831,0,5.2219906904409858E-3,0.46626854545084895,1.0758212721231135,2.48102079779829E-2,6.6753370436521894E-2,4.9553654479361003E-3,1.629833447762856,0.15395905572754182,0,5.6238841917779087E-3,0.29189519367851646,0.21637819594661342,1.3743121766557695E-2]
[null,309,0.99718244264372213,0.97349139257088535,0.98244981193092829,1.0149117292225365,1.0173084812048563,0.9795611792491602,0.97072521859358818,null,3.8735538040892461,0,5.5795510872006203E-3,0.44338749355876322,1.0976476417100753,2.3352307072193823E-2,6.4022237554113307E-2,5.2917316782591546E-3,1.566930902865928,0.16122152882218785,0,5.6238841917778983E-3,0.28436626607242887,0.21261336780639953,1.4675993844320008E-2]
[null,310,0.97342634499285563,1.0350719201844067,0.99148235082672964,1.0112565872278905,0.9589707513341289,1.0237403820302509,0.99729037423957279,null,3.9264533068150134,0,5.8015005540568614E-3,0.47324569121346871,1.0598826485824384,2.4056479717645306E-2,6.9389098372548405E-2,5.4980029091397358E-3,1.6076847361350097,0.16062694871574323,0,5.6238841917779E-3,0.30179913666000019,0.20920011809024167,1.5248062781054081E-2]
[null,311,0.9928111888988973,0.98822323409717328,1.0258693573887867,1.0029054112154259,1.0020344063826296,0.99040805684543254,0.99735034612052142,null,3.9369531563915197,0,5.1593542992837329E-3,0.46650336576981605,1.0826279195302961,2.4652613488028274E-2,6.7762081632061391E-2,4.8923461302443714E-3,1.6073846477512648,0.15924833276511652,0,5.623884191777893E-3,0.29124495388864774,0.21860402042379712,1.3568345119752863E-2]
[null,312,0.95908781914947716,1.0032944862814086,1.0073918162038753,0.98883311667775597,0.99698430771160818,1.0107223781736525,0.99098108174110844,null,4.0333810873419376,0,5.6519110980998493E-3,0.48386182481206458,1.1065161906185528,2.4811651659451876E-2,6.9768870494430743E-2,5.3611469786573494E-3,1.6453848356292398,0.15704134404247361,0,5.6238841917779E-3,0.30553015084264129,0.22026459017575559,1.4868508994990062E-2]
[null,313,1.0047601738913559,0.96448081102128791,1.0088196996415939,1.0228118496198166,0.976880599291861,0.99681769814496157,1.0250851044892584,null,3.9910980439755233,0,5.3403228731679474E-3,0.45971466968258218,1.0964848297636971,2.5056749360976575E-2,6.4665387770941093E-2,5.0719931366693524E-3,1.6559242034395281,0.16243546210560952,0,5.623884191777893E-3,0.2900265515970909,0.21736806089051347,1.4066574909308415E-2]
[null,314,1.012987690108073,1.0249504135048422,1.0126957257877536,0.97737974100053115,0.97955554711756465,0.9712529736736667,1.0016582215952501,null,3.7585360062776823,0,5.0670602371853954E-3,0.43921556684506713,1.0261032055053161,2.35088427047348E-2,6.7499370268772729E-2,4.7902460443144243E-3,1.5455791064605835,0.1552145484727078,0,5.6238841917779017E-3,0.27643220590972811,0.20635090754148305,1.3285182570380099E-2]
[null,315,0.96671414268195055,0.97739590842413859,1.0095397764405731,0.97923258651025291,0.97255382767811605,1.0445629353987327,0.99469994603495571,null,4.1061977526983995,0,5.7944720947537189E-3,0.50076781874239917,1.125224894619238,2.5194740401475669E-2,6.7957005709699786E-2,5.5130993418099124E-3,1.6719144705020663,0.15551345829473345,0,5.6238841917779017E-3,0.31578584267855597,0.22320707935439899,1.5289930956995228E-2]
[null,316,1.0182127803913417,0.9838824999823107,0.99214392278136443,0.96213843524572862,0.98006065815341969,1.0107595318934111,0.9936338229226368,null,3.8412461440308738,0,5.5151206187486973E-3,0.45163601372743811,1.0632569824825535,2.3456950552794432E-2,6.3803651590824545E-2,5.2366133759549523E-3,1.5704188343786118,0.1528241024250741,0,5.6238841917778983E-3,0.28789897674658538,0.20808212544595217,1.4523129732057998E-2]
[null,317,0.98360652704496854,0.9623489479678401,0.99624716201916763,1.0028093353740515,1.0120692391142088,0.98279977806216501,0.98401605321574848,null,3.982739626101568,0,5.5243670270472391E-3,0.45778676614541136,1.1236897550272809,2.431343086533045E-2,6.5169589190895216E-2,5.2434218562721104E-3,1.6215922346936404,0.15927792229297022,0,5.6238841917779043E-3,0.29107291563998411,0.21995206097564246,1.4542012249407531E-2]
[null,318,0.99118174969706097,0.99308632854989687,0.99421715191350069,1.0114589874881186,1.0456200921306136,1.0079187432319801,0.99400132234539262,null,3.9278476296085021,0,5.6162751543349376E-3,0.46248172696667172,1.0824212367023667,2.4068468344912618E-2,6.6150567826652656E-2,5.3293367825268259E-3,1.6049047913656844,0.1606548849103355,0,5.6238841917779052E-3,0.29443087527361606,0.21261784523142269,1.4780287166865969E-2]
[null,319,0.99344883084551239,0.9980640190977661,1.0219549204736647,0.98270553489631474,0.97854960107692779,0.98300915920152931,1.000204387320506,null,3.9036380115090408,0,5.1512766861853722E-3,0.45995491799057903,1.0721635870057153,2.4437100470642233E-2,6.799714871715544E-2,4.8801436723139337E-3,1.6001161926067629,0.15604662610841635,0,5.6238841917778956E-3,0.28784419916583004,0.21619098522452126,1.3534503041514384E-2]
[null,320,0.97419434265879901,0.99708400706779399,0.99706303469472701,0.9784944417871716,1.0057045015276977,0.99966478574750461,1.0417435429652917,null,4.0513225350960678,0,5.629885059790187E-3,0.46724568208041278,1.0968184131259355,2.5413229682156608E-2,6.7696377173528652E-2,5.3387693524851159E-3,1.7051264519386595,0.15541473251042806,0,5.6238841917779061E-3,0.2969360733182474,0.21653235949480018,1.4806447287420213E-2]
[null,321,1.0289518367567203,0.99687547922120312,0.97213093975262421,1.0263485069231619,0.97967681763547709,0.99354222892335686,1.032709957474206,null,3.8171488499816011,0,5.5816435075670412E-3,0.42990929602717537,1.0409390914884182,2.3616489363679851E-2,6.2587513392371452E-2,5.2913013319605103E-3,1.5985266310434898,0.16305454244266979,0,5.6238841917779061E-3,0.27752749699829082,0.20097944687972563,1.4674800329604255E-2]
[null,322,1.0169052842494157,0.99723453551791164,0.99184026619369425,1.01028255521343,0.99100681004128177,1.0050912646735277,0.97883210266779408,null,3.7949983321034182,0,5.4822634367686232E-3,0.44809592894530142,1.0510868128795683,2.3090464783970845E-2,6.4542438109774794E-2,5.2002712488629773E-3,1.5361490284015988,0.16047168345241347,0,5.6238841917779017E-3,0.28569658919006979,0.20610115520905925,1.4422339127787077E-2]
[null,323,0.97420140900894281,1.0188142113507095,1.0216863276350083,0.97812762540676945,1.0008929757255369,0.96740322510344356,0.98038208546631078,null,3.8812138202088846,0,5.1547550627593754E-3,0.45897450092357545,1.0721939028373939,2.4103664161890821E-2,7.0444951799240207E-2,4.8736327806859952E-3,1.5771450164866472,0.15532008128841623,0,5.6238841917779043E-3,0.28727785356142366,0.21689464138928483,1.3516445851304753E-2]
[null,324,1.0144622547259854,1.0307566074163839,1.0256921762388269,1.0150473663489206,1.0104357768547991,0.95173459075228384,0.99627109389305712,null,3.7258926760980491,0,4.8197076520211457E-3,0.43358950478482644,1.0179376709545307,2.3531648239934644E-2,6.8520604094760421E-2,4.5495655693084383E-3,1.5250905089810225,0.16117658685036562,0,5.6238841917779017E-3,0.27072560595532186,0.20734912047584708,1.261768365237036E-2]
[null,325,1.0008654765415077,0.96634619845105629,0.9917691260948549,1.0212347293555111,1.0167721618998133,1.0254488874344134,1.0223387996494893,null,4.0175712104789119,0,5.7141042574455226E-3,0.46817937630108775,1.1003997840599504,2.4850427872083448E-2,6.3982713581242967E-2,5.434497119716112E-3,1.6642514014854688,0.16221142017700141,0,5.6238841917779E-3,0.29851466201134957,0.21476521097441348,1.50719369622623E-2]
[null,326,0.95147739288011846,0.99287411417826299,0.99330024765054503,1.0011726888665473,0.98784840978005328,1.0325715670518041,1.0143870202297509,null,4.1459296659642542,0,6.0054866983708724E-3,0.49382179850248537,1.1279107035064975,2.5508281611928977E-2,6.8839991053097668E-2,5.7060494760039319E-3,1.7137807620996843,0.15902246021771196,0,5.6238841917778965E-3,0.3145631301009319,0.22133303649970251,1.5825055402803059E-2]
[null,327,1.0130894395826453,0.99919868831950909,0.99928444363356839,0.99258481208342986,1.0199357712338597,1.0339721621520579,1.0092784654096503,null,3.8858439841374337,0,5.5715145681547512E-3,0.46626434566871272,1.0523779021689597,2.4002943442225505E-2,6.5341270904099483E-2,5.2924161187575145E-3,1.5964122409012964,0.15764936310075203,0,5.6238841917778904E-3,0.29590282002449625,0.20787042012517618,1.4677892059337599E-2]
[null,328,0.95823951652499406,0.98059036267153565,0.95072066298058111,0.99118805688043499,1.0031824799668301,0.99712985649545582,1.0162948993942231,null,4.0810022343802093,0,6.3073380772018517E-3,0.45618219539723442,1.1375203433880703,2.4559335624762198E-2,6.4997917572501465E-2,5.985496403182005E-3,1.7052474369469011,0.15750145662211446,0,5.6238841917778974E-3,0.29855148726515279,0.21453995054088096,1.6600068504833337E-2]
[null,329,0.98623878374143592,1.0218771165470124,0.99648257864556022,0.96200834240190003,1.0226346319884956,0.99135371511167036,1.032024771330128,null,3.9214099610990649,0,5.4989164120117697E-3,0.45478929236057491,1.0584733379194,2.4534716714929607E-2,6.8125868244843638E-2,5.2054367248090252E-3,1.6440143969468046,0.15279708644102055,0,5.6238841917779061E-3,0.28912459702329896,0.20978359597736915,1.4436664966245334E-2]
[null,330,0.98251023915565194,1.0323690026545747,0.98607802786554033,1.0219493693452133,1.0128393438014343,1.0020018599075586,0.97174759447217829,null,3.8305607738399772,0,5.6923324369961706E-3,0.45643585040959739,1.053196267411642,2.3177311872563017E-2,6.8258003007565557E-2,5.3888373118174153E-3,1.5481146737328284,0.16233380705319778,0,5.6238841917779078E-3,0.29206728757883338,0.20671187883819314,1.4945304868952056E-2]
[null,331,0.98931315454882318,1.0178110379510785,1.0338341598000949,0.97739930469677117,1.0144821217325808,0.97675970544506985,0.99499561430616945,null,3.8677182710722642,0,4.9964111195704118E-3,0.46151359797572267,1.0556438667997996,2.4353409765262381E-2,7.0097778762489113E-2,4.7267862664737729E-3,1.5798475634583675,0.15518665009473592,0,5.6238841917778939E-3,0.28673727936645854,0.21587468115145877,1.3109184359288319E-2]
[null,332,1.0018605137167971,1.0144149145242589,1.0275151162915217,0.98743590781410773,1.0215587748355561,0.99092340488546093,1.0013913400401275,null,3.8519818965560613,0,5.0753397221838326E-3,0.46053901587655471,1.0463382645482244,2.4222806424358933E-2,6.8638532631776716E-2,4.8062238085402713E-3,1.5768609713068282,0.15678954222462782,0,5.6238841917778983E-3,0.28723297644491191,0.21267552380517413,1.3329495015470226E-2]
[null,333,1.0040770887445591,0.97004074388410644,0.98549835006496378,0.97206661993746624,1.0074515808787194,1.0047988664398999,0.99800086292720092,null,3.9225048532039359,0,5.6512539807343099E-3,0.4538869324129729,1.0935081933794275,2.3897969541389185E-2,6.3590201804218968E-2,5.3680145406353273E-3,1.6101683389106614,0.1544109325327726,0,5.6238841917778983E-3,0.29054210197166236,0.21227198253079424,1.4887555368359364E-2]
[null,334,0.99494602437676238,0.99882969581901893,1.0173315239184264,1.0166531816527629,1.0218195612641716,1.0051199277712122,0.99749714680823676,null,3.9188703553700432,0,5.3099561017212098E-3,0.46820095028569902,1.0702156358580497,2.4412625886453671E-2,6.7644577839840639E-2,5.0364204465892246E-3,1.598922589153271,0.16144433651726631,0,5.623884191777893E-3,0.29383605378010969,0.21487531926484607,1.3967918247863026E-2]
[null,335,1.0279254648111431,0.99729588892787646,0.99340443791012267,1.0256258788875428,1.0321605485429486,0.96005542987031689,0.98673954464647284,null,3.7247942748813312,0,5.163466454801203E-3,0.42293093101533008,1.0396134688199095,2.292739800856285E-2,6.3947795116876982E-2,4.8853971418685313E-3,1.5197116429790896,0.16290634916111199,0,5.6238841917779017E-3,0.269388300302429,0.20447350167930531,1.3549072919870337E-2]
[null,336,1.0166486257483913,0.9668748414727274,0.96862095596930986,0.96852211126703247,1.0087486210433014,0.97626493886519328,1.0378022832811595,null,3.9067087721588809,0,5.620755835388006E-3,0.42867708419816386,1.084958904729808,2.4092172127526536E-2,6.1645952437685524E-2,5.3317099873047081E-3,1.6481511078055646,0.1538729774595535,0,5.6238841917779017E-3,0.27735029362085056,0.2078385724655448,1.4786868970485114E-2]
[null,337,1.0000639598637049,1.0058450487308199,0.97103518630536489,0.97315801052012907,1.0185226111621424,1.0088230540677414,0.96528177596376707,null,3.8008916361142449,0,5.8357696625653379E-3,0.44818071709734453,1.0620238515993097,2.2622088880423333E-2,6.4779117474641587E-2,5.534256851772174E-3,1.5339834974381428,0.15460588372029532,0,5.6238841917778965E-3,0.2895240441331618,0.20450145557381683,1.5348608816124598E-2]
[null,338,1.0222134789533546,1.0473090954894364,1.0109741663817826,1.014128959615737,0.98271767496400819,1.0235228147498916,0.96875376382741585,null,3.6908374849498751,0,5.2917094404351557E-3,0.45717457396574374,0.99636947345500648,2.2628347473062461E-2,6.7916518295681003E-2,5.0117257458814806E-3,1.4779161356305883,0.16105320897048023,0,5.6238841917779017E-3,0.28804070310960245,0.20049519314520117,1.3899430407282759E-2]
[null,339,1.0076405035402922,1.008416763497979,0.99307712938011039,0.99568082335742647,0.9776083234562799,0.97501494429634072,1.0205752189270771,null,3.8375792382784932,0,5.3431955510095273E-3,0.43734839797226677,1.0494477899753283,2.3920776881821787E-2,6.5781551053402054E-2,5.0568677458122874E-3,1.5980448968440319,0.15815049148627899,0,5.6238841917779E-3,0.27862858316979278,0.20689456808773912,1.4024626421250489E-2]
[null,340,1.0074146068123573,0.99980497969736293,1.0155295994198104,1.0371535817999324,1.034081578557895,1.0242542692904106,1.0014173948977765,null,3.8996328883502884,0,5.3634838525520225E-3,0.47084626325027418,1.0561604447225241,2.430004054822164E-2,6.6746306665098995E-2,5.0921012609961309E-3,1.5898477483133433,0.1647026102538926,0,5.623884191777893E-3,0.29582349912325034,0.21173113145234754,1.4122342421114252E-2]
[null,341,1.0062562983846792,0.96874133470729562,1.0406538045477338,0.98634916016121132,0.99797428603999971,1.0033996707964732,0.99493957287974788,null,3.9469521833055041,0,5.0157525334825516E-3,0.47469943305046725,1.0871308127271955,2.4821790727552185E-2,6.6728570628542802E-2,4.764333971629048E-3,1.6032127582727207,0.15659763899111839,0,5.6238841917778974E-3,0.2937154038614056,0.22145999092441307,1.3213318492164169E-2]
[null,342,1.0111777498101107,1.0017323119733996,0.99998803076106135,0.99468774716923358,1.0216376767167554,0.95687409974124338,0.97148849836638562,null,3.7454049183568712,0,5.1560065906417077E-3,0.4305004279770408,1.051765481576916,2.2929874722356379E-2,6.5637592682463664E-2,4.8762408978348286E-3,1.5165309669029887,0.15798230377058242,0,5.6238841917778974E-3,0.27308661273144041,0.2081038603374249,1.3523679156685446E-2]
[null,343,0.98590164121210244,0.98099338842743389,0.96138070573757084,1.0284163580718177,0.9672269947980846,1.0105112719016205,0.99243330068849422,null,3.9576329543256774,0,6.0757490238969071E-3,0.45397012741427556,1.104154587700557,2.3738972694058183E-2,6.3846820936710583E-2,5.7697106186933612E-3,1.6220715233056797,0.16340010689876794,0,5.6238841917778974E-3,0.2950753272795732,0.2100560302339205,1.6001612075559335E-2]
[null,344,1.0067756164618809,0.95414265244431462,1.0114370257346053,0.99291248721365433,0.96820719275191736,0.99870240006856825,0.96888786171366281,null,3.9137257717817184,0,5.3201667610265338E-3,0.46185572770758787,1.105319582146435,2.3881972093004761E-2,6.4152234117379844E-2,5.0560724044276016E-3,1.5718036144056111,0.15768314001125713,0,5.6238841917778956E-3,0.29090699052525715,0.21874030030430294,1.4022420635701359E-2]
[null,345,0.97315449975641755,1.001886515125455,0.98632329106868966,0.97104381206149071,0.9590107096945123,0.96749177221541527,0.99953518668988905,null,3.9308655009501701,0,5.5741582207377276E-3,0.44711890176994795,1.0940234790192056,2.4098156719717406E-2,6.7337480878302713E-2,5.2749791689951833E-3,1.6240495387873002,0.15424723737913651,0,5.6238841917779017E-3,0.28606140920051243,0.21397505932078931,1.462953273521936E-2]
[null,346,1.0192706968886278,0.99745324226914833,1.0160930182139829,1.0281462081568002,0.99537135610372485,1.0046085077248106,0.9811193056559,null,3.8067874024133874,0,5.1953180981264644E-3,0.45642784395134167,1.0461626270931261,2.3548513648005667E-2,6.5883368403088616E-2,4.9279015498252393E-3,1.5361367179676946,0.16327134406002144,0,5.6238841917779009E-3,0.28666540420288666,0.20966816156023557,1.3666953883504977E-2]
[null,347,0.97677918555308074,1.0416392324386097,1.0240078493679494,1.0417577818959025,0.99700389936092415,1.0112507183464512,1.0179303107717104,null,3.94540098571568,0,5.3282540289660936E-3,0.47834523600846218,1.046876549638915,2.4970617236879426E-2,7.1637694753344347E-2,5.0443770629859967E-3,1.6265108903551704,0.16542049161617645,0,5.6238841917778939E-3,0.29897756797813052,0.21333194591755655,1.3989984985248902E-2]
[null,348,0.9903788910141349,0.99919877540470003,1.0128697769725874,1.0288812603350646,1.028173019577552,1.0387996108725088,1.0258008490606385,null,4.0182675704424593,0,5.5648212793842234E-3,0.48504630638698776,1.0752042940730939,2.5219539680829101E-2,6.7694470656873049E-2,5.2873535512805584E-3,1.6613384837035918,0.16339306980122606,0,5.6238841917778965E-3,0.3052442942235446,0.21511684382725679,1.4663851625384101E-2]
[null,349,0.99166511326412621,1.0029894105078696,1.0007979820841826,0.97918242938833133,0.96420321272370635,1.0193498083582231,0.99232809312432257,null,3.912908895154366,0,5.590037567504251E-3,0.46948243059445233,1.071105268182738,2.3996861860680872E-2,6.7045571869138398E-2,5.3049727354723773E-3,1.5961143220013831,0.15551845223133967,0,5.6238841917778956E-3,0.29766480125365236,0.21192965144603071,1.471271635520466E-2]
[null,350,0.97477044468133911,0.97116256663513179,1.010890031813658,1.0062591037006399,0.96993731191637578,0.9847361474477847,0.99352920505219366,null,4.0244408064317181,0,5.4079575132463557E-3,0.4679455515414338,1.1226058302172119,2.4903397402359088E-2,6.7144413855622087E-2,5.1310861149223364E-3,1.6446230602771452,0.15980352971306508,0,5.6238841917778904E-3,0.29484220832584646,0.2229953399889352,1.4230462316647373E-2]
[null,351,0.99731714916535052,1.019495674210031,1.0087633470718238,1.0097068707667374,1.0250948210337745,0.98717210288205826,1.0382841715394659,null,3.9053636277016821,0,5.279149873275971E-3,0.45282610461491674,1.0478924394538642,2.4761876440711202E-2,6.8025188686816826E-2,4.9968303240302157E-3,1.6366154174088705,0.16035431165668174,0,5.6238841917779009E-3,0.28569061364143622,0.20999799144470616,1.3858119711146014E-2]
[null,352,1.0068332299836571,1.000536559999841,0.96435879492105703,0.98760153877564916,1.0160803223810524,1.0397911508741999,1.0037810261005473,null,3.8806739748166161,0,6.0637103371546973E-3,0.45735644237090883,1.0608216249875302,2.3382697112091823E-2,6.3670535914721341E-2,5.7612723640712692E-3,1.5976351197650616,0.15691069389718781,0,5.6238841917779E-3,0.29671087749748853,0.20288632748158444,1.5978209571347074E-2]
[null,353,0.98723547135004452,0.98453040834209327,1.0294192678862317,0.98036229527405383,1.0277085999905193,0.9826953222272008,1.012833731710701,null,3.9820835749683865,0,5.1129552908929007E-3,0.46710341626604235,1.092275563503621,2.5159131267174339E-2,6.8169259032588372E-2,4.8472172483439617E-3,1.6427198560402825,0.15566356774495116,0,5.6238841917778965E-3,0.29098955563937767,0.2212018938380263,1.3443185487095647E-2]
[null,354,0.97138521474535278,1.0219338814271479,0.98877040143184958,0.96752052559910029,1.0055536505521607,1.0280521102824851,0.99127170801405351,null,3.9481640475246613,0,5.8839626615666257E-3,0.47653275906446108,1.0753350520407003,2.3994040835087018E-2,6.8669442291884403E-2,5.5811268751437913E-3,1.6136333404809944,0.15368395938486876,0,5.6238841917779017E-3,0.304412114384984,0.21110369333697496,1.5478597299348539E-2]
[null,355,0.99309471151346596,0.98033570089067668,1.0035109681707766,1.0315694208367256,1.0109136729101209,0.9907629995260242,0.9803751090354631,null,3.9169102204232114,0,5.415456912135839E-3,0.45834249427457363,1.0927973824457529,2.4025200576938285E-2,6.5934145152788753E-2,5.1374176349541327E-3,1.5863285943167431,0.16383456231431534,0,5.6238841917779061E-3,0.29011268743599289,0.21594128695062015,1.4248022040885398E-2]
[null,356,0.99646858624242152,1.0291700158379244,1.006128385588843,1.0160054139754509,0.99960419024392189,1.0071184005440563,0.9873338049560072,null,3.8276501684898254,0,5.411782685855575E-3,0.4608619056695199,1.0396605613897443,2.3610961088856068E-2,6.8417809664230292E-2,5.1255535241756358E-3,1.5551841631510339,0.16135864922796489,0,5.6238841917778965E-3,0.29123464543265465,0.20776869950714552,1.4215118328577213E-2]
[null,357,1.0380517073181772,1.0236798577461559,1.0312094880409417,0.96866261952919719,1.0166003738330402,1.020129372194164,0.99706273531177159,null,3.728030450876179,0,4.9960488616780045E-3,0.45886872249943145,1.0008368464234578,2.3393140367960405E-2,6.6944782906027053E-2,4.736495927898E-3,1.5157762523076637,0.15380328026487552,0,5.6238841917778956E-3,0.28554862611924609,0.20435835576916725,1.3136112960350587E-2]
[null,358,1.029301426820485,0.99757738561369846,0.9769384607951429,1.0083188233638813,1.0305851520392109,0.96544967629732803,1.0190737066954436,null,3.7634927900328923,0,5.3671420899047469E-3,0.41867628188258516,1.0394519514707989,2.3261703654541943E-2,6.2888062582513296E-2,5.0796421934085614E-3,1.5684812589489854,0.16018274450551437,0,5.6238841917779043E-3,0.26945373881445872,0.20167287521196101,1.4087788666249402E-2]
[null,359,1.0242324237051572,1.0321968634891088,1.0048587164976057,0.99773733200342296,0.9820990894621171,0.98604906793356206,1.0053379041819972,null,3.7245753043011427,0,5.1661719881436544E-3,0.43769332491397844,1.0087750927695422,2.3236235717250187E-2,6.6636639690752481E-2,4.886317824321835E-3,1.5323474896115523,0.15845928995053579,0,5.6238841917779052E-3,0.2768112002908405,0.20172037500463691,1.3551626324093907E-2]
[null,360,0.99810135376482101,0.95832506622230806,1.0220367707913631,0.97957618751634801,1.0101287838524957,1.0005882450925505,0.96587130365251717,null,3.9379572734124961,0,5.2540614675897247E-3,0.47067377825438983,1.1092298583975475,2.411646033938545E-2,6.5573894110149064E-2,4.9926558644930409E-3,1.5773929798881576,0.15554958767809221,0,5.6238841917779043E-3,0.2945374152221325,0.22167427859411235,1.3846542339843799E-2]
[null,361,1.0276329226492988,0.97400882946131984,1.0026424767152,0.95963344616004131,1.0173355644469726,1.0184493530818413,0.97686646314978987,null,3.8162779840955721,0,5.3954198804415125E-3,0.45628414162193998,1.0626796336590767,2.3225394233743785E-2,6.3345575495633882E-2,5.1275910598781484E-3,1.5403964733983386,0.15241090460961432,0,5.6238841917778965E-3,0.28896550066556193,0.20939353584685266,1.4220769193595651E-2]
[null,362,1.0075131495610938,1.0437855502927658,1.0470907509750689,1.0078610174359239,1.0408915669130483,1.0040056176857379,0.9590319845217018,null,3.7341163538726594,0,4.8832814101057824E-3,0.46927421811916459,1.0108394909039866,2.327725421433147E-2,7.1056291616160033E-2,4.6207233067325519E-3,1.4823333928444995,0.16000333004645984,0,5.6238841917778965E-3,0.28923567073490292,0.20992034805807444,1.2815031246675365E-2]
[null,363,1.0032204821009969,0.98879183798676762,1.0210155547639352,0.96862275354464888,1.0122152033720153,1.0481874916202858,1.0260421133751743,null,3.9982575827852402,0,5.4586743884536227E-3,0.48794491330036099,1.0712785113515342,2.5117044255027914E-2,6.6788218213671022E-2,5.1916022511358656E-3,1.6526144441625017,0.15381174758486227,0,5.6238841917778956E-3,0.30553621399893716,0.215411381179103,1.4398296684780711E-2]
[null,364,0.97265515449533035,0.96985639437900206,1.0288161152101898,1.0109293326805198,0.99284329446167641,1.0409696116840017,1.0179072609848177,null,4.1532201110566325,0,5.5183485329099724E-3,0.50514894380507736,1.1246681170561934,2.610944456128287E-2,6.8347359563960403E-2,5.2514287723237213E-3,1.7068265319457538,0.16051796556378159,0,5.6238841917778983E-3,0.31480615943581458,0.22687440620661989,1.4564218486955105E-2]
[null,365,1.0030726450637983,0.98173408899547676,1.0043567716541502,0.96909522249952784,0.96017137163807553,0.98140131209320047,0.98238051178482266,null,3.8601264048447246,0,5.3002254653530517E-3,0.44945560588925165,1.0803786715378922,2.3680172029443787E-2,6.5402683707024192E-2,5.025134658456303E-3,1.5699496051621142,0.15391112561726297,0,5.6238841917779061E-3,0.28433847909926191,0.21372464997236568,1.3936618445220442E-2]
[null,366,1.006039758122103,0.98431780527924062,1.0353687218356533,0.99439750034823726,0.96269296905717616,1.0209114326774316,0.98997496959518572,null,3.9218587840800438,0,5.1477147431101457E-3,0.47965463430367361,1.0714999416679674,2.4511957564980202E-2,6.7251384053068172E-2,4.8902379879075392E-3,1.5865416977259015,0.15788326268091155,0,5.6238841917779017E-3,0.29773120701553857,0.21785579319586565,1.3562498435559591E-2]
[null,367,0.97358756589431428,1.0194876430361433,1.0018587486299928,0.96810509542943757,0.97353493188434992,1.0180941693098835,1.0339788491360224,null,4.0129453451156838,0,5.6586777553987574E-3,0.47631984872608768,1.0741024364151619,2.5120644357037696E-2,6.9233939334315014E-2,5.3652551248622752E-3,1.6787154968163622,0.15375753923717925,0,5.6238841917778974E-3,0.30180095697272979,0.21368411924148231,1.487990245408451E-2]
[null,368,0.9865424937034234,0.99924344187329939,0.99987994034863026,1.0012995464369974,1.0192675604722983,1.0163168942932146,0.97343148223299192,null,3.9090948045632188,0,5.6166798615344769E-3,0.47044618701573893,1.0805931412680911,2.3756549206044156E-2,6.713942052670975E-2,5.3304190031613647E-3,1.5761930685312699,0.15903259386049395,0,5.6238841917779052E-3,0.29844614268243397,0.21336678956083913,1.4783288578187698E-2]
[null,369,0.99960090137584978,0.96852585242649514,1.0112878119538067,1.0474832209829517,0.95869313709458626,1.0199556752640841,0.97881135144106524,null,3.9557167363731245,0,5.4601881868824812E-3,0.47396961189579428,1.0975177913804322,2.4278798442515553E-2,6.5362065882796361E-2,5.190991476363498E-3,1.5921628207187513,0.16634968315257573,0,5.6238841917778956E-3,0.29856457834552075,0.21776009630051102,1.4396602772967993E-2]
[null,370,0.97111768302191392,0.98051478023908989,1.0220907422455596,0.96705873915116614,0.99284789998333733,1.0074108214343589,0.99683023813447202,null,4.0490087202199296,0,5.4151817074943338E-3,0.4848027974662365,1.1154707915422846,2.5157674253311751E-2,6.8613518663040773E-2,5.1417036173936085E-3,1.654369717949582,0.15356182937131743,0,5.6238841917779017E-3,0.30336903145851096,0.22405304470615753,1.4259908707807124E-2]
[null,371,1.0098172043289579,0.99731933457289845,1.0257798878056781,0.96569724155830605,1.0053755849623423,0.97422558728809983,0.9787135525863343,null,3.8002194922898624,0,4.9828279734546706E-3,0.44979574827893276,1.0551687820820523,2.3612397927542932E-2,6.7093193540486887E-2,4.718383767367519E-3,1.5386231212593444,0.1533402889524286,0,5.6238841917779087E-3,0.28082946888205446,0.21331117036254085,1.3085881018783189E-2]
[null,372,0.97815703514665253,0.95770264305777297,1.0023564752762475,0.9833373118564489,0.99045858007854215,1.0150144332196529,1.0015310331304785,null,4.0812502451802661,0,5.6688313177381874E-3,0.4793127499709875,1.1345526961285561,2.5092013016344592E-2,6.5661402757665535E-2,5.3909698430358952E-3,1.673522901425891,0.15617602634117295,0,5.6238841917778956E-3,0.30360344919309146,0.2230317644366499,1.49512191928328E-2]
[null,373,0.99079784972531681,1.0000234398637287,1.0035507390762139,0.95611507564912934,1.0004102429194481,0.99296665486079794,0.97355835902066512,null,3.8611575907193711,0,5.4214192335537564E-3,0.45848471786472361,1.0748024922859423,2.3536262889524092E-2,6.7122443286711547E-2,5.1384031709087582E-3,1.562528373999579,0.15185079388949752,0,5.6238841917778956E-3,0.29019555083688536,0.2130453322287284,1.4250755308647799E-2]
[null,374,1.0089570069755673,0.98417498223268796,0.96318258706105464,1.0416633428234126,1.0184384054295521,0.98660180649425244,1.0094184404352307,null,3.8695810267191955,0,5.7715393328869689E-3,0.43293755974584786,1.0754357421994607,2.3540677074098994E-2,6.2653913616847759E-2,5.4728624755704027E-3,1.6025427739497138,0.16550195597723877,0,5.6238841917779078E-3,0.28108024276204707,0.20538461530653201,1.517833875294001E-2]
[null,375,1.0201817729065206,0.99219611621911041,1.0002731106270955,0.95117427138113975,0.97850902164654485,0.97280784070325976,0.95702720716902878,null,3.7208512387403245,0,5.2008591176193391E-3,0.43524418006608057,1.0519833219749715,2.2516082186356014E-2,6.4591975097572057E-2,4.9257883945822024E-3,1.4927718233726397,0.15107081972024053,0,5.6238841917779017E-3,0.27604685893528047,0.20761627062183102,1.3661093296607437E-2]
[null,376,1.0289120287721625,1.0004763580516225,0.99152741280285805,1.0264200126719267,0.95326099742442516,0.9815536006079193,0.99371510131961593,null,3.7471729597778483,0,5.2919812041142926E-3,0.43150406326905344,1.0356483498861233,2.3065810753558007E-2,6.3932086187859158E-2,5.0123900128520278E-3,1.5321675286596903,0.16303542101648566,0,5.6238841917779078E-3,0.27517182658973272,0.20340230774142484,1.3901272673399689E-2]
[null,377,0.97661041157306239,0.98027724433794516,1.0219331869242283,0.98741654290328351,1.035665530416924,1.0110625734105045,1.0013948108891964,null,4.0426709395525071,0,5.406258682169175E-3,0.48387605312128168,1.1094686292195071,2.5192757979632281E-2,6.8204764589683595E-2,5.1342798947578427E-3,1.6538753584138925,0.15679473278677092,0,5.6238841917778956E-3,0.30281830150327399,0.22284911664566659,1.4239319888432161E-2]
[null,378,1.0117434310449509,1.0131444905172833,0.98001182665041198,0.99391671456878261,1.0181208621535582,0.96962760293340078,0.98558051449653317,null,3.7436135044344807,0,5.4346342747280535E-3,0.42759408800462273,1.0417535392603561,2.2787356117651335E-2,6.4946344334732092E-2,5.1404875331719155E-3,1.5314466116735395,0.1578901238293749,0,5.6238841917778974E-3,0.27465914165403982,0.2029500260683311,1.4256536041610715E-2]
[null,379,1.0061791524906818,1.0226170309169433,1.0001900007261226,0.99673806925483599,0.9931298192956739,0.99975185326369975,1.0178493137059121,null,3.8397132487339207,0,5.3928380799110089E-3,0.45116576231394151,1.0364421116627247,2.3955760871652788E-2,6.70466400814098E-2,5.1072418693439998E-3,1.5911102469771483,0.1583076427505847,0,5.6238841917779009E-3,0.28615966202814186,0.20602280095401471,1.4164333113088581E-2]
[null,380,0.99638876975333801,0.99903892712028386,1.0232078154868793,1.0016068430679239,1.0060714449197143,0.99675260244978059,0.98368032081373491,null,3.8825103869626663,0,5.1933116385293795E-3,0.46577203673211054,1.0678872331014466,2.4111457062108134E-2,6.7926967654945283E-2,4.9234854133367537E-3,1.5720504042091084,0.15904613510164559,0,5.6238841917778956E-3,0.29126136315656725,0.21544602572847421,1.365470624967521E-2]
[null,381,1.0455908870492934,0.96778943406684803,0.98120456288083524,1.0253148829026884,0.99762231876775509,1.0320556008860458,1.0076849093233518,null,3.827729617965741,0,5.626623472310497E-3,0.44683085030774666,1.0528160651177596,2.3402356111000062E-2,6.0707251738407061E-2,5.3526714825817816E-3,1.5706319118727792,0.16287605329287974,0,5.6238841917778939E-3,0.28679969881661899,0.20347049530050282,1.4845003205997841E-2]
[null,382,0.99479415804438964,0.99195222555973139,1.0415568168482179,1.0400662933141842,1.0042798497471432,1.013114764971172,0.97730615693010536,null,3.9291653691610859,0,5.0924760966071236E-3,0.48292539632494103,1.0750708836291889,2.4563925207226483E-2,6.8812499880451419E-2,4.833913665721808E-3,1.5752132742621674,0.16512463791296375,0,5.6238841917778983E-3,0.29864241780675543,0.2200407228071356,1.3406289569361896E-2]
[null,383,1.0111966847730647,1.0293768777077423,1.00589257617164,1.0075326960980968,0.99975435862722728,0.99408794491397767,0.9879340319837292,null,3.7595152116985426,0,5.2663913775187901E-3,0.44783288379519487,1.0243438555085778,2.3239303292716951E-2,6.7416999495233318E-2,4.9841471824972209E-3,1.5297173575187986,0.16001339950537871,0,5.6238841917779087E-3,0.28304247213750705,0.20474435593475923,1.3822944513614821E-2]
[null,384,1.0186907032328829,0.9709970103083837,1.03860474090984,1.0328267962314692,0.99637891331344763,1.0311325347059515,0.99617549102166358,null,3.9341604100699521,0,5.1115187396507927E-3,0.4814556238834205,1.0716869302639971,2.472119608321089E-2,6.5909741140113068E-2,4.8616396807872947E-3,1.591270722607169,0.16397980725303737,0,5.6238841917779052E-3,0.29826456047560135,0.21801463882760466,1.348318440288121E-2]
[null,385,0.95945445795384465,1.0058847890818643,1.0263643522936434,0.99509988050077847,0.96224708596348851,0.98387709102851761,0.98478587845073107,null,3.9983886464937952,0,5.2822216570527838E-3,0.47769783118061054,1.101503965161662,2.488450481888372E-2,7.1126014687180231E-2,5.0023785185751837E-3,1.6246504192862343,0.15800817786894822,0,5.6238841917778983E-3,0.29814379746512348,0.22315638799734117,1.3873506974510785E-2]
[null,386,0.98408799297687533,1.0438969558241862,0.9843603929133411,1.0033349619416894,1.0079890732819872,1.0178631871840438,0.98520159422554199,null,3.8359813205983766,0,5.7832757003373775E-3,0.46149366381749662,1.0406338160844875,2.3295781683275375E-2,6.8629687841458897E-2,5.4765302326772458E-3,1.5620784985880141,0.15937959464819099,0,5.623884191777893E-3,0.29562281459039991,0.20434181377613911,1.5188510844798645E-2]
[null,387,1.0055849830972881,1.0074548608322511,1.0035004769622695,0.96247224425871369,1.0105474885505423,0.99207941104326447,0.99873993116560922,null,3.8314385556610642,0,5.3308533678919348E-3,0.45056094233120286,1.0515732781663685,2.3689368494927254E-2,6.6515308256964945E-2,5.050354435237968E-3,1.5727720630063735,0.1528605166802382,0,5.6238841917779017E-3,0.28518912832386861,0.20892800261961561,1.4006562522378294E-2]
[null,388,0.99794734231500992,1.0001545032600567,1.0145509048034582,1.0046871937149531,0.99742886358305594,0.983014828432212,1.02153230608796,null,3.9158631266114505,0,5.2067683828890049E-3,0.45473211963707949,1.0659193830860312,2.4695361686509962E-2,6.7336530382868243E-2,4.9321719371330734E-3,1.6249236185355038,0.1595483473180305,0,5.6238841917779009E-3,0.28587129974315018,0.21380838117708409,1.3678797299167962E-2]
[null,389,0.98426376908543267,0.99201275995256988,0.9969384953981083,0.9640104937126458,1.0059504952311622,1.0077502768948177,1.0088241133782141,null,3.9750611685064796,0,5.6236540160503733E-3,0.46688126696175436,1.0908877519352327,2.4509580276697116E-2,6.67300366504259E-2,5.3365852951159226E-3,1.6412371276172926,0.15311442270767125,0,5.6238841917779009E-3,0.2967275177904421,0.21483625903428333,1.4800390061836088E-2]
[null,390,1.0143309805697029,1.0289365233139263,0.97913723697505317,0.99552870009048844,1.0093386738700372,0.99531624151531317,1.0250459100731295,null,3.7909767124046154,0,5.5601807000790152E-3,0.43661756390605971,1.0240127921290385,2.3463877134969006E-2,6.5512465983162876E-2,5.262679595602655E-3,1.582668207696927,0.1581475326766959,0,5.6238841917778965E-3,0.28061016781019588,0.20002230066156657,1.4595421318697979E-2]
[null,391,0.97380770497852709,0.99205979013846013,1.0031681684914671,1.0290557767110757,1.0155475887070413,1.0267925677786693,1.0230888930706383,null,4.0756202323108432,0,5.7161852832954838E-3,0.48393281233246577,1.1019399429382373,2.540464059812109E-2,6.7844635942773415E-2,5.4297916774798055E-3,1.6880097929869446,0.16343587818011807,0,5.6238841917779E-3,0.3063754910842742,0.21828066068888877,1.505888697305394E-2]
[null,392,1.0090839116218799,1.0363559163286951,0.98716653656372122,1.000555690892841,0.95687005602079434,1.0067004280238638,1.0217475966392411,null,3.8072489757219672,0,5.5521764446775012E-3,0.44667069418191174,1.0216155892402861,2.3621272805183273E-2,6.6729269671216423E-2,5.2564587033089704E-3,1.5829500839664952,0.15893381721856503,0,5.6238841917778965E-3,0.28562334438489179,0.20119856939555786,1.4578168407447129E-2]
[null,393,1.020033364359697,1.000813770195434,0.9760916698211678,1.0193599087746574,1.0452716883993671,1.0319366314002161,1.0155921169541486,null,3.8550156330171839,0,5.7959798428253474E-3,0.45255891253521546,1.0457476325717572,2.3601743657038241E-2,6.3568736790596089E-2,5.5046185231338108E-3,1.5932121134708119,0.16193806956590509,0,5.6238841917778922E-3,0.29141622049003107,0.20237327065734623,1.5266410406398034E-2]
[null,394,1.0076767829775288,0.97268102522435629,1.0300070125188434,0.9601218653975172,0.97610086739377122,0.99072419787481392,0.98137934242674685,null,3.8858761462739611,0,5.0542559887698062E-3,0.4630410963139231,1.0824623846499029,2.4138363545538194E-2,6.6194483817685154E-2,4.7966752147216313E-3,1.5720038153810156,0.15244891421151141,0,5.6238841917778939E-3,0.28835575408665404,0.21856201773358291,1.3303013116420051E-2]
[null,395,0.96806313695882706,1.0175716289083157,0.96302323505150877,0.99585463583650247,1.0067087491145024,1.0079339441190762,1.01736389079497,null,3.9799142856310432,0,6.1130585652115349E-3,0.45807990782262969,1.0858628101325778,2.4195213872141626E-2,6.701238400509818E-2,5.7934494227704601E-3,1.6593589193725051,0.15822400449165813,0,5.6238841917779E-3,0.29743395047082721,0.20837537156471922,1.6067448849547399E-2]
[null,396,0.99237497685574017,1.0341955657046711,0.95915409368829385,0.99843634889378208,1.009581400311123,1.0155956860550159,0.95718695300619794,null,3.7611003097651801,0,6.0409418583888489E-3,0.4472812593533475,1.0434234657694408,2.2174650150525253E-2,6.5956608336987951E-2,5.7226390521744998E-3,1.5116851442605606,0.15864016656682906,0,5.6238841917778939E-3,0.29114264117792304,0.19961972812782144,1.5871064636181126E-2]
[null,397,1.010108889182594,1.0288538965968888,0.98198877464715562,0.99936385079864198,0.96506715638297502,1.0142818036918555,0.97637875945708275,null,3.7517163213686082,0,5.6560493379410768E-3,0.44841516320476599,1.0281143697884718,2.2666595807237521E-2,6.596053643014578E-2,5.3591000398875094E-3,1.5190776917903317,0.15875241072052332,0,5.6238841917778974E-3,0.2876743262945563,0.20086546038717767,1.4862832051673129E-2]
[null,398,0.98635149787868692,1.0254517722329199,0.9940225133463132,0.97591389198629319,0.98176809360680639,1.0164976416782152,0.98476106994404422,null,3.8648686837593074,0,5.6635933292935939E-3,0.46555165182713643,1.0550764878351075,2.3549373398025285E-2,6.8145873098215015E-2,5.3678251503728441E-3,1.5726028191927037,0.15500937593298406,0,5.6238841917778904E-3,0.29642132349249667,0.20829663285298669,1.4887030116797983E-2]
[null,399,1.0123234700368464,0.97014646591661824,0.97170266963372964,1.0181103476007751,1.0200199130555403,0.97632775542836225,0.95950839077283545,null,3.7981950239427382,0,5.6057050437167437E-3,0.4314068780531839,1.0858028560364641,2.2642980506348769E-2,6.2255698349945453E-2,5.3165254848460772E-3,1.5275431950184142,0.16174642838749487,0,5.623884191777893E-3,0.27857001361184425,0.20814751280276733,1.4744756543370286E-2]
[null,400,1.0145494334206053,1.0119433060334344,0.99678920470043031,1.0432030269547905,0.98984297105419061,0.97853724986030743,1.006971702452623,null,3.7972648029023124,0,5.2815981337713336E-3,0.43712235924363357,1.0385060946537521,2.3627297470563927E-2,6.5741109787996424E-2,4.9986554311217618E-3,1.5640600355273644,0.16569286174561196,0,5.6238841917778939E-3,0.27784002587509959,0.20547089567870241,1.3863181430460093E-2]
[null,401,1.0208698788569195,0.97753753977399627,1.0072144497351569,1.0049644345131914,1.0100010107223774,0.98218013197280296,1.0126991401148409,null,3.8617742590260176,0,5.1845271851656749E-3,0.4435188358708671,1.0656082769793531,2.4140846040313413E-2,6.4219598663047522E-2,4.9167457144659371E-3,1.594172239887822,0.15960350581284907,0,5.6238841917779043E-3,0.2800866615506043,0.21143217701052169,1.3636014489556864E-2]
[null,402,0.99675311859053373,1.0318863607969402,1.0369819346672975,0.99307195463475972,0.96486754321339041,1.0171407561389589,1.0119502927289972,null,3.8869780925168969,0,5.1182094805412286E-3,0.47794445651278733,1.0338875146055777,2.4648681550868849E-2,7.0527752586090176E-2,4.8495050945484112E-3,1.5944685218315429,0.15767041319021757,0,5.6238841917779104E-3,0.29638006344426648,0.21264597843097729,1.3449530558776287E-2]
[null,403,1.0378295302876139,1.0202259488547909,1.0337137872878011,1.0009823203536219,1.0027609768418939,1.009741639380932,1.007842001893787,null,3.7481952655014736,0,4.9229632447803703E-3,0.45535726000605009,1.0040423629610822,2.3741085832689711E-2,6.6937067230189759E-2,4.6654018805504334E-3,1.5324858264114749,0.15893122511260141,0,5.6238841917779043E-3,0.28293301601326598,0.2054621571036051,1.2938942002962979E-2]
[null,404,1.0302942645118416,1.0202831048897312,0.98249704219049327,1.0194050709463685,1.028550670334454,0.97735399748623764,1.0127492147283343,null,3.7204120299053978,0,5.345127249590481E-3,0.42371199214111738,1.0159703669110225,2.3021485704432257E-2,6.4278648471127034E-2,5.056196616653603E-3,1.5415948793101895,0.16193523486192921,0,5.6238841917778956E-3,0.27173931016743996,0.19880239365563698,1.4022765123663905E-2]
[null,405,1.0123277778738931,0.95839843742687625,1.0185278815653589,0.98609379682540554,0.96284362967314929,0.98820139666102824,0.96873250024524782,null,3.8750113778057949,0,5.1539533207370725E-3,0.456610706387438,1.0939086858056521,2.3777902696459029E-2,6.4446103174334815E-2,4.894295294971803E-3,1.5563534349133943,0.15658973685105557,0,5.6238841917779E-3,0.28635188839072262,0.21803494252243247,1.3573750898292027E-2]
[null,406,1.0193607085218697,0.98747231669899105,1.0224164968945142,0.9603454039236482,1.0352765432515287,0.98085825748369204,1.0191910653645762,null,3.8560731078219512,0,5.0134879343786808E-3,0.44846342047390431,1.0555229121462826,2.436284764224169E-2,6.5747610338314055E-2,4.7516914161851772E-3,1.5977217155913861,0.15249533131009335,0,5.6238841917779E-3,0.28057347862736959,0.21264544816340653,1.3178255855365516E-2]
[null,407,1.0156611137049818,1.0257617891996378,0.98124334007054992,1.0029208516349368,1.0117535785485785,1.0281940595937415,0.99744905477967039,null,3.7863281885147253,0,5.7140549562909732E-3,0.452416952079843,1.0254893918779127,2.3073812382534212E-2,6.5399845390975486E-2,5.4189616277460781E-3,1.549723287690276,0.15931859737463666,0,5.6238841917779009E-3,0.29037805348741047,0.20017060626077557,1.5028851107123911E-2]
[null,408,0.98769700782594072,0.99192361781841298,1.0021720562980689,0.98091322481681897,0.99915334062920558,0.99292997983009323,0.99304606936797002,null,3.9257062726390406,0,5.4614733128800341E-3,0.46017329633521209,1.0866825233995066,2.4158669277474308E-2,6.6821004075902579E-2,5.1785463230213128E-3,1.605882437322018,0.15579130119930976,0,5.6238841917778965E-3,0.29151362373697898,0.21498037248309687,1.4362087607622044E-2]
[null,409,0.98954936755130884,1.0069457269643181,0.99334747660803135,1.0203642420951,1.0082226705803521,0.99313724714242158,1.0312873402645784,null,3.9493470496776641,0,5.5402262006473968E-3,0.45434494593851416,1.0700925977362514,2.4697724526378282E-2,6.6925004227152307E-2,5.2491604783205473E-3,1.6509798577885599,0.16207070012625627,0,5.6238841917778983E-3,0.28940794080834076,0.21093753241575841,1.4557927640999238E-2]
[null,410,0.98329149612929934,1.0007675318506712,0.99211908241658542,0.99658838895950397,0.99897512756033324,0.96510215816880496,0.98715038634384855,null,3.8791991399751669,0,5.437681836242568E-3,0.44373768147917902,1.0833414376148283,2.3765942375987375E-2,6.695080426729727E-2,5.1454149987783171E-3,1.587753809637483,0.15829610037261449,0,5.6238841917779017E-3,0.28286851720534611,0.21288302788165722,1.4270201786456537E-2]
[null,411,1.0001635958099748,1.0108749160588582,1.0234038441042839,0.95861942563755265,0.98328962859586067,1.0139751381700224,1.0035406240032305,null,3.8872491574382253,0,5.2505391632685838E-3,0.47133278715127869,1.0519924929528839,2.4302810698255246E-2,6.8307526166118154E-2,4.9793624595694096E-3,1.5924082700321871,0.15221983883579845,0,5.6238841917779043E-3,0.29470335745574472,0.21281969200911882,1.3809674648756815E-2]
[null,412,0.98758088203196404,0.95664252618648771,0.98026571214486391,0.98311893177694354,1.0094807675738169,1.0095278321793741,0.98948642931312791,null,4.0061805142244094,0,5.8500632088634144E-3,0.46301198683686628,1.1271180747160423,2.4184954596479361E-2,6.3638249655192311E-2,5.5620634018439729E-3,1.6367700003780825,0.15617444346440532,0,5.6238841917779043E-3,0.29736168471221486,0.21715950847637858,1.542572700398777E-2]
[null,413,0.97297598473070224,1.0258909952175321,0.9775983175370393,1.0093219023802134,1.0190536754530919,1.0143617853910245,1.0002079136742383,null,3.9328967679265787,0,5.9293981520825772E-3,0.46404177827150667,1.0706921380175893,2.3940465005442946E-2,6.8039626307543205E-2,5.6189710728177418E-3,1.6180321762530498,0.16034107294792388,0,5.6238841917779017E-3,0.298525665891401,0.20838683440034256,1.5583553719264528E-2]
[null,414,1.0108504741583315,0.98141578977650823,1.0234378467413607,1.0238443422104089,1.0279476941945587,0.99439920454234898,0.99257959781379834,null,3.8832223525986898,0,5.1197982626953881E-3,0.45985603863198737,1.0705592002275885,2.4249497983955738E-2,6.6046185496491203E-2,4.8576259715550777E-3,1.5781696995697849,0.16257689602122918,0,5.6238841917779061E-3,0.28752148383105153,0.21540958608236335,1.3472052853595193E-2]
[null,415,0.99162457247862135,1.0050557237127185,1.0045348234332054,0.99347881091849755,1.0031460791398297,0.97371093450178214,0.9891493808432692,null,3.8582954742180293,0,5.2964211335896029E-3,0.44861857722892406,1.0686990748248335,2.3825915308417107E-2,6.7391662582390169E-2,5.0131176523195561E-3,1.5764921195418997,0.1577834446917816,0,5.6238841917778956E-3,0.28377763137811812,0.21246317725549396,1.3903290695664535E-2]
[null,416,1.011198700273463,0.99526655585475965,0.9813059507156241,1.0121071900604544,0.98339814837016126,1.0125985987903445,0.98176400737207048,null,3.8262243613225988,0,5.6801462638448787E-3,0.45014021268332938,1.059990836462849,2.3139254115530524E-2,6.4163982246079554E-2,5.3906844472662759E-3,1.5530457621291123,0.16077779250559385,0,5.6238841917778965E-3,0.28890535000927914,0.20577632111430846,1.4950427681317706E-2]
[null,417,1.000676516344833,0.9779676012127273,0.9992360138474603,1.0199216137856439,1.0135592309989128,0.99903439110517278,0.98438550190666152,null,3.9048571050149836,0,5.4703720657514471E-3,0.45739370311568467,1.0874312136333468,2.3906912547687509E-2,6.5049886250715852E-2,5.1924773627894287E-3,1.5850941219800949,0.16199126292206686,0,5.6238841917779009E-3,0.29028203929743407,0.21396125207536776,1.4400723703764599E-2]
[null,418,1.0314213207123535,0.97988866226994886,1.0128164153217289,0.97009523399082065,1.0428805034567015,1.0093170864318726,1.0393439601422096,null,3.8877672585049963,0,5.2094354141215896E-3,0.4537515746353068,1.0517700794215088,2.4590234459269045E-2,6.4015663195516437E-2,4.9470039845984672E-3,1.6250704969472343,0.15405754262276924,0,5.6238841917779043E-3,0.28555960513433482,0.20987067709288182,1.371993223391817E-2]
[null,419,1.0241381363595119,0.9863963914008268,1.0326486683626435,0.98925295150467063,1.0036166910358983,1.0092360832075866,1.0228855831221184,null,3.8885508931899864,0,5.0258846288467598E-3,0.4642006504491859,1.050714411292148,2.4712342756114704E-2,6.6006274771921961E-2,4.7710838957859217E-3,1.6051339330211858,0.15707046508994568,0,5.6238841917778939E-3,0.28861425407852337,0.21349743966133691,1.3232038610907696E-2]
[null,420,0.99222764389653584,0.97352954118280177,1.0095740858215838,1.0070588136671104,0.96471300756630896,1.0039232497302393,0.97540981031069429,null,3.9415155237060069,0,5.4290866109086367E-3,0.46836265236445507,1.100431986296865,2.4122543111106062E-2,6.6007337721787768E-2,5.1558148215710975E-3,1.589444241569208,0.15993253274203195,0,5.6238841917778974E-3,0.29534478065183273,0.21821979237758352,1.4299044468695305E-2]
[null,421,0.99122167764722513,1.0402145228373305,0.99598684176470242,1.0143900394661611,0.9798013267157506,0.9840323457879192,0.98285518962977758,null,3.7858296278778027,0,5.4204261418883759E-3,0.4470165842724329,1.0355546231225947,2.3234707909719123E-2,6.8698251040213876E-2,5.1240346576047592E-3,1.5408238908294924,0.16111770688001412,0,5.6238841917778956E-3,0.28427109881089263,0.20557436637370938,1.4210905931237394E-2]
[null,422,0.99999814290754396,0.9972726563014942,1.0001702939090316,1.0118997012926731,0.97491585938580005,1.0323225249990491,0.9711920726887816,null,3.8784482339242969,0,5.6268093518850757E-3,0.47214181216388784,1.0680289279553632,2.3529047993826699E-2,6.6152125179062687E-2,5.3450066096737215E-3,1.557466393292086,0.16071573015825133,0,5.6238841917778939E-3,0.29946775274667164,0.21078061740080548,1.4823745584777486E-2]
[null,423,0.9791195243434796,1.0294161108700006,0.99918729668245021,0.98252931334517879,0.97964983531536665,1.0160519725886283,0.98476876831129934,null,3.8877650385154467,0,5.6378572807584734E-3,0.47051642954779943,1.0584957427868471,2.3767369366670652E-2,6.9191465955918782E-2,5.3422259084294557E-3,1.5808651611961313,0.15605242236361008,0,5.6238841917778974E-3,0.29861934729666062,0.21011281354460112,1.4816033637758059E-2]
[null,424,1.0115651728915298,0.99302493810040982,0.97718600443577353,0.99853410223623029,0.96804940889625324,0.98793027593901461,0.97186109813553412,null,3.7831320544865052,0,5.5898248256464949E-3,0.43703582737844271,1.0622661391918928,2.2755293490596667E-2,6.3777837957471759E-2,5.2984767110209607E-3,1.5319612131003291,0.15862795260203119,0,5.6238841917778974E-3,0.28122562196090828,0.20545493233032136,1.469470039735608E-2]
[null,425,0.99177072002728273,0.99361131125592195,0.98358410515468286,0.99203740670836149,0.98489342012735193,1.0034097583000576,0.95775717783484893,null,3.8503588337874524,0,5.7131708891849167E-3,0.45565901317387247,1.0822509298305638,2.3009726884848133E-2,6.5477354319093559E-2,5.4198234035926478E-3,1.5436660186572113,0.15758615771418621,0,5.6238841917779052E-3,0.2920279025737928,0.21031995278687426,1.5031241140819575E-2]
[null,426,1.0426711596713425,0.98377425716977784,1.0232293150553853,0.98279820175606114,1.000491031675814,0.9972861077717855,0.99620952336149959,null,3.7668577036172475,0,4.9781264218218069E-3,0.44686899033006572,1.0355392697128509,2.3547227521349644E-2,6.4138162210705729E-2,4.723367071167806E-3,1.5343697577210709,0.15605946075059912,0,5.6238841917778974E-3,0.2794370434334098,0.20842896547179615,1.3099701624275687E-2]
[null,427,1.0177172710900477,0.99329292723879081,0.99680620134980369,0.99143280570903591,0.98617730178502006,0.99883699535631232,1.0321276410742608,null,3.8790437322910085,0,5.3910175839469061E-3,0.44714670544649993,1.0537479257326281,2.428080707048064E-2,6.4593459855819657E-2,5.1130285972290305E-3,1.6202574128407501,0.15747012598653959,0,5.6238841917778922E-3,0.28420860501676698,0.20781241321591967,1.4180381920545767E-2]
[null,428,0.99075819196893411,0.97905778807058785,1.0005000103950581,0.97578321729113948,0.97460126877599496,1.0223173012461455,0.98538515076104261,null,3.9605034143949567,0,5.6378625762193418E-3,0.4737268407425298,1.0970297737190944,2.4149062456286185E-2,6.5836292654759321E-2,5.3576859467499008E-3,1.6081914226094616,0.15497901421884533,0,5.6238841917779E-3,0.30041150877195028,0.21597688142862326,1.4858910231096305E-2]
[null,429,1.004080177582154,1.0240084255754569,1.0152308946607078,1.0141251714932422,0.96559885899207054,0.99917596558976651,1.0210512396939802,null,3.8609711395840716,0,5.2318221971016671E-3,0.45769148235510387,1.0358752613925184,2.4360812654104107E-2,6.8210183715602279E-2,4.9542362353097698E-3,1.5982931965941165,0.16104609684434312,0,5.6238841917779052E-3,0.28761142105341753,0.20879639671638658,1.3739990028487708E-2]
[null,430,0.97776769399360053,0.97589438824285435,1.0062339512017555,0.99646003897469126,1.0106001668291167,0.98319857168526181,1.0340305354918669,null,4.0633171430313109,0,5.4314036102529875E-3,0.46335025926895967,1.1144633763441394,2.557456648439355E-2,6.6901248381674799E-2,5.1516087322690035E-3,1.7013644128679353,0.158254357661582,0,5.6238841917779017E-3,0.29278798898456287,0.22098946434829828,1.4287379375969645E-2]
[null,431,1.021298519044574,0.98332299351430874,0.98329994194340797,1.0119935305013954,1.0040644600443489,0.96420603954054407,1.0278758961225756,null,3.839587051440073,0,5.3437769863009365E-3,0.42513519768016567,1.061447276824335,2.3897819782497106E-2,6.3053160067396391E-2,5.0610460269262889E-3,1.6067554541012663,0.1607566483575936,0,5.6238841917779009E-3,0.27251420567857126,0.20664992132459331,1.4036214391245428E-2]
[null,432,1.0360922876272705,0.96838977843499574,0.98618553176709856,0.99322820583264582,1.0089964479045366,0.98085832069636181,1.01606373417449,null,3.8175293256512961,0,5.3400004841061945E-3,0.42925203690895408,1.0613746301687053,2.3595246251826331E-2,6.1583490135713112E-2,5.0662716802638043E-3,1.5834787374781505,0.15777136718974175,0,5.6238841917779052E-3,0.27465417019414423,0.20641878481151657,1.4050707124603211E-2]
[null,433,0.99449946134796119,1.0214182674563239,0.97209847155740969,0.99394391688284311,0.96944386713884245,0.98738061433508773,0.98090732333276265,null,3.7950137903953971,0,5.716217609309536E-3,0.4395142698668828,1.0523835676780706,2.2879796552493135E-2,6.5993877634309167E-2,5.4100431287073024E-3,1.5485909319552611,0.15790652047806777,0,5.6238841917779061E-3,0.28373382725668689,0.20368917256079483,1.500411670164916E-2]
[null,434,0.97951083889571211,1.0091854108394622,0.9970461362909987,0.9927420491271729,0.97088145603527021,0.97516303023631001,0.99553771589735063,null,3.9023731265962969,0,5.4512219264364996E-3,0.45148428233232268,1.0784246690934332,2.4053423700974939E-2,6.7964397241690788E-2,5.158938645384574E-3,1.6030327589727735,0.1576777121849034,0,5.6238841917779061E-3,0.28692267691135148,0.21317389722241392,1.4307708025701738E-2]
[null,435,1.0160179735075181,1.0289131600366483,0.98476433554344889,1.0236802022646085,1.0070530498525316,0.99147916646799616,1.0047227365584861,null,3.7569849511452262,0,5.4648481781797726E-3,0.43629982226365155,1.0218298113812194,2.3152925386217296E-2,6.5752641703802128E-2,5.1713226086875907E-3,1.5477331183129803,0.16261080046960744,0,5.6238841917778922E-3,0.27941317603294041,0.2005202434848341,1.4342053487689167E-2]
[null,436,0.99355218673680523,1.0028181753918135,0.9961519118928488,0.97921483118583685,0.9861747066396509,0.98308346922491574,0.98889227322793005,null,3.8583368874247994,0,5.4337727234194692E-3,0.44919740446489431,1.069686088375174,2.3660257179881971E-2,6.6617861189470329E-2,5.1465009598633711E-3,1.5774698533946578,0.15553050865156332,0,5.6238841917778939E-3,0.28562853892708912,0.21093654924237104,1.4273213571476718E-2]
[null,437,1.0064249371950822,1.0135658827007781,0.95958272747033646,0.98911425315360679,0.98226284758768834,0.98345972579404151,1.0297603566898705,null,3.833733396156219,0,5.7823988878194892E-3,0.42837318812528569,1.0487089888928955,2.3489086005323342E-2,6.4048089822509396E-2,5.4737098030174314E-3,1.6119216528332512,0.15715833568288987,0,5.6238841917779009E-3,0.27875846207198918,0.20077970889939178,1.5180688715703205E-2]
[null,438,1.008948321859735,1.0153446594130848,1.0076864213857268,0.98458925212934112,1.0402343593475303,0.96385243235546814,1.0004195143168735,null,3.781069383578088,0,5.1100493121099518E-3,0.43641858898816105,1.0399363517657638,2.3576603524801964E-2,6.695994341471137E-2,4.8312409205787847E-3,1.5556864312249763,0.15636691684695053,0,5.6238841917778956E-3,0.27552235092463057,0.20785824406198614,1.3398877025859813E-2]
[null,439,0.96977599924930236,1.0261318139381159,0.99591167512256795,1.0100039109463024,1.0257134313081686,0.98826388342064797,0.96889000611234699,null,3.8761145834691417,0,5.5776423186092794E-3,0.46033246175815973,1.0722548463678325,2.3556023738640668E-2,6.9469937564158396E-2,5.2778530230072297E-3,1.5652315116544162,0.16042116430004436,0,5.6238841917779078E-3,0.2927527856240022,0.21213425453525098,1.4637503030456279E-2]
[null,440,0.9749596687272496,0.9852211073601721,0.98512243815723588,0.98532575914062515,1.0484210070370632,1.0192243064949946,0.97341964362863631,null,3.9760841649600462,0,5.8927246258563808E-3,0.47273857783332196,1.1096799471587353,2.3888191881664699E-2,6.6263768597221009E-2,5.5972392363381248E-3,1.6078398867215178,0.15651768771427471,0,5.6238841917778939E-3,0.30268094602019591,0.21562347719759528,1.5523283033259989E-2]
[null,441,0.95752919199017206,0.98582038239680636,0.96924705853966342,1.00798262465818,0.99901803514090559,1.0189770294923208,1.0182833290118787,null,4.1139585855110408,0,6.2003398774156662E-3,0.47438394224585417,1.1307993332472528,2.5034854991798951E-2,6.6490082284592092E-2,5.8891744594530776E-3,1.7117117436903178,0.16014125472471605,0,5.6238841917779043E-3,0.30679994331848198,0.21695178128267084,1.6332930951535523E-2]
[null,442,1.0217353835540901,1.0040017334366547,1.0365245004910155,0.9659540217346162,1.0301481286795626,0.99070364499469354,0.98839150982566915,null,3.7831155807586594,0,4.8903436083166706E-3,0.45603621834122504,1.0352497563539838,2.3743084012550333E-2,6.7320400639072617E-2,4.633503345640712E-3,1.5347517190508164,0.15336554733439525,0,5.6238841917779017E-3,0.28287275059259365,0.21155858532726735,1.2850475177651095E-2]
[null,443,0.97466443035695716,0.96928402187993368,1.0105524303587305,1.0020740370954222,0.98642649326036946,0.98762725366619475,1.0184534433384465,null,4.0737107077893544,0,5.4300581735577278E-3,0.46950654822760313,1.1248334333542944,2.5494426838240061E-2,6.7029264555364065E-2,5.1533782839116781E-3,1.6887060487668279,0.15913941208284241,0,5.6238841917779009E-3,0.2958873784600084,0.22347470418324214,1.4292287018797005E-2]
[null,444,0.96282831721672624,0.97397602086423385,1.0256950399002933,1.0355759362982317,0.99578940330842658,0.96368537066141768,0.98476271891179845,null,4.0407645362777638,0,5.1911094706514503E-3,0.46878164584691845,1.1318923060073274,2.520028725604561E-2,6.9074100578206316E-2,4.9187875951823262E-3,1.6417987363277462,0.16443625771411668,0,5.6238841917778956E-3,0.29269844402513168,0.22788951880100344,1.3641677404958955E-2]
[null,445,0.9799595484218655,1.0145423399136559,1.0004317413874455,1.0068064250461595,1.0011674968286,1.0248080607608743,1.0026532359360334,null,3.9598391836745881,0,5.6805500152335075E-3,0.47642242572977622,1.0721972874550196,2.4423458463253639E-2,6.8431696501286221E-2,5.3892678544067932E-3,1.623453503293619,0.15990638727037021,0,5.6238841917778904E-3,0.30213372281165268,0.21259160119060574,1.4946498928057016E-2]
[null,446,0.99073595647601598,1.0323612596310583,0.98198444675029251,1.0199763549390726,0.9807090264221634,1.0015506608528797,1.0181234412391531,null,3.871462177157579,0,5.6910886503719112E-3,0.45078778775533102,1.0448351902094266,2.3912690485689187E-2,6.7428810359432392E-2,5.3875252998743716E-3,1.6083561841612384,0.16202678518828481,0,5.6238841917778956E-3,0.28919723847636386,0.20465550352200365,1.494166615853163E-2]
[null,447,0.98710105649072766,0.97217415375961513,1.0027462364277,0.99752141180184728,0.99234228893942711,1.0174720460940179,1.0016991881304689,null,4.0172534664418693,0,5.6121449621812074E-3,0.4747795786380678,1.1082920110016379,2.4751278108120094E-2,6.5856134179885159E-2,5.3337890641808397E-3,1.6458242159582865,0.15842819025538327,0,5.6238841917778974E-3,0.30065932953868679,0.21852456542297338,1.4792635045050337E-2]
[null,448,0.99405600272921335,1.0265729395571364,0.99760938985189807,0.99313881674459459,0.97793592676750574,1.0029981225415472,1.0049984926465854,null,3.8568843836400237,0,5.502512061640201E-3,0.45680520712307121,1.0454803763556217,2.3856152063538225E-2,6.7904189126346715E-2,5.2109869226794866E-3,1.5877475539254311,0.15773988085993193,0,5.6238841917779087E-3,0.29020230619732484,0.20736430115033916,1.4452057785597137E-2]
[null,449,0.96180138901900303,0.99927613744147947,0.99785339680588603,1.0231872874446928,1.010418013735106,0.96490116135829007,1.0316629271229993,null,4.047687431675878,0,5.4929765963602946E-3,0.45600631952370152,1.1085552579608193,2.5425391134442848E-2,6.8737270852593915E-2,5.1980935279928977E-3,1.6978213850541357,0.16251208929721284,0,5.6238841917778939E-3,0.28965075369467647,0.21923366355915008,1.4416299475736079E-2]
[null,450,1.0457937595368361,1.0083930637426262,1.0227165722179903,1.0141677414832557,1.011964372425606,1.0036762319769432,0.99374577504762862,null,3.7123885460234227,0,4.9796950063713697E-3,0.44591469711405868,1.008507989830336,2.3231971722010705E-2,6.5160497904850956E-2,4.7204722295615658E-3,1.5073079638808808,0.16104144026670766,0,5.6238841917778974E-3,0.27892772354947104,0.2038399272177194,1.309167312242099E-2]
[null,451,0.98966198964341756,0.97294172900359688,1.0158729983226082,1.0122760800566259,0.99803035043154753,0.99560032651494723,0.99934541900784957,null,3.9880362627239605,0,5.3275679392033315E-3,0.46810814082858371,1.1032946922606144,2.4818546266533466E-2,6.6536678336746216E-2,5.0573193372748133E-3,1.6309024083438231,0.16075147650119734,0,5.6238841917779017E-3,0.29404111975607244,0.22020368598361481,1.4025878856923185E-2]
[null,452,0.99418373836017393,1.0339319920006274,0.99605356128750289,1.0075609523557012,1.007287102342763,1.0075691738758767,0.97925132938302695,null,3.8062231012285772,0,5.5383443073243992E-3,0.45759678365299128,1.0384202673981759,2.3239106857103196E-2,6.8174969081531464E-2,5.2442700805930284E-3,1.5421466116044549,0.16003292636123584,0,5.6238841917779009E-3,0.29098725176781953,0.20575100984067105,1.4544364699544701E-2]
[null,453,1.0018744247083728,1.007661950820667,1.0125887228802202,0.9930640708624332,0.96912179611154348,1.0291157006691136,0.9874257004650947,null,3.8769358005086239,0,5.4451892698623881E-3,0.47378618949017465,1.054404500262025,2.3890712840018927E-2,6.7341790324276965E-2,5.168931633264099E-3,1.570943371486248,0.15770548699375736,0,5.6238841917779017E-3,0.29820982029251192,0.21097087986514937,1.4335422399279821E-2]
[null,454,0.97055204851247501,1.0194418891264232,1.0227295907485958,1.0200076137275584,0.9674386374677133,1.0079394142608491,0.97406925426633961,null,3.9361643968073676,0,5.378562430113875E-3,0.48148908609314139,1.0754946138760095,2.4306935103257661E-2,7.0812233858639745E-2,5.0968669250736759E-3,1.5838193842738701,0.16196874369331229,0,5.6238841917779052E-3,0.30117775100847582,0.21761790078542187,1.4135559428498338E-2]
[null,455,0.97472323323144794,0.99836432818270926,0.99348653475298931,1.0094826285535676,1.0076147459443605,0.98874425297314994,1.0363284572221556,null,4.0278442531924679,0,5.6060419691910356E-3,0.46002665398821729,1.0952336016454067,2.5218097061627826E-2,6.7499755979817069E-2,5.3126005894511413E-3,1.690833103550031,0.1603420930839532,0,5.6238841917778974E-3,0.29300160288008453,0.21562503088250101,1.4733871308789635E-2]
[null,456,0.99989375009882597,0.97703389519441686,0.99354588770674834,0.95691105207335692,1.0386074672737207,1.003551735657648,0.99615239202223393,null,3.9204114391250955,0,5.5663249408751444E-3,0.45772488674171113,1.0898233778930475,2.3971798497808349E-2,6.4705024568030581E-2,5.2850838088399788E-3,1.6073403923261427,0.15199175236141554,0,5.6238841917779017E-3,0.29152474162563036,0.21332926528920387,1.4657556762357875E-2]
[null,457,1.0271110175636073,0.96889717891975069,1.0127390480320362,0.98265233353337766,0.99754467841415617,1.0195490580754967,0.9856395985621148,null,3.8546059178490411,0,5.2952996532587551E-3,0.46162779885348609,1.0675929805289743,2.3718545769222513E-2,6.3716572437465577E-2,5.0340330187716017E-3,1.5599083811295016,0.15605180780165664,0,5.6238841917778956E-3,0.2905301971930393,0.21213571958008404,1.3961296998320249E-2]
[null,458,1.0159764524211703,0.99870454861265034,0.99823534407949521,1.0096456730396537,1.0096920067567854,1.0090426336558116,1.0251416266594249,null,3.8772112911085821,0,5.4341302590505914E-3,0.45276882308934607,1.0499791715649862,2.4209207514435595E-2,6.50663016543752E-2,5.1553193098892412E-3,1.6102119398297694,0.16036069872013953,0,5.6238841917779009E-3,0.28752592584449388,0.20744647942294533,1.4297670225473076E-2]
[null,459,1.0043845579545292,0.98871796780726506,0.98984244801747034,1.0159018841456737,0.97517065879192633,0.95892062190280103,0.97255363209802959,null,3.7989221915524118,0,5.3255339412680829E-3,0.43177066797723918,1.0730976674177994,2.3118538097731733E-2,6.4789036816929782E-2,5.0407404355150426E-3,1.5398828882167586,0.16136734282995382,0,5.6238841917779061E-3,0.2756325184885714,0.20994454179363564,1.3979899227764809E-2]
[null,460,1.0401714988769279,1.0097290800859546,0.97378278724287659,0.98312279312749973,0.98604115363528655,0.99194593421581423,1.023978204696554,null,3.7296788760598911,0,5.4817629703166068E-3,0.42398063513273798,1.0170948344102984,2.2993325464556496E-2,6.2632815718296028E-2,5.1926675194131511E-3,1.5565963284677617,0.15618483729306518,0,5.623884191777893E-3,0.27341351350667642,0.19704654624488727,1.440125108073851E-2]
[null,461,1.0050203955928407,1.000998699092853,0.97842306585451011,0.99512254294367253,1.0215122123095526,0.99442282374444513,0.99763033671810453,null,3.8381452046247055,0,5.6409729545226677E-3,0.442640440499107,1.0609657703006465,2.3384537566852579E-2,6.4670911629626418E-2,5.3466547873661776E-3,1.5777707349772745,0.15808410110623133,0,5.6238841917779061E-3,0.28460940738817442,0.20586141852090192,1.4828316611265505E-2]
[null,462,1.0094482814116998,1.0230175836826243,0.97589560340665837,1.0122160346648132,1.0403722344418698,0.95946605729931456,0.96020987421171566,null,3.6813422825673183,0,5.4276861147281525E-3,0.42135414112742786,1.0349153645974822,2.2129676014333514E-2,6.5332018608887626E-2,5.1280642812106354E-3,1.4847729191968917,0.16080348051932575,0,5.6238841917779009E-3,0.27135621721000058,0.20113212131754099,1.4222081617162236E-2]
[null,463,1.0046430069169769,1.0145563083701996,0.99696665999315182,1.0045228176585026,1.0347529055261777,1.0063286403900071,1.0026746461558427,null,3.8443216744760442,0,5.4807504684849873E-3,0.4544930869989201,1.0461623545442273,2.3741380456821694E-2,6.6534138821475575E-2,5.1945489759397303E-3,1.5783509972074783,0.15954897884333222,0,5.6238841917779E-3,0.2888491093802491,0.20689747644573842,1.4406469078566308E-2]
[null,464,0.98116772267503249,0.99354360352934679,1.0415866860170004,1.0356831437246752,1.006139085264975,0.95139318020762131,0.97623355890488817,null,3.9061082913769436,0,4.8470293766386847E-3,0.45805515385174345,1.0883379900502665,2.4573916394256632E-2,6.9857366924815256E-2,4.5845646031447218E-3,1.5765817995190285,0.1644287074297979,0,5.623884191777893E-3,0.28325748835639619,0.22293970008649058,1.2714749345865126E-2]
[null,465,1.0157255143586597,0.97787713504507257,0.9824472154905014,0.97078485442706786,0.99819734565703189,0.98716348508302731,0.99278794241298141,null,3.8326883580161359,0,5.516031948419437E-3,0.43841888674660967,1.0730079603512948,2.3319769492255418E-2,6.3074052810623268E-2,5.2324729752785386E-3,1.5715273533507559,0.1542118568514127,0,5.6238841917779052E-3,0.28118011348258914,0.20809639289296519,1.4511646818990108E-2]
[null,466,0.99432467072351793,1.0265477965069456,0.9967012561322327,1.0003897775121509,1.0182461063275272,0.98999587037082504,1.0170477678208212,null,3.8617994924371506,0,5.4400871905429648E-3,0.45007222788543089,1.045306392363949,2.4058158631586186E-2,6.7826598511726247E-2,5.1480907660341937E-3,1.6026207051895094,0.15889292912354605,0,5.6238841917778922E-3,0.28608679661148373,0.20732617364122066,1.4277622711432271E-2]
[null,467,0.98850887856797676,1.0255352313060748,0.99235821346668429,1.0165825464271325,1.008665564077363,0.96401374079362201,0.98807886912234155,null,3.8107095656536702,0,5.378103436647047E-3,0.4385752926364172,1.0528474109750752,2.3431480690463566E-2,6.7894876402473006E-2,5.081930646947141E-3,1.5596176490943352,0.16147156188652162,0,5.6238841917778956E-3,0.27953584622316624,0.20791360092084257,1.409413542229963E-2]
[null,468,0.99560257024062138,1.0050474339508511,0.9803976305565566,0.9942733659394265,0.98799727264138804,0.9889840136513709,1.0134869460293725,null,3.8850352538424628,0,5.6360261902053607E-3,0.44463601642082012,1.066713757050922,2.3890488417240886E-2,6.5611514608584429E-2,5.3392153324720894E-3,1.612922352634359,0.15794619246023264,0,5.6238841917779043E-3,0.28553625403242061,0.20764392072350904,1.4807684160327133E-2]
[null,469,0.9953961079727921,0.98527445998905339,0.98655744472062668,1.0177243177112134,1.0059824513061484,1.0260166249223597,1.0169624988476971,null,3.9829708196351548,0,5.7927227258594317E-3,0.46687061563004251,1.0867035875753546,2.4515479761250229E-2,6.4994279258350857E-2,5.5041599570863136E-3,1.6472082704452737,0.16166192396105239,0,5.623884191777893E-3,0.2986543896122279,0.21176181334106214,1.5265138627536321E-2]
[null,470,1.010588383854863,0.98595368996973576,0.98448960654015727,1.0089824065985986,1.0230803902442369,0.97288475621743475,1.038212502001715,null,3.8987782821224766,0,5.4330150969909789E-3,0.43392616262367201,1.0698604486164971,2.4364725792815133E-2,6.3926356202194293E-2,5.1474037510727804E-3,1.6402528236466509,0.16027649094583429,0,5.6238841917778974E-3,0.27794107648210908,0.20861620761039709,1.4275717356444966E-2]
[null,471,1.0397116861480014,0.99073851998534757,0.99926683378793579,1.0156406240881166,1.0088631475086745,1.0314272448507753,0.99461406569904509,null,3.786478210724987,0,5.4234525739336927E-3,0.45398330270938753,1.0337600997741383,2.3273941695790917E-2,6.3246262828367553E-2,5.1532882846018063E-3,1.5393297985481906,0.16131127791957947,0,5.6238841917779017E-3,0.28811212498367822,0.20381564494708304,1.4292037416323183E-2]
[null,472,0.9669014078105822,1.005564015676595,0.98183597330423988,1.0202224905941648,1.044363231047353,0.99220012616145858,1.0420581543520426,null,4.0506178191388393,0,5.8042021565869401E-3,0.45994296743661489,1.0977024846717349,2.5253892070208128E-2,6.7678528774149996E-2,5.4993769731223555E-3,1.7081382422409961,0.16206611659960596,0,5.6238841917779017E-3,0.29509824486264408,0.21416640988908001,1.5251873585489514E-2]
[null,473,0.98673400653286114,0.99335582501501496,1.0225163187755539,0.98328286979023449,0.97540183512855072,1.0335230678041034,0.99055034984366785,null,3.9800354095831034,0,5.450738485262268E-3,0.48894599038351538,1.084270040284963,2.463995113808528E-2,6.8243338745034174E-2,5.1790866041903126E-3,1.6139213163977357,0.15613747395022204,0,5.6238841917779043E-3,0.30588203256879454,0.21827944779030573,1.4363586013737949E-2]
[null,474,1.0035267259656568,1.0017093813423847,1.029354188816374,0.99860429205237156,0.9944063106113431,1.0196209174473225,1.015286717556122,null,3.9297857188372225,0,5.2044796104253888E-3,0.47590111918045475,1.0570155221792186,2.4815807140987699E-2,6.7969509042321768E-2,4.9394679751797142E-3,1.6152902717982829,0.15856015979003782,0,5.6238841917779E-3,0.29648196537281107,0.21469345977618259,1.3699032000390698E-2]
[null,475,1.0053204143815357,0.96035852415032286,1.0291913668967108,1.0039087549501893,0.97823196931516343,1.013520819742648,1.0347986128672759,null,4.0425987330385285,0,5.2028435647770259E-3,0.47637443394200374,1.0983312408452257,2.5723551041772263E-2,6.5643662856284063E-2,4.9467740328806705E-3,1.6797570671543662,0.15940265638900303,0,5.6238841917779061E-3,0.29680624163824076,0.22147277002180438,1.3719294489943214E-2]
[null,476,1.0025740659340199,0.95130559016224059,0.99679451774563921,0.98578780116862408,1.0219756585524691,0.99896882081213401,0.99503285470952951,null,3.9696800727704225,0,5.5135259513450149E-3,0.45829413658164408,1.1145638631810646,2.4312855219208545E-2,6.3396278410978321E-2,5.2406795557684727E-3,1.6235232824706132,0.15657354256405748,0,5.6238841917779043E-3,0.29129608759468917,0.21783458214964865,1.4534406802314284E-2]
[null,477,1.0263603964715204,1.002068744985088,0.99779007273582054,0.98633936532306266,1.0345591451449048,1.0154271691092607,1.0015672865731786,null,3.7979447041599541,0,5.4151828085946437E-3,0.45066789689001718,1.0360786406321818,2.3414488501340421E-2,6.4550157794705909E-2,5.1382091956332001E-3,1.5561767847196339,0.15665965564722853,0,5.6238841917778983E-3,0.28627113118837078,0.20452882086656493,1.4250217341093292E-2]
[null,478,1.0455961122594657,0.98884030912388832,0.99187609186762782,0.97329336012992917,1.010419852663877,1.0339559944067516,0.96396390815443267,null,3.7133473787825078,0,5.4923602232285294E-3,0.44983778992643852,1.0304953545999689,2.2325930085918877E-2,6.236100300578986E-2,5.2199285985297427E-3,1.4856180528908891,0.15459632506760795,0,5.6238841917778956E-3,0.28680073468730455,0.2014838794822843,1.4476856469225672E-2]
[null,479,1.0299844549224124,1.0096250520525465,1.0028528982438936,0.97219631193630818,1.001548428144692,1.0072333590366691,0.96914864287553626,null,3.7107114673993529,0,5.2893481303427853E-3,0.44651464531189072,1.0246234600119897,2.2598343997823841E-2,6.5009243571989075E-2,5.0146607847570395E-3,1.4922888197948245,0.15440585401488693,0,5.623884191777893E-3,0.28274153734998858,0.20327279610824495,1.3907570391524121E-2]
[null,480,1.0012177035234417,1.0251500487959415,1.0278568280004043,0.97325827723510194,1.0213441217904988,0.99173354921313406,1.0042062480673102,null,3.8352219019110882,0,5.070160356420896E-3,0.4602994728080822,1.036557778678822,2.4150927417466935E-2,6.9270739929184325E-2,4.7988468392977648E-3,1.5735205620536377,0.15453785587191293,0,5.6238841917778974E-3,0.28702381782824327,0.21119914078796548,1.3309035861118626E-2]
[null,481,0.99870279234827075,1.0367588099139537,0.96396443943146082,1.006543375261634,0.98486382514347692,1.0351842794872539,1.0008221399411443,null,3.8278013649624345,0,6.0548777545533514E-3,0.45522205649934799,1.0339469738007265,2.3102354357332565E-2,6.5969394229058051E-2,5.741143574026753E-3,1.5740504184355055,0.15992079646494703,0,5.6238841917779078E-3,0.29540059225700316,0.19895624416164781,1.5922384745609856E-2]
[null,482,0.97538926550763771,1.0125278709397036,1.0224890204886616,1.0035956843427056,1.0009168577961587,1.0215362734228404,0.99218543170260987,null,3.9746315708123423,0,5.4330175353652626E-3,0.48654394495004422,1.0771275985405895,2.4700642780040097E-2,7.0072413810748232E-2,5.1540616848581456E-3,1.6151053559469548,0.15936302795088164,0,5.6238841917779E-3,0.30438440717148763,0.21769506896958238,1.429418235074E-2]
[null,483,1.0421855862361826,1.0335930379702725,1.0004787586414203,1.0271711422234859,1.0384527000092409,1.0218882671555116,0.95810393093311297,null,3.627391372764591,0,5.3091178657478444E-3,0.44483532822864835,0.99051143760772897,2.2009532616549653E-2,6.5289221287567076E-2,5.0312514510282118E-3,1.443348497325788,0.16314074740868101,0,5.623884191777893E-3,0.28209382723356652,0.19686318063083633,1.3953582648167675E-2]
[null,484,1.0182231052385087,1.0076351676586162,0.99920099077921165,0.98994088648750245,1.0005225991821696,0.98172191659914587,0.9782806261862006,null,3.7440553021490786,0,5.2567866804855701E-3,0.43838636643776419,1.038742049651781,2.2932032621113374E-2,6.5434459337738324E-2,4.9772193352027542E-3,1.5184277113425859,0.15722956151127718,0,5.6238841917778983E-3,0.27822521571546815,0.20552985773882418,1.3803730946028676E-2]
[null,485,0.97992009549489545,0.99441088713551662,1.0290058119211576,1.0307556220681779,0.99398165534029337,1.0022238554043765,0.99876638029379494,null,3.9947018480030549,0,5.2492207237435943E-3,0.47922980920073383,1.0900674262038419,2.506827129474877E-2,6.9188767896020922E-2,4.9791702690478107E-3,1.6287433616437215,0.16366574228622488,0,5.6238841917778974E-3,0.29861901003233876,0.22095648407733443,1.3809141631006966E-2]
[null,486,1.0132525333918452,0.98632427291788627,1.0223230571613702,1.0070235978867403,0.96825950015994267,0.99805547612887835,1.0183629398510929,null,3.9057604068084228,0,5.1341590388406903E-3,0.4595933123097673,1.0630707145971463,2.4661563481818694E-2,6.6078245061634122E-2,4.8709714325662718E-3,1.6119600118461688,0.15990760432479736,0,5.6238841917779E-3,0.28755313855763498,0.21406605512784704,1.3509064916102931E-2]
[null,487,1.0152595547238199,0.99842827778067422,1.0092179648787583,1.00045977031753,0.97732709352416058,1.0261046837864036,0.98145262137165368,null,3.8338729553810356,0,5.4041223280002571E-3,0.46566296501486693,1.0499679172007623,2.3528150822414589E-2,6.5771370738914439E-2,5.1315329915448838E-3,1.547698384471804,0.15888506699737093,0,5.6238841917778939E-3,0.29370696982743871,0.20906913377587652,1.4231701676267335E-2]
[null,488,0.99112723008341808,1.0150492440658097,0.98035840879628189,1.0365007506942756,1.0152435015853953,0.98768427283813143,0.98014865116458172,null,3.831699326270626,0,5.6451179452578753E-3,0.44503489887084474,1.0614935345787464,2.3243112418611569E-2,6.6416336965265471E-2,5.3446304195440058E-3,1.5581283287414269,0.16465432404315375,0,5.6238841917778922E-3,0.28579948195483312,0.20678320976587039,1.4822702265810521E-2]
[null,489,0.98983273293403773,1.0117817682197412,1.0285393342640434,1.0219608758679883,0.97350697271195663,1.001824555714689,1.0004508078618914,null,3.919170266437896,0,5.1845842508931213E-3,0.47223821549215245,1.0615734806675772,2.4638268315640539E-2,6.9397495164618836E-2,4.9133359214730268E-3,1.5998959453492914,0.16227000578543699,0,5.6238841917778956E-3,0.29434595930202756,0.21583170266804225,1.362655783075083E-2]
[null,490,0.99746681905672485,0.99687108423684223,0.99792336849017826,0.9984111536625434,1.0238781086054007,1.0145046026398536,1.0143575785066388,null,3.9364177217614218,0,5.5702954209122611E-3,0.46386131097709032,1.0713636292026982,2.4394765900802841E-2,6.6159392157348812E-2,5.2865317762531595E-3,1.6260264086806044,0.15857680792995135,0,5.6238841917778861E-3,0.29462732667443414,0.2114063871621332,1.466157252924378E-2]
[null,491,0.99477762522601088,0.98102190601945016,1.0197462840310616,0.97591787039252387,0.98654275949680892,0.97225245346900258,0.97508286937452215,null,3.8809938122548315,0,5.1266845345492177E-3,0.45489648497160029,1.0886350064749133,2.3959481778227765E-2,6.6863093597815448E-2,4.8582818869895251E-3,1.5695497761742012,0.154972031914619,0,5.6238841917778904E-3,0.28506383723893564,0.21822474660259197,1.3473871957711509E-2]
[null,492,1.0266634424987646,0.9957559409514245,0.99234508009155742,1.0170893356451705,1.0197279590492896,1.0005420872674544,1.0153410723368617,null,3.8180901950952584,0,5.4012116550154095E-3,0.44206069733231695,1.0425202798252575,2.3685988175668419E-2,6.3885442999250058E-2,5.1225177974178662E-3,1.5783092803824728,0.16155207943350941,0,5.6238841917779009E-3,0.28175966181591283,0.20476487569831928,1.4206699098366974E-2]
[null,493,1.0182901209026021,1.0143665709477838,1.0022671678911066,1.0102038170114944,0.98386232046020217,0.97540147139245947,0.99134077494702111,null,3.7488841980262064,0,5.1833146975090024E-3,0.43591015592331306,1.031838924721054,2.3204803732960202E-2,6.596035070276339E-2,4.9041124504020936E-3,1.5313330511013126,0.16044316689022228,0,5.6238841917779009E-3,0.27612694332943888,0.20512114205916487,1.3600977621305136E-2]
[null,494,0.97360477133654966,0.98264334020078392,0.97480074451217136,1.0012309323002626,1.0231722002449855,0.96418408058944305,0.98092755154094302,null,3.9356234005018886,0,5.7066166406133101E-3,0.44265043652113717,1.1150088208252475,2.3751156828985948E-2,6.5574435192716246E-2,5.4048795733058633E-3,1.6089798383804574,0.15906003983536834,0,5.6238841917779E-3,0.285269010641793,0.21501771896211419,1.4989796189594921E-2]
[null,495,0.95849664192317974,0.99934536009144925,0.99553566343046462,1.0114039139826883,1.0193583959551855,1.0291146178816282,0.99912545749837878,null,4.0751825531648755,0,5.9073049227701064E-3,0.48874971185366178,1.1125330253897172,2.4960592811907909E-2,6.8827780752239776E-2,5.6099472943022975E-3,1.6687537421788887,0.16064410829225406,0,5.6238841917779087E-3,0.31089792610708022,0.21893061188223459,1.5558527333575085E-2]
[null,496,0.99178119656533814,0.99503973537464263,0.96965178774795668,0.99201226310753177,0.98019692828556815,1.0013813209812485,0.9969952726663992,null,3.9007809336514536,0,5.868646831112526E-3,0.44891743756671876,1.0820813392405628,2.3583887221810516E-2,6.4686592956100381E-2,5.5662942391953539E-3,1.6048876614003367,0.15760337665788665,0,5.6238841917778974E-3,0.2902551530634816,0.2080064932121844,1.5437460732510002E-2]
[null,497,1.0188582784727493,1.0065808752646037,0.98883310595486407,1.0058301801074232,1.0069825904562755,0.99609315693716927,1.0313075498560942,null,3.8395562893398894,0,5.4484923633005512E-3,0.44093081483319735,1.0400831041406133,2.3955572128345169E-2,6.4705194627072193E-2,5.1631934952340299E-3,1.6046230165961397,0.15976908741564835,0,5.6238841917779E-3,0.2816582937971352,0.20417311212796893,1.4319508350055982E-2]
[null,498,0.98018983700890683,0.99635163424701512,1.0462992999165506,0.99740617486836147,1.0046835241524905,1.0067192897916788,1.0188357961473284,null,4.0332632843671297,0,5.0807497291583898E-3,0.4883690308737107,1.086035379828352,2.5760015930032673E-2,7.0384025908907674E-2,4.8200519728006357E-3,1.6607942627537182,0.15834473882440298,0,5.6238841917778965E-3,0.30114784346522372,0.22369695454883962,1.3367845798522418E-2]
[null,499,0.97289799013733014,1.0178151151126988,0.9766885657070008,1.0238401423232433,0.99586982972419003,1.0042109913511919,0.9977519181317317,null,3.9370895944264612,0,5.8894817079435382E-3,0.45960301077225668,1.078936294230713,2.3956673100176785E-2,6.7568394106037002E-2,5.5803502193323183E-3,1.6181682469758161,0.16264887261334687,0,5.6238841917779E-3,0.29584033776636876,0.20957656882254308,1.547644333603344E-2]
[null,500,0.9855102548867567,0.99478581067960137,1.030030129998724,0.99102722248152864,0.97174383990108582,0.95547187806896949,0.97600566149427759,null,3.8769497597740914,0,4.9649209763314604E-3,0.45344082806553709,1.0833950104266243,2.4168063428348797E-2,6.8881610673211316E-2,4.6969026355784703E-3,1.5691968862378647,0.15735605714851442,0,5.6238841917778983E-3,0.28237328105094434,0.21975585125934463,1.3026305632676533E-2]
[null,501,1.0376974251552495,0.99883965945198738,1.0035658360519728,1.0269224884402615,1.0065420560603224,1.0152620270031705,0.9781772514686925,null,3.7381897889296001,0,5.2935075973160536E-3,0.44825603318852664,1.0273811402940718,2.2915346885712513E-2,6.403051307511802E-2,5.023540769967326E-3,1.5058900643727144,0.16309644795349662,0,5.6238841917778965E-3,0.28371870069167326,0.20361542712041972,1.3932197983436848E-2]
[null,502,1.0124524840069653,0.99511037903536936,1.0090669802573469,1.0095133930971214,1.0096601987701714,0.98628568304522668,0.95884434984361833,null,3.7737039416734905,0,5.2133847508787946E-3,0.44814083897045676,1.0562317224746098,2.3004219529236158E-2,6.5773434222602678E-2,4.9406619196479514E-3,1.5083198665538258,0.1603231217098737,0,5.6238841917778974E-3,0.28268162386114598,0.21017560972660251,1.3702343264591466E-2]
[null,503,0.99655267955458948,0.97878932616715819,1.0067438263064021,1.0227506523275152,0.98673386017134612,1.0222270304645344,1.0118286775699463,null,3.9941577292848089,0,5.5318546904332237E-3,0.47354718001438834,1.0903277002679304,2.4827821552239338E-2,6.5823372625343574E-2,5.2569934622804385E-3,1.6420444180451688,0.16242895348634742,0,5.623884191777893E-3,0.29913694850688755,0.21609266032447946,1.4579651498399328E-2]
[null,504,1.029256458567666,0.97413312802167928,0.99815265437068779,0.95381335451663229,0.96177013950215762,0.973202767409167,1.0088559099683669,null,3.8099988435687515,0,5.1961995378546353E-3,0.4325428046578173,1.061299109995536,2.3614958920336469E-2,6.2985969310153364E-2,4.9262350746346059E-3,1.5755866792199951,0.1514930445711081,0,5.6238841917778956E-3,0.27469575663831641,0.20876426841586856,1.3662332111063281E-2]
[null,505,0.98938203010261372,0.98554128599506785,1.0024715152170476,1.001435638858956,1.0026038281771317,0.99197650768517098,1.0253032071978256,null,3.9892095490627963,0,5.4494453913497398E-3,0.45969883927476068,1.091485380206674,2.4959290214128117E-2,6.6390812535046612E-2,5.1685953729106509E-3,1.6607851560868827,0.15905027205391803,0,5.6238841917779009E-3,0.29115892883977373,0.21600334585743078,1.4334489820839087E-2]
[null,506,1.0114291732116116,1.0141680614538906,1.0223393448141997,1.044987874722616,1.0221691978181102,0.98954609429595597,0.9724929000383401,null,3.7764086748129033,0,5.0755714975971632E-3,0.45349733948268178,1.0371639977048996,2.3422886728265938E-2,6.7651532575400186E-2,4.8061308423419458E-3,1.5166351729308607,0.16593601402438993,0,5.6238841917779009E-3,0.2837362526609285,0.20968179798426956,1.3329237184681117E-2]
[null,507,1.0240678398428134,0.97716835400145907,1.0150990152190713,0.99093823810573067,0.9742519216315001,1.0177253065030896,0.99387505909335305,null,3.8613039171774735,0,5.2676970111370037E-3,0.46221983311037385,1.0619109344755358,2.3915105454850615E-2,6.4472567472881617E-2,5.0052165413210468E-3,1.5698511453961088,0.15736413967781401,0,5.6238841917778956E-3,0.29048057277746253,0.21184683719452946,1.3881377895955917E-2]
[null,508,1.0000496924938655,0.96587019067955837,0.98366277169109606,1.004358626553735,1.0033250148274593,1.0081038561995797,0.98128434577004153,null,3.9272579784103541,0,5.7187712238267628E-3,0.45697944419058145,1.1026041810490432,2.3719012093165012E-2,6.3521530214997193E-2,5.4342541627848771E-3,1.5942190765046484,0.1595432752373015,0,5.6238841917779043E-3,0.29285965196582608,0.21340117687419127,1.5071263149861366E-2]
[null,509,1.025830103550418,1.0295447979175163,1.0089910149929033,0.95549256110716718,1.0076439297750677,1.0029426269101405,0.98278666738362774,null,3.702676660909789,0,5.2033863361403724E-3,0.44679498560476716,1.009295971245773,2.2802728468817524E-2,6.6656519779344323E-2,4.9269381515904195E-3,1.502326512218733,0.15174406000407273,0,5.6238841917779009E-3,0.28184590161775669,0.20219826395119664,1.3664282012098128E-2]
[null,510,0.95826455318929604,0.99914848988716687,1.009953501299433,1.0292227781545431,0.98269133347498394,1.0273618245134355,0.96403421579383664,null,4.027230208470745,0,5.7230119053486971E-3,0.49423613189780013,1.111581400156928,2.4465615880216521E-2,6.9770370267892776E-2,5.4344934913271702E-3,1.6103861106048813,0.16345183555002485,0,5.6238841917778956E-3,0.31158734164111773,0.22134410979477345,1.5071926899353409E-2]
[null,511,1.0037864916175792,1.0057512838071336,1.01637767545609,1.0405467072832784,0.98515686684203729,1.0180825265990676,0.9962904875051708,null,3.8863722848218765,0,5.3355800596937191E-3,0.46928636258508938,1.0539379731350138,2.4195010226041296E-2,6.7351213562202888E-2,5.0624415684191303E-3,1.5806110837590237,0.16524011810553998,0,5.6238841917778939E-3,0.29468981798008209,0.21166987500735718,1.404008476102298E-2]
[null,512,1.0168298171136791,0.9964916657487557,1.0111162794176236,1.0250298509699005,1.0322300087717868,0.97667748700648405,0.98883826202675662,null,3.7965516903309617,0,5.1170872778611171E-3,0.44228158983524263,1.0501054116940942,2.3577926427225799E-2,6.5686689103236218E-2,4.8464127369881827E-3,1.545018820761354,0.16278415304269014,0,5.6238841917779043E-3,0.27863302388999256,0.20966991165650345,1.344095426971295E-2]
[null,513,1.0160788078384675,0.96440015091508602,1.0233580186542874,1.0142365883683406,0.9926555284930727,0.99595412484757162,1.0311339585609991,null,3.9650483351397887,0,5.1174242824831833E-3,0.45998026952356902,1.0829375993523496,2.5184710942952531E-2,6.4811259226177684E-2,4.8600917953495124E-3,1.6471509025858757,0.16105139615640982,0,5.623884191777893E-3,0.28761318988723472,0.21747356423544298,1.3478891525135737E-2]
[null,514,1.0180053990730225,0.98093915644457053,0.98205501208305779,0.97018037658803391,1.0099236447862243,1.0073312511978836,0.98227295976624196,null,3.8217250499516084,0,5.6177573630686942E-3,0.44639558950252667,1.0674606254777566,2.307903767325761E-2,6.3062982524377323E-2,5.3339098136814186E-3,1.5542588792409551,0.15411641633528067,0,5.6238841917779043E-3,0.28636674231681936,0.20685177030868787,1.4792969929552219E-2]
[null,515,1.001748215865272,0.98977398104226733,0.9965354193628565,1.0093501707651578,0.96758374258971369,1.0274127168175726,1.0010005818675882,null,3.9290376736429469,0,5.640220655940058E-3,0.46822894826764577,1.074192234236788,2.4142426032260904E-2,6.5425082286373712E-2,5.3584209331776515E-3,1.6076068392175733,0.16031637199795257,0,5.6238841917779043E-3,0.29765882406150784,0.21126391444453579,1.4860948629289021E-2]
[null,516,1.0195586512430088,0.9776026759208386,0.97372605951807112,1.0092534252525935,1.0069212027118577,1.0197272715613608,1.0240701281846356,null,3.9052456135813531,0,5.7813117790109989E-3,0.44848257443873152,1.0700783116276109,2.3954563684080412E-2,6.2304303846844517E-2,5.4936830003191094E-3,1.6243602237247736,0.16033619566153207,0,5.6238841917778965E-3,0.28922454881021603,0.20593255435116145,1.5236082023314602E-2]
[null,517,1.0083442143726058,1.0191300967560704,0.97465704596772473,1.0075699008369472,0.97863967724153689,0.97530939628066493,1.0217790422574988,null,3.805658508650974,0,5.5411943384226798E-3,0.42907431246546512,1.0399165532450987,2.3501165945129188E-2,6.5132728755902383E-2,5.2413586880189428E-3,1.5894966447127181,0.16006729925145383,0,5.6238841917779009E-3,0.27654496979777415,0.20206449564052323,1.4536290295532267E-2]
[null,518,1.0102710867928719,0.97752519679651273,1.0054077586572343,0.98938415230329646,0.98679026040119222,0.99548553206616619,0.97075546374255917,null,3.8432373714005981,0,5.3300873956070522E-3,0.45385532094632575,1.0769746030214036,2.3439126042090475E-2,6.4783124881429857E-2,5.0584705613462002E-3,1.5477905348159418,0.15713182684460458,0,5.6238841917779017E-3,0.2869349486665021,0.21294654718364006,1.4029071641140593E-2]
[null,519,1.0246515768704223,0.98157885883169715,0.96552750288996969,0.9776090107990818,1.0090079621046601,1.0051172031059692,1.0144559245326521,null,3.8370646145887255,0,5.7641068606674806E-3,0.43591484946387415,1.0614125580185438,2.3326039711171805E-2,6.1705829630859396E-2,5.4720425391586846E-3,1.5933815763089862,0.15532131208102934,0,5.6238841917779087E-3,0.28258968726535572,0.20290487748264624,1.517606475598348E-2]
[null,520,1.0102416665584582,1.0210888269460554,1.0012570806366601,1.0069755517998396,1.0163832612380785,1.0154033719349584,0.99798508105956985,null,3.8156115286199541,0,5.4443975513497941E-3,0.45735867311428841,1.0336441174062363,2.3563930087702245E-2,6.6765994167062886E-2,5.1609169321379872E-3,1.5594091180817293,0.15993198798092814,0,5.6238841917779E-3,0.28989529076730014,0.20538881887139254,1.4313194570746087E-2]
[null,521,0.99477879023868043,1.018959038879464,1.0134665514081111,1.0168043351273193,1.0255146048978467,1.0076005067288587,0.9823633740546176,null,3.8522311340977455,0,5.3494769922902783E-3,0.46587264980948523,1.0506495388587849,2.3787956575315867E-2,6.847046325691919E-2,5.0693363060186191E-3,1.5585998741852112,0.16147426000243903,0,5.6238841917779095E-3,0.29307040434747378,0.21090303705383162,1.4059206502774172E-2]
[null,522,1.0246266178015762,0.97292056458389542,1.0213314779685969,1.021194016475125,0.97849672517141084,0.99505763487807275,1.0413235276444721,null,3.9293089996921853,0,5.084248780463466E-3,0.45402883136573746,1.0651431375587324,2.5082394753753349E-2,6.4591651942360551E-2,4.8262075666207528E-3,1.6413502652233785,0.1621592785029575,0,5.6238841917778939E-3,0.28424402098357271,0.21395865877160219,1.3384917612156386E-2]
[null,523,0.97624241573477821,1.0038675155959758,1.0098175013921888,1.0189123548656769,0.99880605289162527,1.0008676617034249,0.96841016567966876,null,3.9221898311938128,0,5.4699805007900389E-3,0.4714144784650186,1.0862466378472537,2.397391289996097E-2,6.8728966719601964E-2,5.1856512298182663E-3,1.5764355495930513,0.1618146368660163,0,5.623884191777893E-3,0.29722455947465337,0.21662974217859204,1.4381792228860673E-2]
[null,524,0.9741268057386312,1.0327171871381104,0.96325024716720087,0.97698114615273512,0.98689741357211236,1.0118172893976956,0.97268922671992397,null,3.8519148901940441,0,6.0805100271352774E-3,0.4556934659047609,1.0640383677085588,2.290912216840249E-2,6.7381805682441356E-2,5.7593610607206414E-3,1.5651445735211511,0.15522499222226149,0,5.6238841917779017E-3,0.29584148477806005,0.20440543418616985,1.5972908796872114E-2]
[null,525,1.0222839869826477,1.0115972822329109,1.0144486777329829,1.0441543840065817,0.98113699475607263,0.9850627263938696,0.97955692484825418,null,3.7449690037131367,0,5.0847792280070562E-3,0.44372714144070441,1.0293601960444021,2.3225184368082318E-2,6.631306663919885E-2,4.8142725577488754E-3,1.5122155521938543,0.16581605596518273,0,5.6238841917778904E-3,0.27897046863331454,0.20663614363453417,1.3351817272346033E-2]
[null,526,1.004654812196387,1.0104046814511192,0.99820262243663282,1.0137646604406587,0.95925016793646889,1.0057853521150752,0.99981152656485162,null,3.8501161348929687,0,5.467300116372217E-3,0.45513396499670722,1.0501203771887209,2.3767511148022304E-2,6.6398005206734806E-2,5.1827545001252523E-3,1.5771940629279846,0.16101496248057848,0,5.6238841917778956E-3,0.28903377276129755,0.20774038111677404,1.4373758490619941E-2]
[null,527,1.0051860233643402,0.99381005348853224,0.97738268426745267,0.97679057542326142,1.0310389020048267,1.0044277285634915,0.99558248182786369,null,3.8568406048705328,0,5.7161235454654524E-3,0.44755845580319881,1.0681856826002798,2.3400559894906199E-2,6.423418304642789E-2,5.422866285445636E-3,1.5832528455695483,0.15517346319258252,0,5.6238841917779017E-3,0.28796094127569888,0.20670416634128527,1.5039680214842715E-2]
[null,528,0.99735478516881948,0.97344542368878184,0.99116597239432236,0.97439056171993377,1.0019266171971974,0.99196308181154913,1.0066976023053762,null,3.9443118020938037,0,5.5470911148915109E-3,0.45272271678379133,1.0966627749980191,2.4252483256635159E-2,6.4538825831543703E-2,5.2645363064338048E-3,1.6284174088730359,0.15477165726576361,0,5.6238841917779E-3,0.28876836407458967,0.21423567093984774,1.4600570687257347E-2]
[null,529,0.99914208696061435,1.0400725703845255,1.0040964761069482,0.97714992725697047,0.99845671837048555,1.0061680212146813,1.0075415075723799,null,3.8193399294667825,0,5.4057743269340756E-3,0.45729293621193584,1.0267391052548311,2.3741427324535769E-2,6.8667188022495759E-2,5.1167243193957733E-3,1.5734789244007783,0.15519075428173632,0,5.6238841917778974E-3,0.28934328399112408,0.20536084422490378,1.419063157020058E-2]
[null,530,0.96156153540937772,1.0085285595483346,0.96360727775618771,0.99163454454817601,1.0271969274566537,1.0121752094223913,1.0096760202536366,null,4.0172120221109981,0,6.1820017041949978E-3,0.46437692882197384,1.1024660432674722,2.4302173484358321E-2,6.703491891281782E-2,5.8628532238449048E-3,1.6672662314087499,0.15755261078521002,0,5.6238841917778983E-3,0.30141010522168277,0.21123834238910566,1.6259932108198948E-2]
[null,531,1.0261395740035475,0.9889997938373456,1.0022497010167972,0.99599940114519137,0.98638133009985141,1.0097228894292258,0.99739688277971184,null,3.8182131593559183,0,5.3475654636687565E-3,0.451157058210373,1.0489060746120411,2.3560274271697976E-2,6.4174416764445935E-2,5.0759084526069429E-3,1.5596129753445789,0.15818721142667966,0,5.6238841917778956E-3,0.28578818057495647,0.20739730739403395,1.4077433576393659E-2]
[null,532,1.000433375757984,0.97115222083800723,1.0264248341903459,0.98767701786155393,1.00338670500649,0.97340238425497916,1.0231170855856646,null,3.9680340582349993,0,5.041085778280322E-3,0.45654356493923232,1.0922883921161657,2.5181245017079485E-2,6.6372079088963407E-2,4.7799947241345042E-3,1.6470738499144488,0.15682943984184064,0,5.6238841917778983E-3,0.28493035373807618,0.22019558869893138,1.325675174262767E-2]
[null,533,0.99108111290360335,1.0363261749919404,1.0312800106720168,1.0239080546537362,0.99800743025877192,0.98603768359795008,1.03155033640649,null,3.8974455613272281,0,5.0468604340756368E-3,0.46244702072996141,1.0361099388121964,2.4996144530823976E-2,7.079685394481923E-2,4.7724312077015588E-3,1.6217053747467141,0.16257498716774202,0,5.6238841917779009E-3,0.2877630279772404,0.21246698323068633,1.3235775221639778E-2]
[null,534,0.97628040030716745,1.0199579087001469,1.0156949320457391,0.99061850717752475,0.9880602145113998,1.0043567885392226,1.001226652266167,null,3.9444765994650175,0,5.4070026007682756E-3,0.47390600374926856,1.0693469446719919,2.4573922152843253E-2,6.9966142676140042E-2,5.1226711763865942E-3,1.6168591190266242,0.15731247607608331,0,5.6238841917778939E-3,0.29771561597318497,0.21524969789463372,1.4207124476851331E-2]
[null,535,0.99302036088712109,0.97841729997629134,0.99488032726330466,1.0263895150143665,0.99919895960412863,0.97693558479842402,1.020053947150791,null,3.965668760864336,0,5.4396565394581303E-3,0.44840703641130097,1.0957601577875902,2.4702484732507083E-2,6.5306877596446516E-2,5.1569480093456594E-3,1.6482885489209451,0.16302533641761538,0,5.6238841917778922E-3,0.28535228440626653,0.21518267169863078,1.4302187231370193E-2]
[null,536,0.95582008658468398,0.9989849490415259,1.0141426794994439,0.96240940113907669,0.99068894964702725,0.99165922680924945,1.0153628488358994,null,4.0760747021092305,0,5.4898490492214938E-3,0.47913458680660465,1.1141790159152571,2.5492322191010157E-2,7.0213529681827591E-2,5.2031654506737805E-3,1.6899597764089249,0.15283505682198556,0,5.6238841917779009E-3,0.30128778813313606,0.2232050597020073,1.443036585524457E-2]
[null,537,1.0380525444750426,0.98940274054607646,0.98486997012412303,0.97436941778334574,0.98740647802583459,1.017723982816247,1.0370289103285484,null,3.832339340685202,0,5.5253876156103124E-3,0.44280693467098686,1.0380648760641222,2.3817347332214744E-2,6.2427268760850176E-2,5.2467962946897593E-3,1.6046670747554783,0.15477766351222741,0,5.6238841917778983E-3,0.28356159142297965,0.20231992043901378,1.4551370856467842E-2]
[null,538,1.0179504704795879,0.99597591636746707,0.97094407516983527,0.97706905212564477,1.0155336811556834,0.99782235080338078,1.0224615487158486,null,3.8380052226716237,0,5.6812000252345262E-3,0.43615286205591075,1.0532019838089866,2.3533675359123415E-2,6.3147799152382861E-2,5.3871986290939368E-3,1.6017546157386107,0.15522736898576225,0,5.6238841917779078E-3,0.28177038285940825,0.20294589174015518,1.4940760175640909E-2]
[null,539,0.9963083881616196,0.97848420855294438,0.99465791993738528,1.0144837403157798,0.9731815816410192,1.0432153371604933,0.97216035777765697,null,3.9439353266536625,0,5.7921708138291613E-3,0.47880982236024944,1.0920944001071482,2.3798505532955698E-2,6.5081191547996728E-2,5.51024882524779E-3,1.5839810065295701,0.16113464042021186,0,5.6238841917779061E-3,0.3047419816661846,0.2136697909007215,1.5282025385423881E-2]
[null,540,1.0098297176152986,1.0041155703791638,1.0417991961714044,1.0171373296098245,1.0008622326255632,1.0243535244694961,0.96055811522068546,null,3.8289291128794054,0,5.0593233567555965E-3,0.48011345898647151,1.0468385478074089,2.3713592097753221E-2,6.8450615825623284E-2,4.8023093811537061E-3,1.5181205937301272,0.16148398715625498,0,5.6238841917779009E-3,0.29686012048382965,0.21466268776308056,1.3318638812676482E-2]
[null,541,1.0429099780546189,1.0130811310558205,0.98373256891361738,0.97109673114047512,1.0315310529713122,1.0097802090292165,1.032141629322856,null,3.7483262709813907,0,5.4480287858851249E-3,0.43441914491426115,1.0103513921569145,2.328421871711079E-2,6.3225213099803293E-2,5.1648990443171269E-3,1.5671600875311535,0.15425948941779732,0,5.6238841917779043E-3,0.27838943653003229,0.19757229567477219,1.4324238489331105E-2]
[null,542,0.98559563676635253,1.0016363502335368,0.97506619580107745,0.99679991066570106,0.97576895248656592,1.0115107365181646,0.99842300918140059,null,3.9271317105764951,0,5.8915672854722226E-3,0.45810747158810622,1.0815388464827371,2.3819543588202284E-2,6.5767806684876987E-2,5.589184758658554E-3,1.6144310884019859,0.15835570140512575,0,5.6238841917779061E-3,0.29518074693117552,0.20910805894017079,1.550094488914542E-2]
[null,543,0.98119698569590985,0.95684464462974217,0.99619329346218299,0.97955626810523788,0.99038929613063953,1.0000728778057413,0.98205919951961607,null,4.0171133666218175,0,5.6414047662260661E-3,0.4679766143270197,1.1326257380089755,2.4408899424290403E-2,6.5034690128573241E-2,5.3609952590733777E-3,1.6323719587391969,0.15558467807348492,0,5.6238841917779017E-3,0.29756188632861863,0.22133733868841798,1.4868088218613665E-2]
[null,544,0.96534731653639883,1.0045810500462631,0.99155367042943476,1.0272975130419804,1.0113573228978716,0.98508837046048447,1.015979867727139,null,4.0147584311652507,0,5.6565472254833131E-3,0.46125921165594413,1.0995501576958988,2.489637491273201E-2,6.8361446499809367E-2,5.3576091755320526E-3,1.6669724654105535,0.16317476109793599,0,5.6238841917778983E-3,0.29414196748839933,0.21621840294697545,1.4858697315175945E-2]
[null,545,0.98314204323674326,0.99785810790257978,0.98997102683262017,1.0149532042701477,1.0184508679156159,1.0008747480255997,0.95602319143276171,null,3.8754839824432548,0,5.6683105465108394E-3,0.46060827965355389,1.0867168899677926,2.3258089165015459E-2,6.6673795610314515E-2,5.375346706683359E-3,1.5501708787646395,0.16121645409402621,0,5.6238841917779043E-3,0.29401810199563466,0.21258268257398838,1.4907890266333976E-2]
[null,546,1.0068597621418216,0.99021724094243568,0.99960327624999423,0.97248283330248653,1.0113113551484756,1.00629378813694,1.0368097289544016,null,3.9402204970757397,0,5.4605698028247661E-3,0.45696177889508027,1.0679923565909628,2.4698253395307065E-2,6.5303693201454474E-2,5.1819018404807432E-3,1.6501481865193324,0.15445615346249117,0,5.6238841917779095E-3,0.28994166501227286,0.21100180002976243,1.4371393739635772E-2]
[null,547,1.0356387728760768,0.95199600000141271,1.0006504506430489,1.0274012749123775,1.0286236894445571,1.0103946817917917,0.95922119012145901,null,3.8099789188847129,0,5.3543887906545391E-3,0.45045730332352923,1.0778632663510661,2.302642751661332E-2,6.1629827787712609E-2,5.0922332288316054E-3,1.5175792279034535,0.16317703064020048,0,5.6238841917779E-3,0.28562853613284128,0.21113286218099389,1.4122708418345181E-2]
[null,548,0.98975792809132601,1.0195795101792968,0.99794036968016198,1.0024336089041712,1.0107900863595378,0.97363056767843703,1.0259067294210236,null,3.8910442043145155,0,5.3669965062843501E-3,0.44540785909460406,1.0568316140237457,2.4393841743091522E-2,6.7857515277291794E-2,5.0759644868783368E-3,1.6252970959957485,0.15921566523680974,0,5.6238841917779017E-3,0.28290338972406931,0.20972678206594231,1.4077588980838187E-2]
[null,549,0.97086496768373964,0.98208553276015553,1.0095312273220116,0.99873928073920493,1.0014168397343528,1.03229055658749,1.0182091371419495,null,4.1077051876251485,0,5.6973986608750199E-3,0.49195151025695533,1.115322774555614,2.5568816144886375E-2,6.7919029568058717E-2,5.4161758499233752E-3,1.6960444209747165,0.15861135980756197,0,5.6238841917779E-3,0.31022788704631377,0.22169560280939957,1.502112508081279E-2]
[null,550,1.0233945130866902,0.99193088117846373,1.008972399138617,1.0288990549767405,1.0008163769836189,1.0020597389177266,1.0127124904568485,null,3.8473127388395731,0,5.2440002250975087E-3,0.4511114270858656,1.048133116758569,2.407357620838986E-2,6.4902234161212491E-2,4.974812475509351E-3,1.5831916580491372,0.1634019498932367,0,5.6238841917779078E-3,0.28457205901770871,0.20877496541879009,1.3797055804469695E-2]
[null,551,1.0174449320151016,0.99956803898693714,0.99625876604393326,1.0217640372475751,1.0034237614400501,1.0274641551698449,1.0015155831697551,null,3.8526079641768072,0,5.547498762344328E-3,0.45992625712909085,1.0477862730728917,2.3723089955143561E-2,6.4895479610456386E-2,5.2677451360134747E-3,1.5751905459040076,0.16228851199012342,0,5.6238841917779087E-3,0.29243114434726752,0.2064130616046411,1.4609469997733E-2]
[null,552,0.98950326136580791,1.0188050018713697,0.98160358482309007,1.0315114396749292,1.0003633994934789,0.99998810672029192,1.0172507580842081,null,3.90313539952834,0,5.7063998820968019E-3,0.45176457022954175,1.0593941011195025,2.4088407971731444E-2,6.6796168562316391E-2,5.4053361678252877E-3,1.6200900723684057,0.16385977494938689,0,5.6238841917778965E-3,0.28989347253916359,0.20693494881012878,1.4991062500655995E-2]
[null,553,1.0056090567662153,1.0191481514696592,0.99380281121538316,1.0046716021996209,0.99568660234997175,1.0087510987359651,1.031929460342512,null,3.8786130971552204,0,5.5210242790222179E-3,0.45349005221269467,1.0409731887916256,2.424508148434985E-2,6.6506397160258204E-2,5.2321790359898968E-3,1.6195326533993757,0.15957744557211762,0,5.6238841917779017E-3,0.28878121620491182,0.20566119176810649,1.4510831613032397E-2]
[null,554,1.0097062072186904,0.98746340956317569,1.0166377431648839,1.0017386373958208,0.9775723205297423,0.99148764331117267,0.96451952918439698,null,3.8179305607642169,0,5.1788846757365985E-3,0.45563290035121595,1.0661800726644637,2.3405351679894215E-2,6.6020754548198904E-2,4.9113529061823825E-3,1.5292873479048543,0.15907695583068149,0,5.6238841917778956E-3,0.28607037891242632,0.21327938827859189,1.3621058171666029E-2]
[null,555,1.0259835750061583,1.0072438308627334,0.97968140505641166,1.0346833297012423,1.0350977392587222,0.98679248639919126,0.96857784844815498,null,3.7036377624691537,0,5.4631942991215706E-3,0.42997839243583286,1.0330451893031194,2.2357818408701668E-2,6.3733782711102055E-2,5.1742490929000363E-3,1.4934385808476278,0.16436668928039663,0,5.6238841917778974E-3,0.2762482845373348,0.20078391621290187,1.4350169746581092E-2]
[null,556,1.0008945150013824,1.0416020646368709,1.0333184515806324,1.0203533363258805,0.97633423958318122,0.96444598246556745,1.0108341210723226,null,3.7943822370354652,0,4.8628768828710492E-3,0.44759176899899644,1.0208280905115075,2.420603301953855E-2,7.051322852838629E-2,4.5912299660373678E-3,1.5631393777855731,0.16200746545295683,0,5.6238841917779017E-3,0.27817468429014652,0.20983611622949949,1.2733234943913211E-2]
[null,557,0.96456238497732993,0.98302427695235928,1.0360048379873699,1.0188185140688359,0.9798270069629339,0.99806354130844477,0.97082357789996454,null,4.0320682771029519,0,5.2430393435946195E-3,0.48890385754997562,1.1189099931463,2.5010063186685423E-2,7.0112361957427538E-2,4.9751258463050698E-3,1.6174081600421737,0.16175968845529926,0,5.6238841917779017E-3,0.30335549446462473,0.22745476270455436,1.3797924901421047E-2]
[null,558,1.0385831272721286,0.99920314021754952,1.0144260717597642,1.0063675923233055,0.99019855933676038,0.97442143883072529,1.0076374236497185,null,3.7407494593138941,0,4.9614075370629906E-3,0.4329519315054331,1.0251528356651833,2.3505332128626943E-2,6.4646386557188365E-2,4.6976815625467041E-3,1.5385522033912116,0.1598153906822152,0,5.6238841917778983E-3,0.27219989893606578,0.20553685633593075,1.3028465894777108E-2]
[null,559,0.99728532871979847,0.98295195160747428,1.0311526335088719,1.0122908412684626,0.97801023042723045,0.98643867180351319,1.0155256437832976,null,3.961950154283814,0,5.0635539565728575E-3,0.46511490909096087,1.08274998114931,2.5126081022138584E-2,6.7505735744621959E-2,4.8017810494082993E-3,1.633019913362026,0.16073061163708088,0,5.6238841917778974E-3,0.28944555426655044,0.21957808317963443,1.3317173546877914E-2]
[null,560,0.99411422866276489,0.98950035348886745,0.97859427645903152,0.97075215335300891,1.0325131678127255,1.0061076601843033,1.0389985886280177,null,3.9803488960302378,0,5.7790364884276078E-3,0.45426487743384975,1.0844422950551706,2.464363577399814E-2,6.4804410243978539E-2,5.4842643252525176E-3,1.6751688768209598,0.15421239225716663,0,5.6238841917778974E-3,0.29205210005752402,0.21022123592038303,1.520996043860409E-2]
[null,561,0.99722204408149406,0.97022556384948133,0.99028344526663836,1.0262101024328691,0.96940992816225824,0.99020555840271551,1.0281976115731506,null,3.9936151284045693,0,5.5513674255526658E-3,0.45191471367303804,1.100359876387123,2.4855898136244951E-2,6.4327215492775647E-2,5.268982687476745E-3,1.6659082488899319,0.1630040251491443,0,5.6238841917778974E-3,0.28841232174124687,0.2148784272805708,1.4612902200792656E-2]
[null,562,0.98251192840217194,1.0042718530143258,1.0164271259634696,1.0093586504017846,0.99837809087658091,0.9753272778829476,0.98939136773804892,null,3.9062455493439021,0,5.2229361735743711E-3,0.45839586881168193,1.0782623579964508,2.4295660749208418E-2,6.873378366762195E-2,4.9442325675342295E-3,1.5927853813137125,0.1602873405220365,0,5.6238841917779017E-3,0.28784235425966859,0.21658537540230213,1.3712246035477322E-2]
[null,563,1.0099641229987328,0.98296789969107834,1.0406993904673632,1.0227308025038704,1.0203325048476259,1.0092345897822663,1.0085494938799984,null,3.9355517955180166,0,5.0135214465504545E-3,0.47435031153410145,1.0682113213580264,2.4971041128834952E-2,6.724673622114935E-2,4.7601855212630042E-3,1.607994426942146,0.16237369792057293,0,5.6238841917778904E-3,0.29349131546112439,0.218340583431339,1.3201813254231249E-2]
[null,564,1.036920540210678,0.97690620941687067,0.98435730192973092,1.0195217095035816,0.97991886875928524,0.98247497013205654,1.0421243564045393,null,3.8417822161472781,0,5.3570664706952265E-3,0.42812784204250481,1.0518926298715783,2.4050600825698626E-2,6.1848830730253865E-2,5.0806259475390603E-3,1.6154711599925995,0.16195086167070835,0,5.623884191777893E-3,0.27424992742073678,0.20475240293224384,1.4090516992332687E-2]
[null,565,1.0245308843710135,1.0202656736246045,1.0167454965884368,0.96747947775103837,1.0018726083643856,0.99169452779849743,1.0189527468463009,null,3.7770539959916465,0,5.0759153063772156E-3,0.44595655273722995,1.0185976384616573,2.3814482476947271E-2,6.675194514505918E-2,4.8055089749018008E-3,1.5642018223631535,0.1536364149099434,0,5.6238841917778956E-3,0.27997652701349546,0.20543762251519654,1.3327512508662291E-2]
[null,566,0.99576754835937331,1.0177041623713579,0.9994657290700748,1.0257408837561661,0.9537567565315106,0.98134204350958898,1.0188087330186306,null,3.8742420568598854,0,5.3613300077398609E-3,0.44720968915234383,1.0521503782347956,2.4238282897925907E-2,6.744778591326428E-2,5.0733923793381333E-3,1.6081598095250957,0.16291516335597356,0,5.6238841917778887E-3,0.28377825746695701,0.20893628820629606,1.407045554386102E-2]
[null,567,0.98945080451597678,1.0201354766836022,0.97428063746795079,0.99872938241325104,0.99285907406477714,1.0098853254828313,1.0133712934522454,null,3.8950914349315462,0,5.8508325348989917E-3,0.45340503461383608,1.0588157364648692,2.3825269390270989E-2,6.6403673949989236E-2,5.5447958310630447E-3,1.6156165206813076,0.15866343044280667,0,5.6238841917779078E-3,0.29229622213048106,0.20536986233753535,1.5377837432502419E-2]
[null,568,1.0114176611492303,1.0282776027443583,0.9932088561682445,1.0023873896666462,1.0347276232493776,1.0087576130465687,1.0258342363729112,null,3.8279501125314361,0,5.4880113511526947E-3,0.44977068610238935,1.0263156007122982,2.3869125731419721E-2,6.6548759508205185E-2,5.1984600322045908E-3,1.5930022067418277,0.15921553816579709,0,5.6238841917779009E-3,0.28651905805552913,0.20295748870918548,1.4417315931951502E-2]
[null,569,1.0180346283310784,1.0104190395193362,1.030628705196295,1.0057210003414245,1.0237664262611916,0.99480471373665313,1.0099204414440015,null,3.8242481268952906,0,4.9847679582015686E-3,0.45672075998199485,1.0332928172646159,2.4215490891983125E-2,6.7534200591799723E-2,4.7224685855541239E-3,1.5695108366299109,0.15968824610814508,0,5.6238841917778939E-3,0.28431231309033045,0.21051466773700958,1.3097209780369511E-2]
[null,570,1.0014280622210505,0.99045829377854022,1.0133171004618109,0.99836842078918742,0.96835982100166973,1.0383094646598086,1.0112689448912842,null,3.9662014432458856,0,5.5037926437161294E-3,0.48056327181921538,1.0722210608668097,2.4692302850452319E-2,6.6518056801907866E-2,5.2315166188826728E-3,1.6273291659256739,0.15854675788232972,0,5.6238841917778983E-3,0.30233977645753157,0.21413044799772918,1.4508994477293273E-2]
[null,571,0.98860592615607235,0.99965927756464035,1.0098933050539347,0.99082881832918268,0.99589090983885031,0.97302223612252148,1.0152700588770402,null,3.9259891137679666,0,5.2541662443471903E-3,0.45230819376981551,1.0769480305296018,2.4618833778356483E-2,6.7652207770795961E-2,4.9743558644845731E-3,1.627706128277985,0.15735454484164096,0,5.6238841917778939E-3,0.28516479405907291,0.21509651748114963,1.3795789447632972E-2]
[null,572,1.012830322539886,1.0035362911477033,1.0314775471067135,0.96489951365696291,1.0025127258145989,1.0011372539650207,1.0160240644292375,null,3.8682010488516294,0,5.0390375701656973E-3,0.46318687021463395,1.0452919117043593,2.4493420222230187E-2,6.7573139795686507E-2,4.7772611278505076E-3,1.5948245041975662,0.15320539147157919,0,5.6238841917778974E-3,0.28818881882141151,0.21282571423903793,1.3249170435661253E-2]
[null,573,1.0109923469352151,0.99567928768665992,0.96818227920616684,1.0238056847296189,0.9754278137358916,1.0359304234301476,1.00108116880425,null,3.8756874490725135,0,5.973414006742157E-3,0.45574079038452298,1.0610065142126759,2.3425472983025754E-2,6.3400072819583819E-2,5.67574618902323E-3,1.5899375676895953,0.16265679166129851,0,5.6238841917778922E-3,0.29494264473366816,0.2035103654045633,1.5741012809521428E-2]
[null,574,0.98527582302884109,0.98356007116026667,1.0213209372354275,1.0162907185227859,0.99702628565349627,0.99968967523727548,1.0264617114268528,null,4.0343372768624919,0,5.3022697676020566E-3,0.47333929519766949,1.0962786683275565,2.552329704192419E-2,6.7742978927356035E-2,5.0316304712231131E-3,1.6739438279981353,0.16138068127950286,0,5.6238841917778956E-3,0.29633521780318939,0.22048543157577066,1.3954633815986732E-2]
[null,575,1.0015412147570495,0.95955086466098027,1.0014881663120347,0.96359423107788855,0.99748297252734619,0.97698403470104844,0.99151285927186628,null,3.9237754238306315,0,5.337003887042004E-3,0.44914327269572463,1.1061157608642949,2.4106042763901131E-2,6.4172565594104794E-2,5.0647257995622011E-3,1.6056792763694199,0.15304165091968289,0,5.6238841917778922E-3,0.28464711950853055,0.21747170920391709,1.4046419806757136E-2]
[null,576,0.96671294256115348,1.0178923663852946,1.0181334625857306,1.0434100263562867,1.0074970019991534,1.0426125142769695,1.0044612330711797,null,4.0449809822168978,0,5.6414125897885498E-3,0.4991167791022566,1.0817753189338095,2.5208302653436883E-2,7.0707044288908907E-2,5.3561877844494838E-3,1.6511611955876691,0.16569205937776771,0,5.6238841917779017E-3,0.31308424456990014,0.21804262306209826,1.4854755254609296E-2]
[null,577,1.0016893479759394,0.99779754642118834,1.0084145450439315,0.97549855919968298,0.98436422205433971,1.0077309802275001,1.0397804801056676,null,3.9551881545776104,0,5.3889162997382617E-3,0.46280981535340443,1.0649084836252272,2.4961716177201963E-2,6.6579569907252042E-2,5.1123037062527198E-3,1.6570632223144388,0.15492211036094697,0,5.6238841917778956E-3,0.29205233366498135,0.21236526005496784,1.4178371520897225E-2]
[null,578,1.0126537549014969,0.97889736714350783,0.96003783856276093,1.0058115900260112,1.0230011648311681,1.025925689210051,0.99364063125139868,null,3.8759357088431132,0,6.0244911652379872E-3,0.44874284975806006,1.0773015282198477,2.3205856874300729E-2,6.1976497050383675E-2,5.7262002354759416E-3,1.5872541880788491,0.15981063314566277,0,5.6238841917779061E-3,0.29192860719779434,0.20450901409803637,1.5880941158156935E-2]
[null,579,0.96566036076693595,0.99871149351506561,0.97965844660113499,0.9764981504982676,1.0108575494455565,0.98746212814708234,0.98927395150212127,null,3.9689632324255171,0,5.8169974905573551E-3,0.45801550961900139,1.1064955123110261,2.4046613070835658E-2,6.7265823459814966E-2,5.5120180323548849E-3,1.6283568448979038,0.15512360065132946,0,5.6238841917778983E-3,0.29426556108080487,0.21478793052850051,1.5286932072722434E-2]
[null,580,1.006491858511545,0.99266952018590238,1.0414705905702091,1.0241166136073412,1.0051570865644386,1.0257981832806846,1.012165482229112,null,3.9518879345514173,0,5.0966099259774121E-3,0.48349572921386724,1.0618542568467897,2.509230095276839E-2,6.8045725243761748E-2,4.8408618854803871E-3,1.6154111416085726,0.1625925411502796,0,5.6238841917779009E-3,0.29901066045974645,0.21759188328677403,1.3425559637575074E-2]
[null,581,0.99386841106068546,0.99098081385094772,0.97518243369154389,1.0331138003739289,1.019676952626468,1.0120810971891983,0.98788365474267847,null,3.9084902191614446,0,5.8549336565557678E-3,0.45567929983653116,1.0834925669692459,2.3618429997793532E-2,6.4685712236127818E-2,5.5576314719527993E-3,1.5934915483916023,0.16412448966409951,0,5.6238841917779E-3,0.29359453743334996,0.20906361705650051,1.5413435569017893E-2]
[null,582,0.968391259788843,0.95204114607091339,1.0049049081498822,0.99875494512697516,1.0107722891943487,0.98370753868067662,0.9919700747249186,null,4.0869359158697964,0,5.5253550373039464E-3,0.47010893058978115,1.1522225160504846,2.5133004634007073E-2,6.6175344294247831E-2,5.2474771485662795E-3,1.6706006966193681,0.15862083603038327,0,5.6238841917778956E-3,0.29730335253163198,0.22687196969243917,1.4553259124412677E-2]
[null,583,1.0216448367406163,0.96767819670029287,1.0375477041898329,0.98764204651073428,0.98970173640545922,0.96898239754940418,0.97316103386045871,null,3.8183541715679867,0,4.8030248005524918E-3,0.44957361720879729,1.0721799591499972,2.3827496632193301E-2,6.5480305550999901E-2,4.5539778492284496E-3,1.5360782108180804,0.15680747182428037,0,5.6238841917778956E-3,0.27869151042942208,0.21771084212329955,1.2629920590462199E-2]
[null,584,1.0183100658696385,1.0006651810604479,0.97360269515743769,0.96319343577376004,1.0159476559204659,0.96108834759615502,0.96250079213070983,null,3.6924705780171014,0,5.4355244661840772E-3,0.41963288500899637,1.0478933925362759,2.2105924700237763E-2,6.3518135497999242E-2,5.1421819164742368E-3,1.4936697406323798,0.15301900556815584,0,5.6238841917779043E-3,0.27064067833019012,0.20239903888688604,1.4261235213909441E-2]
[null,585,1.020211749971963,1.0341273883108677,1.0028941500744684,1.023020596165777,1.0271496797375272,0.96425766271346236,1.0057793587783397,null,3.7152826019276914,0,5.0912894892632884E-3,0.428233438308665,1.0111317996983489,2.3245009452589612E-2,6.6873662859019467E-2,4.8087596951654999E-3,1.5314473494163028,0.16247778838615093,0,5.6238841917779087E-3,0.27115858916592023,0.20203708224499828,1.333652799801064E-2]
[null,586,0.96697308709171115,1.0163740747939922,0.99367769639628212,0.98257640401894952,0.96029974679171159,0.98147275919941812,1.0115444565191303,null,3.9649343797422985,0,5.5903707198603726E-3,0.4583777795131232,1.0853858487294379,2.4546180334769574E-2,6.9008675807455275E-2,5.2905438222496069E-3,1.6453752025063788,0.15606813242717552,0,5.6238841917779052E-3,0.29191652556859993,0.21425927809544557,1.4672699465741507E-2]
[null,587,1.0390874034074202,1.0029538337921702,1.0293039324285445,1.0042668586251968,1.0047111709849736,0.99414448638405295,1.0031551437093671,null,3.7533739683283551,0,4.9002736593904408E-3,0.44737237608092179,1.0196416147823681,2.3685292361554047E-2,6.5703942747504324E-2,4.6440563989554109E-3,1.5333878987515359,0.15945934766437092,0,5.6238841917778983E-3,0.27871734716472196,0.20715873901736012,1.2879742826674501E-2]
[null,588,1.0175982529701384,1.0387641282349678,1.0116434343957696,0.99512157250362798,1.0158361977709338,1.0007889298331121,1.0029003985184843,null,3.7501407220310949,0,5.1973992320657053E-3,0.44954949103878228,1.008643237467524,2.3417823267768978E-2,6.7832300030730458E-2,4.9183300594723301E-3,1.5374725094973136,0.15803365195569141,0,5.6238841917779095E-3,0.28311968355773615,0.20308680171274079,1.3640408483616811E-2]
[null,589,1.0382574176856285,1.0148586165292917,0.99239152358274363,0.98369769788760952,0.98818146388141936,1.0179124172962588,1.0321287129479022,null,3.7763880329875015,0,5.4157843702013729E-3,0.44329544055030679,1.0124156849226293,2.3570596731668236E-2,6.41181588742602E-2,5.1361147855284372E-3,1.5750485836929999,0.15624816058144333,0,5.6238841917778922E-3,0.28253845274577716,0.19956433153968522,1.4244408741626455E-2]
[null,590,0.97655867755624581,0.99746307672443424,0.98913104062544521,0.9965689561926121,0.99238103873836314,1.0004024454985823,0.9886289311591494,null,3.9515197751229976,0,5.714256237615737E-3,0.46317814051900524,1.0945362177906988,2.4068634085648036E-2,6.704932351826258E-2,5.4188892091609712E-3,1.614049455244227,0.15829755374864402,0,5.6238841917778965E-3,0.29581420100755973,0.21416908178291452,1.5028650262717236E-2]
[null,591,0.98926508143026914,0.98635999499497318,0.99076261817105982,1.0072975746679798,1.0177163348838716,1.0390012971010192,1.0042841266434954,null,3.9982742133420435,0,5.8495398774198407E-3,0.47768432647687986,1.0918875445560627,2.4466980156184249E-2,6.5713912995915919E-2,5.5614875830827483E-3,1.6395580631457942,0.15999920833503004,0,5.6238841917778983E-3,0.30476703494581264,0.21343718079437368,1.5424130038550176E-2]
[null,592,1.0085767253684939,0.96346146126581811,1.026988346455521,0.96995799316525266,0.96740308314134338,1.022093882271452,0.97140098626974591,null,3.9209446814249072,0,5.2513665168801831E-3,0.47781097077248763,1.0916457361036795,2.409759026918418E-2,6.5463245853440918E-2,4.9942900531219766E-3,1.5713072733654774,0.15401508510616391,0,5.6238841917778956E-3,0.29810098124513185,0.21928591641200718,1.3851074569313643E-2]
[null,593,0.99872389208999224,0.98850185081022834,0.98988624230098721,0.97648480347423117,1.0106117853194352,0.99543645006345582,0.9616253512138645,null,3.8349383369133325,0,5.5593600150183366E-3,0.45172645745451262,1.0794001810067106,2.3054241953203616E-2,6.5147839797872614E-2,5.2730274319140388E-3,1.5413401403652827,0.15510621079507553,0,5.6238841917779009E-3,0.28836392490079565,0.21083766920864358,1.4624119822560485E-2]
[null,594,0.98253176630057304,1.0037854172095551,0.96359144605699476,0.99477024458161967,1.0094654749998333,1.0194919326273557,1.0402259543702126,null,4.0042822129030524,0,6.0988185327077206E-3,0.45839610269018011,1.0837851072238247,2.457771010780924E-2,6.5362411510311885E-2,5.7876177380451824E-3,1.6875438483401266,0.1580508405482853,0,5.6238841917779061E-3,0.29753117949257513,0.20767105423322413,1.6051275359594795E-2]
[null,595,0.98477926375495306,1.0048062503935864,1.0370271567833511,1.0118953017658561,1.0037835795878047,1.001468750889231,1.0049684474553882,null,3.9642652604484656,0,5.1228723172108762E-3,0.47869909380958486,1.073233193950633,2.5069817343992554E-2,6.9922693930289354E-2,4.8565096352866013E-3,1.6214540450993264,0.16065893498932077,0,5.6238841917779E-3,0.29683990263944166,0.21956110034943835,1.3468956826585426E-2]
[null,596,1.0263527437871625,1.0075606395403454,0.98566417066761547,1.0398902522500237,0.98620472448421093,0.9863792378380094,0.98871423662968116,null,3.7372344451706696,0,5.3907415921371372E-3,0.43189735273655994,1.0318220627986081,2.2878032945147203E-2,6.4089095628312373E-2,5.1054238876718141E-3,1.5236349917415604,0.16518432390805557,0,5.6238841917779043E-3,0.27643731645321784,0.20179341131660827,1.415929115528492E-2]
[null,597,1.041761867221884,0.95645263172741635,0.9855706380381638,0.98263036382762792,1.0335327080562224,1.0075772966657268,0.99008228632814865,null,3.8088121421861549,0,5.4741702069216573E-3,0.44013104103006667,1.0682001785862885,2.3140399341341052E-2,6.0623338673102656E-2,5.2042049188546595E-3,1.5522819767161795,0.15608885458257832,0,5.6238841917779E-3,0.28172387851161201,0.20683530714359388,1.443324869767716E-2]
[null,598,1.0396197136501193,1.0292464158257075,0.98681142813653189,1.0094704488398158,0.99150548048429543,1.0218251654272013,1.0062780809693705,null,3.7074851197176728,0,5.4804124591488323E-3,0.44095603264229322,0.99814493863973175,2.2823252203244056E-2,6.4400819677681784E-2,5.1947052279414123E-3,1.5229486659962896,0.16035043432054727,0,5.623884191777893E-3,0.28203198921382239,0.19608390763842587,1.4406902425068787E-2]
[null,599,1.0059029615400861,0.96559800310315247,1.0239952667881937,0.98490170909216901,0.97112976597511458,0.98604491215507506,1.0036923257556614,null,3.9403459902985878,0,5.1098212903232694E-3,0.45989411649209516,1.0925376171688135,2.4693888960158297E-2,6.5568990420860229E-2,4.8499827211013202E-3,1.6156336753405331,0.15639234677198602,0,5.6238841917779078E-3,0.28744737275815857,0.2193630815637177,1.3450855199702277E-2]
[null,600,0.98574947560094606,1.0016677209394922,0.99711022225761492,1.0199550754639901,0.99648128882218778,0.98605995652125733,1.0172037702395209,null,3.9469202080109747,0,5.483394484829986E-3,0.45469976082263502,1.0792388857237503,2.4581168857438E-2,6.7145583444309723E-2,5.1946887501684112E-3,1.637378623871969,0.16199987130992319,0,5.6238841917779009E-3,0.2889546037852414,0.21317967501268129,1.4406856725908317E-2]
[null,601,1.0356500763936021,1.0192087576969944,1.0085650008612301,1.0348517674771118,1.0270695051960803,0.9940498477892008,0.96797902424346616,null,3.6700365635326144,0,5.1215445332344319E-3,0.43922618757947823,1.0093942185660558,2.2543217107526336E-2,6.5480832885750087E-2,4.8496209739229534E-3,1.4713527509175159,0.16434795175712544,0,5.6238841917779087E-3,0.27714431019281321,0.20174528195732122,1.3449851936557858E-2]
[null,602,0.99125189367699529,1.0072771334045894,0.99687039750221329,1.0045053858033428,0.97015886169718646,0.97084187603077488,1.0008121174752704,null,3.8678603220804679,0,5.3664652012683414E-3,0.44416513945881081,1.0675870012428765,2.3937041952442274E-2,6.7049224156592188E-2,5.0779636801270541E-3,1.5928489078762882,0.15954635711247239,0,5.6238841917779E-3,0.28230221042228643,0.21100592368047613,1.4083133507582115E-2]
[null,603,0.99169953488334583,1.0015534424825276,0.97420497236034986,0.97058679186724495,0.9934421994528555,1.0296907011024115,1.0096617303501119,null,3.9374116788248066,0,5.9713634559631591E-3,0.46356462719631258,1.0750475694284403,2.3927695329746323E-2,6.530517253732758E-2,5.6703201468565482E-3,1.6278416461712242,0.15419266255018857,0,5.6238841917778965E-3,0.29886013307789572,0.2076233673296248,1.5725964321374453E-2]
[null,604,0.97235729083213884,0.96168561070360903,1.02368148129217,1.024232879949186,0.96458070747716884,1.0453850615563378,0.99705542570369221,null,4.1420805877818836,0,5.6117998035384907E-3,0.50623487490351371,1.1346394719919242,2.5687143031635291E-2,6.7596968181876438E-2,5.3436697587907634E-3,1.681312915893137,0.1626382177507798,0,5.6238841917779009E-3,0.31647237733187517,0.22732282656362296,1.4820037986486049E-2]
[null,605,1.0299440136346638,0.99220534319546139,0.99585779522527507,0.98071503151193984,1.0007295302763233,1.0058388520800667,1.0036930698285538,null,3.7974372968470433,0,5.3760338702361112E-3,0.44483887843362013,1.0424120663720091,2.3417385006884416E-2,6.3715260228676102E-2,5.1010331939187756E-3,1.5597629118122363,0.15576922689139913,0,5.623884191777893E-3,0.28290900292649562,0.20511656757638352,1.4147114083881874E-2]
[null,606,0.98238481321977844,1.0029974089484319,1.0348598535023401,1.0284432686463256,1.0285302981655262,0.98219974366790286,1.02503642318326,null,3.9901609417376895,0,5.0611635065700416E-3,0.46943675772657412,1.0779061341439233,2.5520136516918951E-2,6.9855363276629626E-2,4.7933046588616223E-3,1.6537846900172342,0.16328958500536073,0,5.6238841917778965E-3,0.29147862044923267,0.22023996398057066,1.3293665277175543E-2]
[null,607,0.98956070910221938,1.0283814452406539,0.99195816313561336,1.0003830174347703,1.0300756356657061,0.98385538760611191,0.99485210550279857,null,3.8304372529367083,0,5.4850250137607141E-3,0.44721962541548138,1.048999730495354,2.3555852253925535E-2,6.7943845472614672E-2,5.1882780816219906E-3,1.5718760318655962,0.15889907681763782,0,5.6238841917779052E-3,0.28511684507687574,0.20711003078698095,1.4389077492597643E-2]
[null,608,1.0021937911691969,1.0007057272744952,0.9996009477336778,0.98140735990901884,1.0116400593035459,0.98079769990918664,1.0208490099123655,null,3.88248459587698,0,5.3375441389900561E-3,0.44579150046769345,1.0622656051719301,2.4246824183576515E-2,6.6148998637839351E-2,5.0552670407018781E-3,1.6156474118158441,0.15587360925459409,0,5.6238841917779095E-3,0.28285454732550325,0.21029430487213205,1.4020187054371124E-2]
[null,609,0.99416952647561474,0.98018127086272533,1.0289189813294519,1.0001144016254395,0.967812602021065,1.0224236587201563,0.97849673866494513,null,3.955513733472229,0,5.2920899888803984E-3,0.48388524002272354,1.0892854268220928,2.4470637304901278E-2,6.7429295002293152E-2,5.0288376631652853E-3,1.5908535104226464,0.15880058896757729,0,5.623884191777893E-3,0.30153585050464737,0.21994566426713724,1.3946888292147443E-2]
[null,610,0.9791905009243238,1.0150936551491772,1.0169054234567245,0.96804675260249118,1.0271635447042768,1.0154088656553,1.0015800906569456,null,3.9536766773188128,0,5.4407454148112759E-3,0.47899175438273756,1.070906863324679,2.4589757947553803E-2,6.9576850671516186E-2,5.1590323283820785E-3,1.6200094173830666,0.15372626548581428,0,5.6238841917779E-3,0.30068686283759222,0.21553876633605279,1.4307967844448847E-2]
[null,611,0.97406485632257889,1.0467199264052334,0.98887988725517317,1.0185590369365092,1.0343889805600917,1.0082141338908261,1.0096565337107966,null,3.902521801426357,0,5.7303199324892987E-3,0.46315607003340242,1.0482328339893052,2.408667148587363E-2,6.9779855771518878E-2,5.4226895580071982E-3,1.6122252868952454,0.16179090456347953,0,5.6238841917779E-3,0.29584668917721318,0.20704804561089152,1.5039190082130723E-2]
[null,612,0.99601358761582193,1.0270362822818193,1.0050518570949125,0.98068348669840311,1.0076152323248546,0.98130528578479204,1.0036053935674358,null,3.8254502434610718,0,5.2892547122371158E-3,0.44837705587928633,1.0422882622524403,2.3800318855639276E-2,6.8269543362818902E-2,5.0027109033674083E-3,1.5759890506213823,0.15575053457310303,0,5.6238841917779E-3,0.28353400035983778,0.20822970836911583,1.3874428804539445E-2]
[null,613,0.96500058967062363,0.99573656422047907,0.95389169494537884,1.0155211408581524,0.9761038537640494,1.0089543921453257,0.99409405500075276,null,4.0001187678193579,0,6.2794480760061232E-3,0.45842252635171893,1.1128899024394514,2.3890245140766968E-2,6.5519107085991762E-2,5.9581460336522642E-3,1.6460056874245941,0.16136302554489573,0,5.6238841917778983E-3,0.29940518015132944,0.21079629605127256,1.6524215479913833E-2]
[null,614,0.98271359319226848,0.99594111546540187,0.99366055555906097,1.0358068352652383,0.98905089072443619,0.97312080945924906,1.0266946826693848,null,3.9730986396302623,0,5.4728392840788795E-3,0.44898870977013183,1.0888253545770028,2.4846953445442604E-2,6.6835094699923409E-2,5.1824409746955707E-3,1.6590872658744906,0.1645230480120948,0,5.6238841917778939E-3,0.28594018679037631,0.21434565161359531,1.4372888964809526E-2]
[null,615,0.98424119995158554,1.0030834554731094,0.99118795834091145,1.0414397411249499,1.000982977165251,1.0054799153284437,1.0090879935847394,null,3.9574102549075927,0,5.668567524023017E-3,0.46229397668554478,1.0800086754263363,2.4433598739299591E-2,6.6948070369817272E-2,5.3754844832734749E-3,1.6310975676560826,0.16542167689436249,0,5.6238841917779009E-3,0.29486931661812049,0.21209829899353655,1.4908272373460979E-2]
[null,616,0.97431612291106506,1.0051144848416569,1.027634813268306,0.9918363622937898,1.0115992517085139,1.0453468754768789,1.0017026850209629,null,4.0391320105883413,0,5.5125691842445868E-3,0.50208100729319549,1.0853677065447731,2.5195973994290764E-2,7.0081487228763895E-2,5.2378954422886729E-3,1.6458808125677631,0.15748808851725896,0,5.6238841917779043E-3,0.31311941073686433,0.22004162786374448,1.4526685391861954E-2]
[null,617,1.0163371896723195,1.0124509333465237,0.99012638816220799,0.99690417669609754,0.97641823392281346,0.99691955966987411,1.0205506586061601,null,3.819388443137139,0,5.4464358739050086E-3,0.44235222818642089,1.0367966613911217,2.3721600289406845E-2,6.5240216728044129E-2,5.1599064892580201E-3,1.5870510868991696,0.15834928746406046,0,5.6238841917779052E-3,0.28233731263378314,0.20389230251143514,1.4310392226563115E-2]
[null,618,1.0374964561308304,0.97084907566408896,1.0404401782764683,0.95934825996199402,1.0024906704341991,0.99301567843355754,1.0204487290840991,null,3.8533263703770233,0,4.8147747029487348E-3,0.45508807331988865,1.052237563551959,2.4572133984541285E-2,6.4816411729199858E-2,4.5704027143655488E-3,1.5900106512855903,0.1523111483499828,0,5.623884191777893E-3,0.28161737844463924,0.21461802449081552,1.2675473017210559E-2]
[null,619,1.0045237028548542,1.0109744925392279,0.98489173729533186,0.99760459133494828,1.0132472335371332,1.0146840951173937,0.96761061408424986,null,3.7963454808735513,0,5.671890075294686E-3,0.45400471538852383,1.0509309548745667,2.2838239358724016E-2,6.5606786566392267E-2,5.3791290415890316E-3,1.5283894713364188,0.15846851572947845,0,5.6238841917779009E-3,0.29072836741531732,0.2051289269198483,1.4918380126207423E-2]
[null,620,1.0097641000502482,0.98008733839965623,1.0081555016147254,0.97922179126124065,0.99477161246998991,0.98809706667085018,0.98554008889167355,null,3.8554827537206191,0,5.2603918240646816E-3,0.45135797520734383,1.0745700927794979,2.3740726087306888E-2,6.5115209545351632E-2,4.9896503019178076E-3,1.5678963441244225,0.15551379245825719,0,5.6238841917779052E-3,0.28487134893632732,0.21322591514604092,1.3838206766437065E-2]
[null,621,0.97037328851410842,0.99828886395907257,1.0079257854633752,1.0010841892457014,1.0243801261420182,0.98624467352411216,0.99699287887135002,null,3.9845352745314933,0,5.4493624717258295E-3,0.46675766522356649,1.0988089207967056,2.4684575603485463E-2,6.8723243403244469E-2,5.1634198599580135E-3,1.6334695590517208,0.15898618748626034,0,5.6238841917778904E-3,0.29463258843138651,0.21881445680918987,1.4320136145926551E-2]
[null,622,0.98730949366811249,0.9790948834187152,1.020812212733559,0.99444111699105286,1.0013861932500003,1.0015927641738835,1.010330676053923,null,4.0081090071067962,0,5.3111859419626888E-3,0.47357633478186512,1.0988181256410146,2.5118321096619479E-2,6.7332163033517342E-2,5.0417726132952357E-3,1.6488764636624345,0.15791185968880703,0,5.6238841917778974E-3,0.29657597102953726,0.2205625354587594,1.3982761851130728E-2]
[null,623,1.01067493754715,1.008591206997818,0.99220795926250871,1.0118597861334089,1.0019281450567408,1.0109670375361275,0.99597977580794272,null,3.827451642258227,0,5.5334940237518442E-3,0.45265846054125281,1.0462053728790466,2.3487392459153801E-2,6.5539168187260397E-2,5.2474667985344921E-3,1.5646828023975512,0.16072164145201767,0,5.6238841917779017E-3,0.28853918578673821,0.2057265311688225,1.4553230419819924E-2]
[null,624,0.99473614238654617,1.0083741110878015,0.976665295603515,1.0107982638299386,1.0400567873162083,0.98621937948588478,1.0125946023298908,null,3.8770653736596183,0,5.6660991823005097E-3,0.44191242159780919,1.0646417791305316,2.3807774444256129E-2,6.5604943284512843E-2,5.3659294084279904E-3,1.6091680399266457,0.16057705516368795,0,5.6238841917779061E-3,0.28445732977088761,0.20669054342332932,1.4881772500047047E-2]
[null,625,0.96475869122975633,1.0262295371253674,0.97534874504732549,1.0130678622579048,0.99135345799322561,1.0270823701161798,1.0050898875330994,null,3.9855576952919334,0,6.0830989283974703E-3,0.47320117590564997,1.0796856108521613,2.4244464894404842E-2,6.8490001710726708E-2,5.7684710867431724E-3,1.6431828216292308,0.16093965495078111,0,5.6238841917779043E-3,0.30485177754731629,0.2096547570716828,1.5998174379852743E-2]
[null,626,0.99508488204240342,1.0149905227883635,1.0244920554815544,1.0016987789898897,0.95682342026685119,0.97288709756074265,1.0314927014847748,null,3.9049342087545837,0,5.0484617279651315E-3,0.45351612735878483,1.0531829309534237,2.4932733884328158E-2,6.8943502182282193E-2,4.7756617152474954E-3,1.6295111193744356,0.15905880373144482,0,5.6238841917779052E-3,0.28337494501414273,0.21381822742327641,1.3244734653398758E-2]
[null,627,0.99233155297778042,0.98864553265325139,1.0096267275632744,1.0342798578520966,0.98870479978733827,0.99612931048135278,1.0055467435915,null,3.9526725888230909,0,5.37176435632489E-3,0.46293320747027489,1.0842961138911009,2.4636414723934005E-2,6.6801686984895803E-2,5.0952481241792269E-3,1.6224377045569838,0.1642554656696365,0,5.6238841917778956E-3,0.29191153895485328,0.21592201873668618,1.4131069875095673E-2]
[null,628,0.98885160920524362,0.98352519167721986,0.97557155006240026,0.99304550070379793,1.0323694202886602,0.95309985351755444,0.98192459487479999,null,3.8643681893678754,0,5.5442552350439475E-3,0.43074617253866482,1.0968059485670945,2.3384772853524676E-2,6.4656005995109747E-2,5.2474411956194749E-3,1.5818957095651875,0.15775848980097024,0,5.6238841917779043E-3,0.27746170867160153,0.21177915181021312,1.4553159413154038E-2]
[null,629,1.0041583981922859,1.011714020446725,0.96465850483976567,0.99861465626409751,0.9825124559077355,1.0051430267316108,1.0250382049763225,null,3.8660415726113948,0,5.8626506835701454E-3,0.44153215025007192,1.0524422916604501,2.3656039660335901E-2,6.4414248190013762E-2,5.5569591534096593E-3,1.6160514503304648,0.15866000226609964,0,5.6238841917779E-3,0.28639001900131061,0.20216560761821553,1.5411570972813772E-2]
[null,630,0.97800895890525996,1.0114051096806105,0.96529314983491588,0.97505550366850235,1.0143367142580815,0.98180700356039263,1.0232988315711775,null,3.9338496017630753,0,5.8721721842534694E-3,0.44251611456085232,1.0808361239452544,2.4067114993934297E-2,6.6160994196865608E-2,5.5587972670748196E-3,1.649847856806695,0.15491596660212548,0,5.6238841917778922E-3,0.28691198282238084,0.20786626979604286,1.5416668764326118E-2]
[null,631,0.97313303449587518,0.99128216745090347,1.0080777769721478,0.98473838652316803,0.98673785099484224,1.0179971279770121,1.0263531277574207,null,4.0716990337559409,0,5.6137195396004742E-3,0.48205582369671074,1.1030427885889571,2.5465378973874322E-2,6.8162573048950778E-2,5.3302405640394705E-3,1.6927316615202588,0.15639001883204431,0,5.6238841917778983E-3,0.3042606933774144,0.21946689680318893,1.4782793698323462E-2]
[null,632,0.97374621942892059,1.0285086810903272,1.0190209078112553,0.97611977066495692,0.95388115074545909,0.97523248226010073,0.99558140660721917,null,3.8940726313064156,0,5.2198882147074469E-3,0.4610797504285985,1.0633421395794869,2.4317776089159835E-2,7.0825084600304081E-2,4.9349551774527812E-3,1.5963223367600365,0.15500515750010763,0,5.6238841917779078E-3,0.28906712338507795,0.21508779552110446,1.3686516288013737E-2]
[null,633,1.0058870891314609,1.0075799854632181,0.99261890182685719,1.012503582851173,1.0096376866984804,1.0004983213733452,0.95923043995025348,null,3.7771775839655612,0,5.4984480940851038E-3,0.45010953295509648,1.052149854800204,2.2782812525946654E-2,6.5825122365185812E-2,5.2115314133368857E-3,1.5121365004406089,0.16082326691667745,0,5.6238841917779017E-3,0.28684068803911072,0.20671927054546674,1.4453567866232765E-2]
[null,634,0.99835205397472448,0.96988393147143226,1.0049752362867068,1.0108118751611843,1.0104874471465606,0.95761818573445145,0.98942046846660381,null,3.8971176745998894,0,5.200175235044702E-3,0.44146771910264987,1.0980465929739507,2.4091889280570489E-2,6.5130123382206251E-2,4.9267447359008535E-3,1.5925882159258262,0.16053559282440033,0,5.6238841917779E-3,0.27917809113947856,0.21706525068168034,1.3663745596489392E-2]
[null,635,0.98235745560870658,0.99882653807619148,0.98291749211611767,0.98934263272955258,1.0118331879822817,1.0197716422511944,0.98087734768561285,null,3.9293964817675762,0,5.8649818706826874E-3,0.46711945792736365,1.0872579032359999,2.369946031110693E-2,6.6333323506415062E-2,5.5671965138132488E-3,1.5961439581331063,0.15715909916508519,0,5.6238841917778939E-3,0.2994984938532777,0.21141872371554138,1.5439963084772589E-2]
[null,636,0.98845319792597952,1.0144934589983279,0.97623799921198762,0.96624683108950216,1.0412523605902646,0.97225105719234939,1.0404897162555526,null,3.9100067769137832,0,5.6206740204291696E-3,0.43731633579210927,1.0653039201779744,2.4311445697445949E-2,6.6307279924518153E-2,5.3168961162818008E-3,1.6543924837250072,0.15350017588853127,0,5.6238841917778922E-3,0.28157498521453855,0.20723425976007631,1.4745784445954901E-2]
[null,637,1.0061281141236667,1.0032554165373031,1.0070214148871555,1.006524253130578,1.0058009805686723,1.0254786520747827,0.98175452295307419,null,3.8562417148687773,0,5.4706118790037034E-3,0.46819060071264956,1.0548563549808099,2.3643800986832067E-2,6.6481867723032842E-2,5.19323476837588E-3,1.557946010515971,0.1598515224113011,0,5.6238841917778904E-3,0.29570243980480709,0.2098197863733762,1.4402824278850467E-2]
[null,638,1.010186935567243,1.0033177192786646,0.99956650469584196,1.0039464766756476,1.0338961662165429,1.0188774328603949,0.98345796565512522,null,3.8319569898929262,0,5.498890372725565E-3,0.46011728672942387,1.0512545219179994,2.3432444941122628E-2,6.5757035217137313E-2,5.2182565418295969E-3,1.55242372641674,0.1594534733773687,0,5.6238841917778956E-3,0.29195050880712647,0.20775252290799981,1.4472219217125479E-2]
[null,639,1.0077408609639462,0.97801158994127291,0.98472648401744434,0.98398709332080436,1.0210186624722835,0.99050029822623253,0.98567142076145076,null,3.8569641556488383,0,5.5518537403178797E-3,0.44435373874902295,1.0811510927408916,2.3414306438060289E-2,6.3718137856952808E-2,5.267377637262525E-3,1.573458958419002,0.1563056380660067,0,5.6238841917778965E-3,0.28457780434603014,0.21003662016086927,1.4608450783280219E-2]
[null,640,1.0216267472787908,0.98383963380932149,0.99487967545625178,1.0252134686055179,0.99116474772949004,1.0061389326509176,1.0003958120767051,null,3.846850155219943,0,5.4403161695771047E-3,0.44904858280492027,1.059490790572281,2.3698237684523751E-2,6.3752423844914766E-2,5.1643362055739652E-3,1.5746118183700841,0.16283854152633556,0,5.6238841917779052E-3,0.28576066084103824,0.20797851782562551,1.43226775224431E-2]
[null,641,0.97369356067138901,0.9959541213261921,1.0047630627490911,0.9887636771999242,0.99472738488033563,1.0077111014468898,1.0052194571138806,null,4.0104430828861135,0,5.5881704411210372E-3,0.4747774383028362,1.0978135595067025,2.4821700385965324E-2,6.8161999889956484E-2,5.3018270737522155E-3,1.6496511369064821,0.15703424948105627,0,5.6238841917779061E-3,0.3002821726137333,0.21785929274162724,1.4703992233339028E-2]
[null,642,1.0214400937640784,0.97823831850035259,0.9996760739782079,0.96522587721269659,0.97855548913981838,1.0251531614909168,0.99015395176948173,null,3.8567420055902026,0,5.4939495842902348E-3,0.46058853139304567,1.065003845230545,2.3575508735847715E-2,6.3767674547605582E-2,5.2218963721711613E-3,1.568917707766097,0.15330344904753807,0,5.6238841917779043E-3,0.29222960144971349,0.20952154258275191,1.4482313857393545E-2]
[null,643,1.016269062561544,1.0323291407654593,0.98041318923557808,1.0131986586655968,1.0278388639394209,0.98369021321167693,0.98750503346446894,null,3.709828369241674,0,5.4671357215822381E-3,0.43058350716463334,1.018754862525463,2.2626763469509856E-2,6.5635145752284463E-2,5.1702320122893651E-3,1.5159272826426431,0.16095256275654682,0,5.6238841917778956E-3,0.27650930209134489,0.1991729335095872,1.4339028847174471E-2]
[null,644,1.0151710954940589,1.0287656187450971,1.003433626384824,0.99681575203957129,0.97026792859039124,1.0054809562934586,1.0103341794211995,null,3.7908210359707608,0,5.3338885960157274E-3,0.45056674036808864,1.0211331583945591,2.3614552265736288E-2,6.6967610438974645E-2,5.0514249512958386E-3,1.5619362668038299,0.15831507763828573,0,5.6238841917779017E-3,0.28520462418397574,0.20373205385781409,1.400953147243676E-2]
[null,645,1.0005868301741521,0.98200507273985482,0.98688488136341568,0.97994532623085406,1.0192613725985447,0.98729866802942845,0.991410688794231,null,3.8810219272831916,0,5.5445230825620275E-3,0.44646030150902188,1.0844596341759958,2.3660804964210278E-2,6.4509682610559449E-2,5.2583967912740353E-3,1.5895193600635185,0.15566037407945435,0,5.6238841917779017E-3,0.2855393041015189,0.21129116441252727,1.4583543465891967E-2]
[null,646,1.0103025462728259,0.98183728975034046,1.0239811673278323,1.00787792150163,0.98257943534227121,1.0005063820117368,1.0298808365210641,null,3.9491812574387173,0,5.1477682712876838E-3,0.46325831898648184,1.0706496397558745,2.507934607079523E-2,6.6137402617848173E-2,4.885665979606919E-3,1.6397520490823536,0.16004075629513367,0,5.6238841917779017E-3,0.28955259241517994,0.21579955180531046,1.3549818509638224E-2]
[null,647,1.037461215865086,0.97397127034735087,0.9683302873060744,0.98611964581568967,0.98602398774538458,0.99263163890816475,0.97767927913477937,null,3.7402965198011247,0,5.5967899310539167E-3,0.42670176341543076,1.0558427142871813,2.2413830879227725E-2,6.0737937598755704E-2,5.3117494844730833E-3,1.5198047340514942,0.15666920971402334,0,5.6238841917779052E-3,0.27612337536716663,0.20193259987315315,1.473151086948956E-2]
[null,648,1.0138446495642943,0.98126871174139019,0.98564656523865823,0.97316546131657666,0.99365687077156095,1.0038701027004007,1.0134423542978921,null,3.8853983112458486,0,5.5790161730878453E-3,0.44800118375798786,1.071159806429975,2.3886263046393349E-2,6.3554339558711134E-2,5.2960639999897682E-3,1.608928965279161,0.15458526095284522,0,5.6238841917779017E-3,0.28674779946200457,0.20850575171228319,1.468800902780169E-2]
[null,649,0.99886520588532024,0.99905024201534742,0.98905225068157965,1.0078933614421888,0.97267263248218605,0.97746650782908606,1.0038375867705438,null,3.8652960500093054,0,5.4580034867177584E-3,0.4417003357075821,1.0684836461593943,2.3825354549969448E-2,6.5628445873514921E-2,5.1688264927960042E-3,1.5943840548804125,0.16009647231288099,0,5.6238841917778922E-3,0.28211108204431889,0.20939682047878774,1.4335130804589011E-2]
[null,650,0.96594105009132702,0.97104977382761615,0.97265515872280162,0.98998792471378383,1.0315080338996705,1.0011034842654376,1.0017461379977346,null,4.0655637711574153,0,6.0110390615066159E-3,0.46452058437049581,1.1368381441562021,2.4608734407970862E-2,6.5351836480815079E-2,5.7083565138581899E-3,1.6778139594170887,0.15727718980514907,0,5.6238841917778956E-3,0.2997710005092053,0.21822966666609803,1.5831453700261483E-2]
[null,651,1.0198033882892232,0.98312876582779141,0.98849398468728999,1.0071240800551149,0.99272265367282653,1.0343990292824328,0.9830990174456441,null,3.8501910628385652,0,5.6792977312596811E-3,0.4606245117244871,1.062716263282572,2.3326845133195651E-2,6.3447050800582022E-2,5.3992577715189401E-3,1.5584025388957963,0.15997513557844675,0,5.6238841917779043E-3,0.29430084173396537,0.20707982667225303,1.4974204785223863E-2]
[null,652,1.0255973001586443,1.0011833310079856,1.0261603573800717,0.98185321983082241,1.0189377611044983,0.98277025972161869,1.0277090734370096,null,3.8252830969604767,0,4.942011044733058E-3,0.44674262153681227,1.0350849091389953,2.436746620501538E-2,6.6283747677447394E-2,4.6810583514360193E-3,1.5898575985723677,0.15590509043861861,0,5.6238841917779061E-3,0.2788585262648422,0.20983784224903781,1.2982363378858634E-2]
[null,653,1.000232797053781,0.98168534083409398,1.0098207946400803,1.0225444161429467,1.0004266941042752,1.0143713871305133,0.97696606997693736,null,3.9095880724170513,0,5.431190603262831E-3,0.46894878299753828,1.0829676352380828,2.3961617468263682E-2,6.5921721133369693E-2,5.1584775322544426E-3,1.5749602111371537,0.16239144358622606,0,5.6238841917779009E-3,0.29566934923087601,0.2151097113219623,1.4306429182806672E-2]
[null,654,1.0264322339650833,0.98967927476304784,0.9837006673190033,0.99630669551397022,0.99441382117616794,0.99610106456788561,1.0086812481175591,null,3.8082451108780413,0,5.4823612434199125E-3,0.43731843492347244,1.049645897987628,2.3405707538418259E-2,6.3077853354838273E-2,5.1998639938137794E-3,1.572208813694425,0.15826416096216589,0,5.6238841917778956E-3,0.28025302043322686,0.20430862538776964,1.4421209653928898E-2]
[null,655,0.99030091254037944,0.97686383092870865,1.027140199947169,0.98247871324141178,0.99434271178109157,1.02943055262732,0.96980806375794826,null,3.9671058935247538,0,5.3723420572960841E-3,0.48888835615008197,1.0972514891594953,2.4356652402389781E-2,6.7403118576063903E-2,5.1077694460179056E-3,1.5877347990423341,0.15600296810818223,0,5.6238841917778965E-3,0.30498381040440165,0.22095959181652025,1.4165796284785379E-2]
[null,656,0.99139361555156191,0.99571632148265687,1.0034966980889253,0.98663087128851834,1.0095094991735727,1.0090474753714811,0.96565624803664818,null,3.877690056330362,0,5.5105325041183845E-3,0.4664581079583987,1.0785803149604405,2.3525791962147637E-2,6.6853254625740058E-2,5.2286051972216096E-3,1.5569861866798052,0.15669741241343188,0,5.623884191777893E-3,0.29525216349820327,0.21349394735470287,1.4500919992611532E-2]
[null,657,1.0060252739463422,1.0107702903359503,0.98004117025824034,0.97847387271455177,1.0162103168569354,1.0071121609160145,1.0208923090278461,null,3.8627537840890649,0,5.6786981874434221E-3,0.44784234495704045,1.0500113924829781,2.3785392389879839E-2,6.5197892966848525E-2,5.3834385167465882E-3,1.6080947799086052,0.15543688413000775,0,5.6238841917778965E-3,0.28766000101987843,0.20446613976533323,1.4930331947412643E-2]
[null,658,0.99765003667042862,1.0087529883749458,1.0179216316196087,1.0122876951113922,0.99239763311411189,1.0055539135985729,1.011499197468078,null,3.9101132506664666,0,5.2824976409326244E-3,0.46637063909406523,1.0572738753791855,2.4545220236482774E-2,6.8020724907481928E-2,5.0079328205073839E-3,1.6084399529391391,0.16075019913525154,0,5.6238841917778965E-3,0.29258138622189284,0.2128930222056214,1.3888911175993895E-2]
[null,659,1.000347845446466,0.96584358486747979,0.99609336580035113,0.99046902847964591,1.0357958968801091,0.98949197612479167,0.97764786605893672,null,3.905502208821086,0,5.4672969813232978E-3,0.45293096664603794,1.1010919462318283,2.3756712287710799E-2,6.4251074365439115E-2,5.190182072224536E-3,1.5828466066895164,0.15731812186843791,0,5.6238841917778983E-3,0.28801309359518767,0.21555255986822047,1.4394357986028063E-2]
[null,660,1.028426055560165,1.0130171557389618,1.0209154324064147,0.96746353679677355,1.0298885941584928,1.0366812142941142,1.0012366656844331,null,3.8008263041965278,0,5.2461535385700747E-3,0.46797453778624615,1.0212551678277539,2.3683727519886372E-2,6.638686442869067E-2,4.9806057221321726E-3,1.5495190177684617,0.1536278161301404,0,5.6238841917778965E-3,0.2930493379939817,0.20615837567515019,1.3813122690877491E-2]
[null,661,0.98395179014855849,1.01788667562332,0.97080551139791904,0.97551992262858567,0.9988893841551878,1.0171363856123203,1.0097307854268347,null,3.9167225695354864,0,5.9711570996797423E-3,0.45818726426289463,1.0672922482370075,2.3808831466559099E-2,6.6439298643256456E-2,5.6617007706038372E-3,1.6227976920891281,0.15498146616523154,0,5.6238841917779E-3,0.29603146528513735,0.20616781602589121,1.5702059497676321E-2]
[null,662,1.0140872936047101,1.0071032528942105,1.0158165110102,0.97151225757416415,1.0213870503607696,0.9658520203368075,0.9983913407888807,null,3.7815399848116349,0,5.0152196873258928E-3,0.43905672033519849,1.0419534880069656,2.3641393524612444E-2,6.670215094937286E-2,4.7442525667667152E-3,1.5522013593220987,0.15427818219781081,0,5.6238841917778922E-3,0.27580210734580873,0.20939404097490741,1.3157625083642394E-2]
[null,663,1.0205404868991481,1.0043334501440784,1.0056084454092769,1.0107378241970666,1.0393897066418596,0.99368049040745876,0.99469697787140221,null,3.7885720493951789,0,5.2407034031932255E-3,0.44584304826675064,1.0390290973811518,2.3471728415968968E-2,6.5511283772037979E-2,4.9662009002105533E-3,1.5465243140541416,0.16052286325484449,0,5.6238841917779052E-3,0.28183442368434508,0.20671273626134229,1.3773172615797394E-2]
[null,664,0.98688190625574812,0.97284796805662965,0.99713822453869994,0.98996262853687833,0.99104760229646149,1.0283797182083447,0.98824553680353167,null,4.001238589662961,0,5.7400495125704484E-3,0.47780380300097586,1.1083609095326932,2.4368598098994141E-2,6.5560290301343471E-2,5.4581840368399612E-3,1.6264953846832038,0.15723611687297662,0,5.6238841917779061E-3,0.30363156332452734,0.21730227529828991,1.5137629833903689E-2]
[null,665,0.96994870220723628,1.0146125446731087,1.0071790931371378,1.0310533648518954,1.0408628813836607,1.0304531859716988,0.99786861428619011,null,4.0054277065445882,0,5.6895543926935846E-3,0.48700484755701134,1.0825409414961273,2.4744100054011033E-2,6.9580083773835705E-2,5.399389749620476E-3,1.6340416078924911,0.16374687647681607,0,5.6238841917778939E-3,0.30755524691974256,0.21590571201492295,1.4974570810926508E-2]
[null,666,1.0452211108179572,1.0003794015654703,1.0046304780791211,0.99254944749448637,0.98207026421549382,0.99328407871849667,1.0343293793331532,null,3.7687317555412183,0,5.1288281472378862E-3,0.43513694979091189,1.0183961018101375,2.3783556243214002E-2,6.3709523981263255E-2,4.8610815389835407E-3,1.5734233177562891,0.15763570021529127,0,5.6238841917778939E-3,0.27523339219007942,0.2025754395081063,1.3481636462400817E-2]
[null,667,1.0174721071626447,0.96299198673613062,1.0124188693975704,0.99491730475997353,0.99305003910974898,0.99669482041407376,1.0141030181127109,null,3.9264764434618398,0,5.2345909998479769E-3,0.45549838628756056,1.0840294498000262,2.4555024963713628E-2,6.3995109262638392E-2,4.9719271878333696E-3,1.6190950760336946,0.15800004837639953,0,5.6238841917778965E-3,0.2867291421560163,0.21542393240271476,1.3789053799314041E-2]
[null,668,0.967882007475386,1.0345088306137438,1.0361662805247336,0.96009007342004216,0.96016912825411993,1.0073105240015845,0.9861810887264868,null,3.9328918227826573,0,5.2267215952594703E-3,0.48656743210333853,1.0622430011051316,2.4571070927944562E-2,7.2720946203089873E-2,4.9489760214111939E-3,1.5951999746384427,0.15243503482806184,0,5.6238841917778974E-3,0.30187627873895756,0.21820654417427074,1.3725401445488982E-2]
[null,669,0.9667289045498334,0.99222934628244275,1.0102356079192507,0.97198343082878036,0.97888446170394638,0.99207076531444693,0.96863983415057064,null,3.9682085641412606,0,5.4811953620419523E-3,0.47302699793549141,1.1091273005375373,2.4202560432116566E-2,6.8803743977396276E-2,5.1969176785026825E-3,1.5999763332857484,0.15436118691993342,0,5.6238841917779E-3,0.29816428578715592,0.22079351036181638,1.4413038395823211E-2]
[null,670,1.012749026444272,0.99588121896122317,1.0166135179479228,0.96871884998626012,0.99596476262630507,1.0168871367093124,1.0035140707867607,null,3.8734945887818508,0,5.2882935588280345E-3,0.46565827002108767,1.0544306802867442,2.4117736508156112E-2,6.625816251696183E-2,5.0197800255380159E-3,1.5861203001341397,0.15383342056732471,0,5.6238841917779017E-3,0.29236918545778579,0.21142969462895619,1.3921768002203794E-2]
[null,671,0.96588931682027779,0.98669510304014107,0.9797895821275201,0.99875028781400221,0.99138126814567951,0.98963477182781012,1.0193840212750911,null,4.0521410683811556,0,5.8387145470515716E-3,0.46025106225236928,1.1190332786354413,2.4915519433076405E-2,6.6626207308631988E-2,5.5367555366365026E-3,1.6892853377239914,0.15865830847817103,0,5.6238841917778983E-3,0.29567737662569021,0.2170165141184508,1.5355538623967732E-2]
[null,672,1.0144426907085018,1.022231852651817,1.0297921190274917,0.97276042598892365,1.0227737676322726,0.99959115382147701,0.99687940024203858,null,3.7913279075069379,0,5.0255727408225065E-3,0.45915700106615903,1.0256390882970192,2.3803451656340419E-2,6.8337805875158045E-2,4.7594784931790221E-3,1.5462590370750851,0.15445598760639706,0,5.6238841917779087E-3,0.28597433507948616,0.20914355851194627,1.3199852395208314E-2]
[null,673,0.96431697062468613,1.0401087424034492,0.96786429513392824,0.99406620560792236,0.9843513356475061,1.0301546849873247,1.0128576687234443,null,3.9661433869733225,0,6.1864149059928861E-3,0.47035509474517673,1.06717872050178,2.4096753267084318E-2,6.8750196372115491E-2,5.863315264167961E-3,1.6454853276515435,0.15793242882080696,0,5.6238841917778965E-3,0.30446226821687161,0.20632059932543811,1.6261213522554264E-2]
[null,674,0.96303879478466847,0.99552095460267065,0.96601426356533016,0.98693174589031285,1.0100549944970134,1.0206344038987709,0.96852823551327616,null,3.9811088675550312,0,6.2064504086396348E-3,0.47009878447036063,1.1142169506669097,2.358345718577981E-2,6.6410810742974752E-2,5.8925821200320984E-3,1.6105977317427209,0.15680175559992654,0,5.6238841917778939E-3,0.30465541654885492,0.21309156299798943,1.6342381696343077E-2]
[null,675,1.0306865098691578,1.0071352675869352,0.98500969810850758,0.98551188563325209,1.0260945214324335,0.96895033280769283,1.0274984967942797,null,3.7562863261057449,0,5.280827306935491E-3,0.42185144114633732,1.0279553805759603,2.3405582120039167E-2,6.3759076247896881E-2,4.9964134436356611E-3,1.572199545706273,0.15654742350790254,0,5.6238841917778956E-3,0.27011852213395338,0.20125292079637633,1.3856963542527452E-2]
[null,676,1.0336949715643489,1.0297617973330644,1.0071603764857362,1.0228777531277982,1.0398673542757799,1.0295857121951761,1.0422241357467907,null,3.8051060354762654,0,5.3212116603819914E-3,0.45508380021111022,1.0015799931202773,2.409983766766445E-2,6.60471707878727E-2,5.0457644127688776E-3,1.5884092428544299,0.16244849457679719,0,5.6238841917779009E-3,0.28739966691730945,0.200695559760352,1.3993832636284786E-2]
[null,677,0.97616002262024215,1.0322829806091101,1.0064018126746215,0.98155670068964929,1.0249422373797388,1.025313497248074,1.0452483572123419,null,4.0069013376623248,0,5.6181209872379831E-3,0.47922241978058466,1.0582242009809095,2.5298830534142877E-2,7.0023838157939236E-2,5.3254159816875594E-3,1.6833916339076946,0.1558872113966818,0,5.623884191777893E-3,0.30278604225282235,0.21196656817727366,1.4769413288052671E-2]
[null,678,0.98356183417313836,0.98832054108726808,0.99921819372420728,0.96776976181520136,0.97469773029826978,1.0146330501352043,0.98470899191261096,null,3.9556402242708684,0,5.64262041740293E-3,0.47190932182485018,1.0953237923888168,2.4111291526745765E-2,6.6726528203609872E-2,5.3575476303529849E-3,1.6083832934461886,0.15370815807992977,0,5.6238841917778922E-3,0.29949760638007594,0.21578289438904677,1.4858526626878798E-2]
[null,679,0.99538561308692741,0.99413284962899195,1.0142604911853164,0.99162374717176127,0.97637826870346844,0.986840103778443,1.0052560513216726,null,3.9141797037768367,0,5.2490158578863228E-3,0.45826972439366748,1.0748458376666004,2.4449116488354839E-2,6.7174417448027199E-2,4.9748390450977866E-3,1.6095266708653682,0.1574742537720803,0,5.6238841917779017E-3,0.28814672621093923,0.21514612006071626,1.3797129492090309E-2]
[null,680,0.9923523192484488,0.98748151536581397,0.99469967231748124,0.97423407267107476,0.98932035508411098,1.0213253077917328,0.95378303101245565,null,3.8783261972719787,0,5.6839410135053805E-3,0.46919191372638547,1.0869350834771541,2.3203521060553317E-2,6.5811393880992983E-2,5.3988920593811447E-3,1.546550339026517,0.15474155765493516,0,5.6238841917778956E-3,0.29861280970052295,0.21296755298153164,1.4973190525731999E-2]
[null,681,0.96099461507438377,1.0002753992630418,1.0337327865916068,1.0099887837131614,0.99196880947825716,0.97950265616321064,0.98558281113278601,null,4.0081528329665232,0,5.1742525575314653E-3,0.47831698771077485,1.1048625637132299,2.5085616913810567E-2,7.1185158916441865E-2,4.9003610929646392E-3,1.6271389578273006,0.16036119999781934,0,5.6238841917778956E-3,0.29719545592645852,0.22506632555969061,1.3590573673787144E-2]
[null,682,0.97612875787814946,0.99856245727197113,1.0067082103006586,1.0252745181707867,0.96812216793522687,1.0052194181813334,1.0031955608235246,null,3.9960027733741863,0,5.5353409991627297E-3,0.47289368270058935,1.0921643760745099,2.4793508085716606E-2,6.8254911452097819E-2,5.2502954838191795E-3,1.6391896355078002,0.16282983847918811,0,5.6238841917778983E-3,0.29873072150916796,0.21724618544376417,1.4561075444917498E-2]
[null,683,1.0081368202754253,0.98287096753773151,0.96979885152008261,0.97435792239649777,0.97276415194896226,0.96414928093234031,1.0278738900343178,null,3.8744392333630553,0,5.5686171034460361E-3,0.42553909298108822,1.0770493846491656,2.3856845606227396E-2,6.3038148839663299E-2,5.274101396455488E-3,1.6279546659894966,0.15479836839522557,0,5.6238841917778965E-3,0.27511375203311789,0.20713250804770184,1.4627098336581533E-2]
[null,684,1.005781056934437,1.0156301293088792,0.99952455665795614,1.0178042832090251,1.0153917912271431,1.0240567076092566,1.0148108724941811,null,3.8801433348618484,0,5.5401984293702144E-3,0.46335352586320616,1.0436913636169001,2.4108112770399405E-2,6.6673790470330813E-2,5.2556158726973848E-3,1.59980126100843,0.16165452742541814,0,5.6238841917778965E-3,0.29401161757876076,0.20693400357716932,1.4575830916126806E-2]
[null,685,1.0134518756534767,1.0034270317077225,1.0290908558673104,1.0402290314459033,1.0150432309916024,1.0031285665296898,1.0253885788822386,null,3.8940311807530197,0,5.0715065028203565E-3,0.46292931981627705,1.0449851712585541,2.4817889434194107E-2,6.7377479741529217E-2,4.8085934495624141E-3,1.6091709995309287,0.1651698195780856,0,5.6238841917778965E-3,0.28844687386836154,0.21243658945113597,1.3336066935433042E-2]
[null,686,0.96857416300634613,1.0307565197227486,1.0005055919283938,1.0040821963208826,1.0421566393429871,1.012317127191821,1.0062499711289901,null,3.961120016423231,0,5.6613771233064297E-3,0.47420900657757054,1.0685731623666883,2.4518028213467508E-2,7.0102529687290194E-2,5.3630499124957516E-3,1.6307144823849928,0.15947359815675857,0,5.6238841917778983E-3,0.30071622842583184,0.21261363707205208,1.4873786557609736E-2]
[null,687,1.0020070160728578,0.99134869177795637,0.96243221367759568,1.0081157895266688,0.95338822061902018,0.98218130566026829,1.0198548423538298,null,3.8856173207775435,0,5.7874966804143321E-3,0.43289204529875164,1.0755068463228024,2.3722557834128827E-2,6.3401219423488975E-2,5.4845658795456597E-3,1.6226085713872718,0.1601730093333962,0,5.6238841917779052E-3,0.28118557253661464,0.20559574848629275,1.521079676387887E-2]
[null,688,0.97079945474392337,1.0300401946671469,1.0137794732079468,1.0036848434629841,0.99586329486061498,1.0153265021473081,1.002801376683957,null,3.9600341023279091,0,5.5100509254887697E-3,0.48023445931943076,1.0655648189101798,2.4653326897961181E-2,7.0776785648498597E-2,5.2207489233557676E-3,1.6230492066329787,0.15939033721627802,0,5.6238841917779043E-3,0.30204691705943981,0.21450453691009,1.4479131543403479E-2]
[null,689,1.0254316616804908,1.0351254701806265,1.0307145903097459,1.0207371358655408,1.0093057084226171,0.98678010861960408,1.0004972905705856,null,3.7268765098107162,0,4.8882352773543377E-3,0.447207586382662,1.0025560032395857,2.357797184043205E-2,6.8327783931434211E-2,4.6229227229535848E-3,1.52134980201777,0.16207237502009481,0,5.6238841917779078E-3,0.2783757529959664,0.20522953167716765,1.2821131068224065E-2]
[null,690,0.98140754550074061,0.99280926822992732,0.9610918618214993,0.97670895685038617,1.0186067063718265,0.95828013144819857,0.98970717894437954,null,3.8788325208341869,0,5.7798846090284205E-3,0.42996794004069799,1.0966717780251376,2.3326718101406428E-2,6.472302279765195E-2,5.4693732316508249E-3,1.599573874550525,0.15518500386414696,0,5.6238841917778939E-3,0.27952586510411598,0.20937628378974829,1.5168661746357184E-2]
[null,691,1.0253385382888707,0.96499020677390634,0.99023309123508008,0.9785715340897847,1.0301236976633026,0.97760236788129518,0.97413026232761035,null,3.7927349962768551,0,5.335881372252875E-3,0.43412842637549742,1.0757188085974041,2.2994805403906436E-2,6.2296815188751048E-2,5.0623678664014722E-3,1.5361785396631984,0.15543715237631411,0,5.6238841917779009E-3,0.27706983859002432,0.2095203590386627,1.4039880357167443E-2]
[null,692,0.99873363995476139,0.96588832658011303,1.0172396670895121,1.0236509633542201,0.97601651867453754,0.99583535305137127,1.0308110034933418,null,4.0245522981594108,0,5.2717682464935006E-3,0.465269451179533,1.1007369648230241,2.5460070253837962E-2,6.5642547532943962E-2,5.0062542729738709E-3,1.6737059253989199,0.16255572447513433,0,5.6238841917779009E-3,0.29201275525418824,0.21992623310123391,1.3884255922332712E-2]
[null,693,1.0258407575948549,0.96654932845552421,0.99764865949779336,1.0337996521987829,0.97501140702560762,1.037300176678154,0.98016494805282084,null,3.8733793601205124,0,5.5701317307635867E-3,0.46471784408750932,1.0728339885822793,2.3564860909726697E-2,6.2781861323507437E-2,5.3006298338695371E-3,1.5598582113189201,0.1641979650347791,0,5.6238841917778939E-3,0.2952218774211452,0.21014769731806959,1.4700671829694869E-2]
[null,694,0.98554698921186612,0.99646624922987992,1.0016459414540706,0.98409932779663911,1.0272394969768919,1.0414212646612413,0.9994412911827133,null,3.9878889792989876,0,5.7426102154142884E-3,0.48422345943542483,1.084381110181579,2.448035851422559E-2,6.7172721153162751E-2,5.4577392716397373E-3,1.6296091399334458,0.15629811182826966,0,5.6238841917779043E-3,0.30684931532584109,0.21439935334896656,1.5136396330064583E-2]
[null,695,1.006741025244996,0.97333904152731443,0.99721040301609876,0.98381386174180285,1.0415219486455278,1.0180845240476499,0.97704595387711779,null,3.8940896425009033,0,5.569170322206279E-3,0.46342572797091175,1.0859684072420708,2.3629056071944068E-2,6.4296704649444689E-2,5.2927980236637364E-3,1.5730754181176783,0.15625939812841222,0,5.6238841917778956E-3,0.29448143419076206,0.21292703300888108,1.4678951227563353E-2]
[null,696,0.99318504609656155,0.9880326900736579,0.98247763279264344,1.0218977605874937,0.98010551138846513,0.98932717089912203,1.042099778528442,null,3.9846553263749822,0,5.6433612337788343E-3,0.44839398564765526,1.086620119441235,2.4866074182309413E-2,6.5029338223769759E-2,5.3510390190908402E-3,1.6781696921563392,0.16233123566770602,0,5.6238841917779052E-3,0.28757213547313576,0.21150070784474381,1.4840475760994806E-2]
[null,697,1.0014687840894831,1.0039471407705869,0.98889678938670256,1.0125409883860859,1.0077263444648936,1.0069938671060028,0.99372807396677965,null,3.8611741330801244,0,5.6054785410026807E-3,0.45405429118659846,1.0607764499584955,2.3614812251643892E-2,6.5698300987453426E-2,5.3158569243383132E-3,1.5782960888344277,0.160834953968119,0,5.623884191777893E-3,0.29002974107095941,0.20779232987768143,1.4742902369634148E-2]
[null,698,0.99907076501599867,1.0206567749082052,0.97834797050217615,0.98130001225074936,0.97540041258675136,0.97835497392643045,0.98393779625069688,null,3.7769555779403072,0,5.5655788044244288E-3,0.43577737243721015,1.0477387076023921,2.2906546640587073E-2,6.6045714510694076E-2,5.2649352222186759E-3,1.5444672873022642,0.15588838169753519,0,5.6238841917779017E-3,0.28020988309514822,0.2039967670117542,1.4601677033149225E-2]
[null,699,1.0060185736480778,1.0023703252755072,0.99453754859288168,0.98784674009091,0.99096378576832145,0.98215574520685156,1.0364786645868078,null,3.8892968804099413,0,5.3799564969357252E-3,0.44260140574241369,1.057030914923119,2.4405123868444754E-2,6.5669554184722576E-2,5.0953817541622331E-3,1.6329983580866478,0.15690395665947529,0,5.6238841917779E-3,0.2817180449995258,0.20849877201448863,1.4131440482096795E-2]
[null,700,0.98464375157582573,1.0132218726195665,0.97801457523827229,0.99492183594079509,1.0085337106829819,1.0286346269201943,0.97752102683075226,null,3.8913781614828213,0,5.9487568884594097E-3,0.46678984844834776,1.0705347088528552,2.3368409035731459E-2,6.6611230103749905E-2,5.6452313780966223E-3,1.5771411772657526,0.15805284031725308,0,5.6238841917779E-3,0.30021452219729999,0.20768868300089657,1.5656383579517309E-2]
[null,701,1.0154388573497981,0.97525439581085016,1.0222306215877008,0.99875491088391266,0.99227363676158953,0.96110260235574207,0.97742450706077677,null,3.814969974245054,0,4.9438100456479324E-3,0.44177763668195402,1.0722452746160558,2.3688820974765358E-2,6.5352440969003445E-2,4.6834403316084166E-3,1.5432780069756706,0.15859473901841431,0,5.6238841917778983E-3,0.27642205681035287,0.21525851420109773,1.298896951999973E-2]
[null,702,0.96850800987002672,0.98385641208709362,0.99300964352187937,1.0130794387404247,0.9938384818767656,0.99248101731069349,0.98831177568883666,null,4.0096007351973659,0,5.6830131985230927E-3,0.4661307460551275,1.117766813435741,2.4484945647352943E-2,6.7131504401078471E-2,5.3907495159557853E-3,1.6369246800542181,0.16091413137562596,0,5.6238841917779043E-3,0.29697794493733287,0.21898774064002033,1.4950608141655601E-2]
[null,703,1.0079114291330882,1.016116479087817,0.98399374450040955,1.0178275318552621,0.9855286907848767,0.9986286538411413,1.0245574322110413,null,3.8500682069256746,0,5.569113344919001E-3,0.44407832673136471,1.0424420182886502,2.3883857545406225E-2,6.5589705394154305E-2,5.2756282996797646E-3,1.6038645402458878,0.16168230773478112,0,5.6238841917778965E-3,0.28453256683592909,0.20403315198032901,1.4631333022631931E-2]
[null,704,0.97567386017740632,0.98725687239682569,0.98999777617421025,1.0233665195998145,1.0192581622486845,0.97420418193403446,0.99569602287411541,null,3.965607699918889,0,5.5692012052582411E-3,0.45217086718928945,1.1062154846764805,2.4339711269890055E-2,6.6628436330283897E-2,5.2764604740633929E-3,1.6286475417250585,0.16255279402175574,0,5.6238841917779017E-3,0.28862744752272657,0.21646063276265762,1.4633640960160534E-2]
[null,705,0.99624745642856838,1.0332647680606049,1.0283969989494401,1.0116809471509396,0.98525696920347205,1.0133380158534513,0.97610974149785801,null,3.8219803605354588,0,5.1937023408523382E-3,0.47264654293327535,1.0339064830227793,2.3729764083915219E-2,7.0080731902296842E-2,4.9196653144149161E-3,1.5365196552416291,0.16063794348811394,0,5.6238841917778896E-3,0.29462600192629362,0.21083927911606382,1.3644111655755811E-2]
[null,706,0.97237425961587265,0.99162943653333446,0.96690048780757121,1.0054468859786216,0.99806822616052471,1.0060414290737509,0.98767378594967215,null,3.9729365012590696,0,6.0517721992666895E-3,0.45933454581721661,1.1075539798407674,2.3843026609756054E-2,6.5628254578505782E-2,5.7424381703988078E-3,1.6259524386643858,0.15974203009323493,0,5.6238841917778956E-3,0.29751129627115364,0.21213040406514305,1.5925975155997668E-2]
[null,707,1.0382491464627237,1.0064310826975011,1.0129951783436209,0.98400897318441805,1.0213682068881929,1.0038875764351161,1.0357683919936063,null,3.7971953262333211,0,5.1222825303202033E-3,0.44565844716096503,1.0186095952774223,2.4059069382128817E-2,6.4945162242057444E-2,4.8561849989677873E-3,1.5840801625711978,0.15626687116026197,0,5.6238841917778965E-3,0.28043547555158216,0.20431469974124511,1.3468056486034123E-2]
[null,708,0.99810723562695891,1.0036685538192902,0.99111932420568183,0.98115741021291392,0.99426347738999055,1.0098632950372013,0.96141666921665203,null,3.8211239237344263,0,5.6144440727108249E-3,0.45788093196866414,1.0644209125139805,2.2974708907257363E-2,6.6043762554358523E-2,5.3252595685766022E-3,1.5331570869054512,0.15584656949730311,0,5.6238841917779017E-3,0.29206705094544211,0.20862922125958994,1.4768979494732612E-2]
[null,709,1.0141564586410661,1.003224500958031,1.0020272176354341,1.009663049271541,1.0290676389124234,1.0124801577502218,1.0318722893303787,null,3.8908905780124612,0,5.4150263576652029E-3,0.4562801967479847,1.0470029591933387,2.4421656434882671E-2,6.5646309609015491E-2,5.1369508707119742E-3,1.6207473998779214,0.16035764809716149,0,5.6238841917779017E-3,0.28907339267991067,0.20776847914212146,1.4246727525297468E-2]
[null,710,0.9716961834356862,0.97844160343814346,1.0183037112640558,1.008300220839953,0.98797627997802029,0.98541069211671639,0.98405057783286987,null,4.0094161129187365,0,5.3380446746043274E-3,0.47203473709588817,1.1174362973697682,2.4809905741805329E-2,6.8219444218181088E-2,5.0629966462246755E-3,1.6277098459059913,0.16011641289860898,0,5.6238841917779009E-3,0.29606538960429113,0.22363361971693571,1.4041624203865621E-2]
[null,711,0.98541553061015441,1.019674054443477,1.0032417745275743,1.0330627632090135,1.0152775676448003,1.0176887393494607,1.0420539946690068,null,3.990447014189062,0,5.5721593213797597E-3,0.47095830785760462,1.0608949535435945,2.518545228292153E-2,6.8501427261232761E-2,5.2830578111276293E-3,1.6712505191323974,0.1640721573702219,0,5.6238841917778983E-3,0.29814778078883725,0.21144969537413105,1.4651937896594674E-2]
[null,712,0.99895229869320357,0.96574487302456236,0.99282589916100761,0.97036762626039375,1.0038823865026829,0.97495771452863811,1.0140370464056743,null,3.94995154242525,0,5.4316896866413783E-3,0.44526865761262152,1.1030575618117515,2.4430098352149165E-2,6.4138021555446401E-2,5.1523024823387116E-3,1.6399158848347306,0.15413020225086063,0,5.6238841917779009E-3,0.28371902688569345,0.21565828872453399,1.4289303409985655E-2]
[null,713,1.0102994053252004,1.0070190395811485,1.0272734032617703,0.96238094107608119,0.9860368474065565,1.001267018412892,0.98109546958432059,null,3.8113075935665424,0,5.0943177950965061E-3,0.46237314876155006,1.0448629455638776,2.36629327061595E-2,6.7662707653499951E-2,4.8288334430638957E-3,1.5409368837140536,0.15281154959876866,0,5.6238841917778922E-3,0.28841938214712404,0.21182744341091944,1.3392200170845791E-2]
[null,714,0.96688500747425443,0.99474638706716279,1.0056647959110705,1.0310784031673657,0.98186079890680311,1.0117688816665826,1.010322453384868,null,4.0608449013405279,0,5.6406447821738684E-3,0.48065799357422373,1.1067315705497396,2.5236865427576589E-2,6.8634944519142607E-2,5.3531028463515802E-3,1.672013361568307,0.16375321538815132,0,5.623884191777893E-3,0.30383167790840948,0.2198027306064736,1.4846199542549869E-2]
[null,715,1.0189774152878155,1.0099878350299984,0.97108616563934469,1.005244046812984,0.97148980520849915,1.0017247571575161,1.0018072803845244,null,3.7804651731119425,0,5.6826254916275947E-3,0.43622384533064518,1.0382411681617485,2.2998767715680539E-2,6.3783997437637519E-2,5.3857905027122855E-3,1.5570294595179062,0.1597033223655176,0,5.6238841917779043E-3,0.28179079469812263,0.20042991377866087,1.4936854903158167E-2]
[null,716,0.97315070096361811,1.0250393843764005,1.0074316098357565,1.0008591751652069,0.97195374690426073,0.98684295436419178,0.97317752334153762,null,3.8766924185890668,0,5.4186854778794282E-3,0.46281247356418431,1.0685228054384059,2.376769884878838E-2,6.9922923883554075E-2,5.1273145321067059E-3,1.5673511620379659,0.15895120000881471,0,5.6238841917779087E-3,0.29223153727872675,0.21358010200618824,1.4220002276427848E-2]
[null,717,0.99295697466244459,0.96664617798749075,0.97491407852353829,1.0218621282697191,0.98621767933270976,1.0300888484860131,0.9750504881808475,null,3.9629852710831437,0,5.9930854317043376E-3,0.46706520313846273,1.1104847672030875,2.3686608649112671E-2,6.3485359363655028E-2,5.701061848380957E-3,1.6007298882370504,0.1623374263276863,0,5.6238841917779078E-3,0.30098165311543751,0.21307128163449396,1.5811222805698168E-2]
[null,718,1.0051965025377076,0.99331074075055614,0.97260625449841631,0.99154273019009176,1.0084167589235922,1.0097142557195704,0.97691902354329119,null,3.8327320439876882,0,5.8042897618309766E-3,0.44816809172894878,1.0691321163593928,2.297428502503851E-2,6.3916830010834411E-2,5.5082095067296574E-3,1.5553769130027275,0.15752427287465923,0,5.6238841917778974E-3,0.28922715601230836,0.20580820546112602,1.5276369575976537E-2]
[null,719,1.0231099370904779,1.0010120575619148,1.0348327843684537,0.98944727040037361,0.96888752907525999,0.99660624311438861,0.99192657200327417,null,3.799251731725291,0,4.932906809003379E-3,0.45792066241831592,1.0369539576921822,2.3871586449877538E-2,6.6969504667382662E-2,4.6760926649353106E-3,1.5422673904105368,0.15709809203445751,0,5.6238841917779009E-3,0.28433281008917266,0.21150206628278406,1.2968591632869198E-2]
[null,720,1.0087081928112192,1.0181690062162254,1.0188572614017726,1.0146098474816982,0.99789996528382741,1.0174522459559123,0.99742725507559249,null,3.8406177215565398,0,5.2678059721376087E-3,0.46644533352264356,1.0364029203584362,2.3953654886336068E-2,6.7823257338981396E-2,4.9948139903218626E-3,1.5641108817554592,0.16111752642741528,0,5.6238841917778974E-3,0.29246034177324898,0.20910038563669728,1.3852527647358386E-2]
[null,721,1.0094455584801671,0.99024108558256752,0.98447385507454166,0.97175702220933502,1.0404669944917984,1.0152826330159364,0.99388374851939132,null,3.8613194263638602,0,5.6722347007854175E-3,0.45396127810830739,1.0666602832922971,2.3472901867261343E-2,6.42147389559279E-2,5.3853211723405431E-3,1.5800759862737006,0.15436327548319387,0,5.6238841917778983E-3,0.29077697432728261,0.20752146412184211,1.4935553270712412E-2]
[null,722,0.98839445198078557,1.0064636558785784,1.0165455516332975,0.97232942736959604,0.96090142579058335,0.97464107171070635,1.0031340531039827,null,3.8949709521494169,0,5.1850079897810325E-3,0.45515623933310712,1.0696143136835536,2.4360366648478158E-2,6.8448527975482676E-2,4.9075607299853014E-3,1.6031956162438374,0.15440688298721175,0,5.6238841917779009E-3,0.28578728929860142,0.21504473802903118,1.3610541018131282E-2]
[null,723,1.0166451338541329,1.0163018616574737,1.014527488333214,0.96990643779481533,0.99730659624988827,1.0168867652382725,1.0136986330016013,null,3.8311367554184743,0,5.2731912383021714E-3,0.46097597783111038,1.0305078546786999,2.39793315726867E-2,6.6927545345566816E-2,5.0002432322491033E-3,1.5785737704699239,0.15402505830765159,0,5.6238841917779E-3,0.28980073017355051,0.2071279658438947,1.3867585009663973E-2]
[null,724,1.0402483064607924,1.001788081841833,1.0191773282552885,0.99590048186467528,1.0084863267559818,1.015973518431015,0.96793102408290543,null,3.7123999576341165,0,5.111110289292271E-3,0.45334373428285046,1.020564078947747,2.2815422268411809E-2,6.4959383685456465E-2,4.8498992186952507E-3,1.4844496056725367,0.1581460462384513,0,5.6238841917778939E-3,0.28418988664336453,0.20511850315849348,1.3450623615625081E-2]
[null,725,0.96592288591783748,1.0157365014753292,0.99272671818298164,0.99060872894551599,1.0083829767316443,1.0046050935812374,1.0180960857240053,null,4.0079174836196154,0,5.7403840863629943E-3,0.46997385273806142,1.0873056701893093,2.4815841566379424E-2,6.8988037544454525E-2,5.4397794806712984E-3,1.6652529720955589,0.15734538624110173,0,5.6238841917778983E-3,0.2994794058070307,0.21434645088411819,1.5086586967511112E-2]
[null,726,0.9897274069869747,0.96753935301297911,1.006440098374406,1.0041495541178398,0.98799707940520842,1.0097037532802595,0.99556491519281098,null,4.0023870022922257,0,5.5160731394533593E-3,0.47173608870365519,1.1100249457477818,2.4664425104892463E-2,6.5663704894937017E-2,5.2416257228983711E-3,1.6334898693292432,0.15947526679823842,0,5.6238841917778939E-3,0.29804890776450171,0.21939732628847028,1.4537030885283403E-2]
[null,727,1.0027493231100357,0.99281286073676378,0.99514421387801388,0.99945599469543034,1.0369646018931422,0.97596251652578625,1.0240668673786997,null,3.897913005317684,0,5.3652871563445769E-3,0.44226129434903272,1.0701269276519207,2.433800492560919E-2,6.5430516846009298E-2,5.082270395183967E-3,1.6254046269417635,0.15874698204835574,0,5.6238841917779061E-3,0.28139497150867898,0.21077373594171872,1.4095077673973649E-2]
[null,728,1.006409697479828,1.0180486858430065,1.0064071095235969,0.9968863039457273,1.0013563210170129,0.97210001204945207,1.0322018931141113,null,3.8451304085277478,0,5.1783733991728293E-3,0.44072463876248158,1.0400465323031132,2.431481085737448E-2,6.7187842707912435E-2,4.8975275875526286E-3,1.6091921081484137,0.15832179440086247,0,5.6238841917778965E-3,0.27846116148057098,0.20795576620622477,1.358271528063479E-2]
[null,729,1.0356832892001688,1.0026972522596689,1.0078711218869796,1.0158467198009202,1.0092094156787503,1.0176606573725218,1.0160842534281751,null,3.7998676421580431,0,5.2650681212493182E-3,0.45156834158849479,1.0252185526028481,2.3772085313680549E-2,6.4607946096603072E-2,4.9962037692793098E-3,1.564728227315773,0.16133076801933594,0,5.6238841917778974E-3,0.28505422748756537,0.20437609185851094,1.3856382035423494E-2]
[null,730,0.96685729859296199,0.99073751961504886,0.96658025056370989,0.98779199988585031,1.0163263208625404,1.0171593082570567,1.0255243444735085,null,4.0697725327741434,0,6.1586132213613445E-3,0.46729328849808865,1.114858905493977,2.4812617661100912E-2,6.5936207123056173E-2,5.8475245247550517E-3,1.7020591630870183,0.15693756876536127,0,5.6238841917778965E-3,0.30272797784920435,0.21361658903243444,1.6217419768730118E-2]
[null,731,0.99990619159158656,0.9960694481050697,0.95517200332462726,1.0223064903642864,0.99699670881959068,1.0136438809243404,0.97054687286725083,null,3.8342022490331007,0,6.0718493676163981E-3,0.44506991783366556,1.0735801751159184,2.2687383354052588E-2,6.3326528291170539E-2,5.7625088537530305E-3,1.5519364647074969,0.16243916580909476,0,5.6238841917779052E-3,0.29044496477611992,0.2034214666379825,1.5981638829680907E-2]
[null,732,1.005319339909811,1.0163659394819269,0.99027989703838382,1.0151533337498753,1.0176362309805527,0.99458622084633219,0.98994267520481538,null,3.8027933033184973,0,5.4879247087449177E-3,0.44577688211626654,1.0443072550542716,2.3294393264647478E-2,6.6163655866405616E-2,5.1974752003773163E-3,1.5524204179834622,0.16124776475021685,0,5.6238841917778956E-3,0.28449578518684682,0.20533912979596611,1.4414584617003292E-2]
[null,733,1.0058643701009657,1.0482794555155086,0.96549228085308159,1.0054068264436906,1.0098774863213278,0.96610566249918794,0.98208140007312672,null,3.6777445802932109,0,5.5824857352199872E-3,0.41971888398110463,1.0157338734678714,2.2217096504442174E-2,6.6163549248731898E-2,5.2692886719432107E-3,1.5056094472596435,0.15973784933228577,0,5.6238841917778974E-3,0.27209647513621527,0.19654296742178151,1.4613750812630779E-2]
[null,734,0.98048821084924531,0.9966493140493653,0.97032631345717313,0.95806347691628913,1.0107696249889431,0.98011614662578972,0.97726400716528483,null,3.8794711796486721,0,5.8004219133669568E-3,0.44403117826464367,1.0927985561392948,2.3243548005354081E-2,6.555641499099131E-2,5.4946321421696582E-3,1.5838663707921286,0.15220885627634281,0,5.623884191777893E-3,0.28697272705717186,0.21023671934584484,1.5238714356320689E-2]
[null,735,0.99461276824183664,1.0026112308924806,0.99637633360216515,1.0329079067625475,0.95562091511976377,1.0358641644420807,0.994873952979759,null,3.9306040847724248,0,5.7169081007708671E-3,0.47426963047472198,1.0687338942724407,2.4092407994172879E-2,6.6550163206702831E-2,5.4301238530451391E-3,1.6004014595089386,0.16405832701205428,0,5.6238841917778974E-3,0.30152886708893972,0.21057242704758694,1.5059808222816488E-2]
[null,736,1.0173068759722377,0.99729823822541863,0.97654517946361785,1.0065177303729529,0.9823818102053512,1.0067289130459256,1.0113108642924182,null,3.8371993814978604,0,5.6675337390779375E-3,0.44262169093413384,1.0520238508300965,2.3495377613669245E-2,6.3591849585529575E-2,5.3764683575171163E-3,1.5867124878852346,0.15989722822272531,0,5.6238841917779E-3,0.28493554179319996,0.20367753479038833,1.4911001032663894E-2]
[null,737,0.99262181339020683,0.96251418688085844,0.98644769903697904,0.97232640842102247,0.9977444482615544,0.99001826626260336,1.018975619770107,null,4.0028484986052053,0,5.6286393628536173E-3,0.45317395985889969,1.1142695165632373,2.4666895540531406E-2,6.3991912327316006E-2,5.3444321150420927E-3,1.6657763693888537,0.15445078895122608,0,5.6238841917779009E-3,0.2899127048582808,0.21644452188123267,1.4822152291657198E-2]
[null,738,1.0073678038471292,1.0098463822710579,1.0005704772755142,1.032199296402551,1.0113739573496909,0.99999086336107545,1.0230983169752577,null,3.8768776377827017,0,5.3947976280672993E-3,0.45214647674928166,1.0476221154911223,2.427598616423822E-2,6.6337995373435391E-2,5.112546333110723E-3,1.6084354757636004,0.16393920176483132,0,5.6238841917779061E-3,0.28671386927139009,0.20788583989009782,1.4179044417878976E-2]
[null,739,0.99950817317157403,0.96774593676262122,1.0355163658293223,0.99502855977439464,1.0173845535039321,0.97770206533468551,0.99430644576210991,null,3.9434895586619643,0,4.9747953586426882E-3,0.46307427935448509,1.0960561917759331,2.4796831676354131E-2,6.6809354636142113E-2,4.7191253127186325E-3,1.6065915731909386,0.15798323859808092,0,5.6238841917779E-3,0.28741374415778115,0.22230819351901576,1.3087937607376469E-2]
[null,740,1.0002296483068107,1.0132427311627892,1.0073605773681977,0.98534321484400345,0.98032129607650398,1.0022398043321821,1.0230487520548601,null,3.8949970388011077,0,5.365415730223015E-3,0.45884531171845644,1.0510998982316953,2.442241808157879E-2,6.7413987801634614E-2,5.0844390223536602E-3,1.6176165902873718,0.15648714249634366,0,5.6238841917778965E-3,0.28973929885141803,0.20992839174298208,1.4101092105718896E-2]
[null,741,0.99329956087389626,1.0078036573181099,1.0199826546732971,1.0071786019399598,0.99379486608652523,1.047202245501224,1.0160685327640142,null,3.9824274993411519,0,5.502341146038813E-3,0.48985572536638394,1.0626581851770871,2.4947970689253692E-2,6.8399247565499213E-2,5.2279687942496543E-3,1.6356542607698801,0.15993575887419609,0,5.6238841917778983E-3,0.30692681414191342,0.21420086991293891,1.4499155004009164E-2]
[null,742,1.0156832864139136,1.0007024127792408,1.001751393776259,1.0041031479203988,1.0118516516651008,1.0346165219703793,0.97311863234729301,null,3.8191403927627086,0,5.5306384588648177E-3,0.4662373143115518,1.0479601169442447,2.3222386396722413E-2,6.5402139837119677E-2,5.253365127972435E-3,1.5342389420279252,0.1594750282242868,0,5.6238841917779087E-3,0.29543225993885552,0.20725600548008563,1.45695887410248E-2]
[null,743,0.99465265426849692,1.0243404702993482,0.99595327440771841,1.0335916238831102,1.0176815801283294,0.99483850121342343,1.0206659082065788,null,3.8811922037822337,0,5.475440828121441E-3,0.45216542705339458,1.0471704187986541,2.4231294619531604E-2,6.7642868247463073E-2,5.1835729215877141E-3,1.6110593679478669,0.16416758774451048,0,5.6238841917778922E-3,0.28755142111591747,0.20749577368360858,1.4376028286043332E-2]
[null,744,1.015856070199125,0.9930301542138904,0.96229849484210794,0.98784783693289391,0.98821979309710706,1.01476765738333,1.0179158746532346,null,3.8590980230834964,0,5.8979537635095742E-3,0.44172204061117193,1.0591477206380953,2.3446437665832928E-2,6.2611561240613553E-2,5.5986740914876314E-3,1.6051944232203046,0.15695296930502234,0,5.6238841917778965E-3,0.28694564840218606,0.20222535504568595,1.5527262434828699E-2]
[null,745,0.98641500243568303,0.9736521979615429,0.99208972741914858,1.0197379652757104,1.0135573428864046,1.008017355744834,0.99621388896364182,null,3.9938202524526583,0,5.688155891597723E-3,0.46590854480491573,1.1085103427841232,2.4439378106588246E-2,6.5322303261158107E-2,5.402972669016395E-3,1.6337520223638671,0.16197317823925639,0,5.6238841917778974E-3,0.29700718420797256,0.21658409010018079,1.4984507615397382E-2]
[null,746,1.0109218949392089,0.98097560500014636,0.97825261290203136,0.97538859780978304,0.99966881588491263,1.0139738417134612,1.0300979409282132,null,3.9305074395423403,0,5.7398607956559919E-3,0.4511102609158304,1.0752615229084983,2.421776988085354E-2,6.3277765154692231E-2,5.451733499972738E-3,1.6431897760300072,0.15494944269422686,0,5.6238841917779052E-3,0.29008659011231003,0.20795881491931775,1.5119740030506278E-2]
[null,747,0.98214238604963944,0.97505190679698184,0.99101958931308964,1.0119380670115812,0.99990671445059975,1.0281855398022721,0.98879475470094857,null,4.0149991892739925,0,5.8388642260321965E-3,0.47718974191779984,1.1119166428376976,2.4394242311657544E-2,6.5613751192907563E-2,5.5514755100059604E-3,1.6331074996998145,0.16073590800908022,0,5.6238841917778939E-3,0.30440250535789104,0.21690603973696509,1.5396362734427882E-2]
[null,748,1.0009183371636272,1.0072486300490913,0.983178249469294,1.0184850770483065,0.9949724150665421,1.0137621471991163,1.0022284082656316,null,3.8745742845802198,0,5.7111167363351418E-3,0.45487858222263183,1.0585849724131522,2.3706296895265461E-2,6.5547237193450111E-2,5.4170935304155557E-3,1.5916759614797507,0.1617880296285637,0,5.6238841917779E-3,0.29160223769116195,0.2064374359109325,1.5023670159451157E-2]
[null,749,1.0184277644414617,1.0408721718736194,1.0389539547762654,0.99213344562056238,0.99472786118551271,0.98626100000416961,0.98827307508271678,null,3.7206491827175521,0,4.8300584038600859E-3,0.45268566713351488,1.0034075271969412,2.3474599414953549E-2,6.9621107102090574E-2,4.5663876882213131E-3,1.5085176683236705,0.1575184908688714,0,5.6238841917778965E-3,0.28038223488385805,0.20701733650189144,1.2664337815624338E-2]
[null,750,1.0191128890188135,0.99100974067321046,0.99302553540296368,0.99529988803116898,0.99823730591133686,0.99195626861026109,1.0159002485895448,null,3.8440437011572657,0,5.3911871994064839E-3,0.44203748014377053,1.054964854517594,2.3845260598447913E-2,6.4160515741618004E-2,5.1118714997777422E-3,1.5926113754972873,0.1580900632403468,0,5.6238841917779095E-3,0.28162501492234715,0.20718739515649781,1.4177172847201748E-2]
[null,751,0.98391288467028948,0.97655758861877351,1.0301536577109471,0.99918855989140887,0.99134027962619953,1.0127394197741326,1.0091710493226562,null,4.0444595095764324,0,5.2861549809676651E-3,0.48496671223233995,1.1044029187633657,2.5432652013523308E-2,6.8013094630859042E-2,5.0216150781879172E-3,1.6583727773384713,0.15865173591289122,0,5.6238841917779017E-3,0.30198285273284375,0.22335056435878542,1.392685730435125E-2]
[null,752,0.99285827985209962,1.0293610213645532,0.96823212429266514,1.0011281664096694,0.98216439083673734,1.0059604308394565,1.0212857875816737,null,3.8681090618298732,0,5.8731009385621941E-3,0.44667872979823237,1.0467449575766761,2.3692944332155883E-2,6.6258362778281482E-2,5.5620604481689991E-3,1.6135470978277549,0.15905383149661612,0,5.6238841917779017E-3,0.28906875758912881,0.20232581791732004,1.5425718812318506E-2]
[null,753,0.98596364316559759,0.97965243022597193,0.98522695889610379,1.0393125905893674,1.0118126183912293,0.9953378257808031,0.98772529028759326,null,3.9527190699317356,0,5.694606307309588E-3,0.4565406976563493,1.1032203109782879,2.405476882008736E-2,6.5241622268250407E-2,5.4037713403393209E-3,1.6114670532721487,0.16509325810933573,0,5.6238841917778983E-3,0.29229069771714644,0.21449088924918289,1.4986722636137578E-2]
[null,754,0.99141835159608294,1.0114779340655025,1.0350154362042638,0.99987710977193422,0.99210392736398911,0.99930775694578067,1.0130296154893053,null,3.9319524847053162,0,5.0935239938368487E-3,0.47290089873754565,1.0595553641184234,2.4944963750480421E-2,6.9684909996542768E-2,4.8264446471551776E-3,1.6170401819558144,0.15875380254122406,0,5.623884191777893E-3,0.29360186368023017,0.21672811995289848,1.3385575127063669E-2]
[null,755,1.0342794706397662,0.96985614025467504,0.95811135505582989,1.0161822848768423,1.0131373357605844,0.99231052325031044,1.0053736971148737,null,3.8029091329100622,0,5.7372265569679932E-3,0.42434379886892859,1.0643136092753525,2.2979381834934306E-2,6.0131526300549666E-2,5.4461119838214896E-3,1.5710864064733898,0.16146143386392506,0,5.6238841917779087E-3,0.27639707667550845,0.20175898058052288,1.5104149418312082E-2]
[null,756,1.03534559154251,1.0015659890846469,1.0081927192001787,0.98530809043917389,1.0116323084387135,1.0060427081159524,1.0159629882642058,null,3.7862489422512318,0,5.2041286951459821E-3,0.44651765024156009,1.0266248392318711,2.3684619734741705E-2,6.4591544224478048E-2,4.9355948489785686E-3,1.5627962790950087,0.15648032444230162,0,5.6238841917779087E-3,0.28180992962697865,0.20470011496710941,1.3688290341564751E-2]
[null,757,0.99672133978807664,1.0036177885253232,0.96471275223696484,0.98171086126556006,1.0366430378470439,0.99768605981324565,1.0156255908902092,null,3.8852100876454889,0,5.8698209560843111E-3,0.4421478917670475,1.0684217977723747,2.3648182554761941E-2,6.4492801949440806E-2,5.563807184919378E-3,1.6180712538667261,0.15597424332865725,0,5.6238841917778939E-3,0.28677947255807573,0.20492601024706053,1.543056318073226E-2]
[null,758,0.99051682008280295,1.0313503112307207,1.0179936048368896,0.97896283654824845,0.97992841777614548,1.0126824438886752,0.99146775627926165,null,3.8592856364100094,0,5.337640343184436E-3,0.47097764810938408,1.042698957252449,2.395536221788945E-2,6.9709397622116129E-2,5.0563206334684621E-3,1.5709890142778158,0.15545814136229436,0,5.6238841917778922E-3,0.29545858134967223,0.21067286066665294,1.4023109069676687E-2]
[null,759,0.98690318446514413,0.96787871626039979,0.99924270907392154,0.9774774204935045,1.0181168824008902,0.99646148595178874,1.0368288612706349,null,4.0581212841149377,0,5.5420870260745447E-3,0.46357882217643853,1.1135453503850714,2.5405504878913708E-2,6.5426799825039642E-2,5.2625878227337813E-3,1.7016916090831793,0.15524996190759258,0,5.6238841917778939E-3,0.29420616058982313,0.21907752348297643,1.4595166797467394E-2]
[null,760,0.9725136761522728,0.99998707762269379,1.0102791208448996,1.0051721089558672,0.98259009131295283,1.0211977851832788,1.0241768443668855,null,4.0590594754931031,0,5.6007002565252473E-3,0.48396664591130684,1.0943892731710778,2.5420187611322555E-2,6.8814015630029424E-2,5.316417675414813E-3,1.6831893749995042,0.1596318318513103,0,5.6238841917779052E-3,0.30505170940938842,0.21851237775186702,1.4744457546624831E-2]
[null,761,1.0346459792974931,0.98664030749619869,0.99621796593178891,0.96612826673727026,0.99186154683719674,0.9815248570156454,1.0418245142944287,null,3.8252254173974611,0,5.2232495568596748E-3,0.43221023782228613,1.0432090533680349,2.4071530399187014E-2,6.3169461980515748E-2,4.9509027514483437E-3,1.6096820898604867,0.15345184829926314,0,5.6238841917779017E-3,0.27481568709506576,0.20553322618219341,1.3730745004059998E-2]
[null,762,0.99244904090392205,1.0167214935131699,1.0435410715490048,0.98785541723063364,0.97936009492781639,0.99543101028510805,1.0086809475337988,null,3.9088070769022965,0,4.9737935808992712E-3,0.47339605002143376,1.0524486351114761,2.4872369340445396E-2,7.0442748976775563E-2,4.7106908016347126E-3,1.6029122901235564,0.15683253913900791,0,5.6238841917779061E-3,0.2923996276604986,0.21707748963115808,1.3064545485425915E-2]
[null,763,0.96173997089184859,0.97419848952381138,0.9978557343347001,0.96041977495105324,0.99932808854360322,1.0157460960855,0.99078250958324399,null,4.084129733202551,0,5.8076325707951048E-3,0.48411939440601293,1.1357623586829952,2.4888094258189868E-2,6.7392455787585612E-2,5.5185208152925555E-3,1.6683547212652192,0.15254276773649778,0,5.6238841917779043E-3,0.30750745614605296,0.22292274570928275,1.5304966774435732E-2]
[null,764,0.98085076425028683,0.98760916533440801,0.98441593050645648,0.970373426596152,1.0066371442112176,1.0043919355696309,1.0054699141748595,null,3.982173867108425,0,5.7782732351388966E-3,0.46216358554171594,1.100545579627257,2.4335524210822992E-2,6.5946129032528278E-2,5.4835719010747318E-3,1.6443206785266373,0.15414357773705578,0,5.6238841917778965E-3,0.2960416074295612,0.21413996206333738,1.5208040081792995E-2]
[null,765,0.96163402250666541,0.99523414370180718,1.0294471329444501,0.97733844828025762,0.99907343014316774,0.99662097660892357,1.0280898344020697,null,4.1003191609379579,0,5.3134486918306198E-3,0.48556135864961919,1.1098774437151888,2.6035307503043E-2,7.0578700052117138E-2,5.0383413756826673E-3,1.7059867750261171,0.15518339550776053,0,5.6238841917779009E-3,0.30248309816278995,0.22529105972748981,1.3973245718200682E-2]
[null,766,1.0419855915384255,0.97383503475932476,1.0318469215310602,1.00441722693615,1.0385472617739848,1.0037238789311047,1.0073631513148866,null,3.8237662656907987,0,4.9318115290909294E-3,0.45458967018767032,1.0454652308923964,2.4143988177707913E-2,6.4182957110560448E-2,4.6834466794243744E-3,1.5630707488885898,0.15947940409298336,0,5.6238841917779009E-3,0.28277629969938034,0.21169346017447738,1.2988987124918798E-2]
[null,767,0.97966268822132974,1.0078627962107352,0.97770670696035933,1.0358031007799382,1.041654986171354,0.99435681685575006,1.0067093168559937,null,3.9391420051995927,0,5.7886272636326862E-3,0.45309309943797937,1.0814455689465787,2.4122598382916732E-2,6.665402825866637E-2,5.4846221554766175E-3,1.6272500350526238,0.16454770902379987,0,5.6238841917779052E-3,0.29146222464009375,0.21003590953476831,1.5210952838537708E-2]
[null,768,1.0203495528170092,0.99095532681642806,1.0163201751219473,1.014442469693438,1.0142084013459975,1.0305087456497928,0.99589373190738406,null,3.8660663821877317,0,5.3269443635280689E-3,0.46909990291842268,1.0515516676328329,2.3994628707395393E-2,6.549288002196535E-2,5.0612958935443977E-3,1.5703237730443638,0.16109482037164627,0,5.6238841917778965E-3,0.29458313632474759,0.21053043007771341,1.4036907366848161E-2]
[null,769,0.9960014300523452,0.97719086243240172,0.97582704431650158,1.0033017532223742,0.97620480723174141,1.0063471379068825,0.98279316042781839,null,3.9123109063653811,0,5.8152241254121476E-3,0.45364425485030946,1.0956254214879602,2.355203256001295E-2,6.3884713267382279E-2,5.522178718104535E-3,1.5924079161120921,0.15938743835976668,0,5.6238841917778983E-3,0.29216405122821942,0.21099912817859959,1.5315111536569512E-2]
[null,770,0.98353416351321532,1.0065499168078202,0.99449658083527481,0.99812957707472327,1.0134528037429484,1.0005685935046194,0.9885144002952897,null,3.9083955705472131,0,5.6026774569973362E-3,0.46124188593985171,1.0769300791030694,2.390527258611223E-2,6.7386579285602391E-2,5.3106257478520687E-3,1.5946447066840435,0.15853728621799754,0,5.6238841917778974E-3,0.29359031568430466,0.21209921824512346,1.4728394318474619E-2]
[null,771,0.99762725416981635,1.0010711699557846,1.0056268517215716,0.96880470932518559,0.99564721284129765,0.99852904749263793,0.99647642104744028,null,3.8801233109212783,0,5.3899668328823173E-3,0.45876724392487805,1.0661847805019382,2.3963624599705812E-2,6.6847228225588792E-2,5.1098821649863003E-3,1.5890513032782765,0.15386312342428704,0,5.6238841917779052E-3,0.2900009958718639,0.21192955590913021,1.4171655661726641E-2]
[null,772,0.98674399847952698,1.0109222981974675,0.9956838212641127,0.95617765411281186,1.0055881249075505,1.0447719166992733,1.0259780178738478,null,3.9905954597106232,0,5.812438672597375E-3,0.48121957603693993,1.0689000566835483,2.4708418674247678E-2,6.7470219992307859E-2,5.5210773063284471E-3,1.6587844531493723,0.15187215173052818,0,5.6238841917779009E-3,0.30607964694673917,0.21091635677054843,1.5312056900879582E-2]
[null,773,0.98867860130407192,1.0041697464242021,1.0357870593044824,1.0323838169498203,0.97349017350445655,0.98810982919117973,1.0128951790067406,null,3.9512743169791071,0,5.0483284815562718E-3,0.46966597047664188,1.0697652943714719,2.5135394779466483E-2,6.9533211616468041E-2,4.7824527081288771E-3,1.624480205456508,0.16391381183907119,0,5.623884191777893E-3,0.29145718603867127,0.21870166531105301,1.3263568671407155E-2]
[null,774,0.99388856061088293,0.99777833113196368,0.96142215746620896,1.0094324256589553,0.97885962171498697,0.97413949512471965,0.96609120193874443,null,3.8053487503802463,0,5.7928899541971274E-3,0.43164517602688923,1.0777380168441513,2.2637763761539212E-2,6.4179967700138618E-2,5.4852935060429632E-3,1.5419480975555528,0.16038377690481756,0,5.6238841917779E-3,0.28055692330790949,0.20572992578545068,1.5212814750172329E-2]
[null,775,1.0083563538143872,1.0143564700179177,0.9834448912290189,1.0034431504535826,1.0202115410787733,1.0015040812736919,0.98897075663967693,null,3.7957976862191898,0,5.5907234302849697E-3,0.44518399812745574,1.043750844872809,2.3113308311195964E-2,6.543812330618072E-2,5.2974275747907761E-3,1.549718388712263,0.15939818549099583,0,5.6238841917779E-3,0.28533956391034743,0.2038328944099273,1.4691790741728739E-2]
[null,776,0.99142295588545415,1.0011841500904208,0.99445545687899595,0.97559645673538442,0.95778500479001805,0.99923715650562628,1.0148794523262969,null,3.9281879725884132,0,5.5561655871796773E-3,0.45745051169044054,1.0738086339922193,2.431592124545703E-2,6.6569671708790093E-2,5.2676182839456551E-3,1.6284910046846297,0.15495831321802458,0,5.6238841917778983E-3,0.29118450231909071,0.21146495865273637,1.4609118188480446E-2]
[null,777,1.0141608570412419,0.98699549948274978,1.0273327089914668,1.0279815270268602,0.99914097182482475,1.0371999079206609,0.96358964197243913,null,3.8611999756159086,0,5.2741891008725103E-3,0.48017446774331374,1.0609503962635123,2.3711199942017272E-2,6.6360991389285445E-2,5.0138590181515955E-3,1.5339147426828392,0.16322783995986431,0,5.6238841917779052E-3,0.29951267413247257,0.21407876260716166,1.3905346786382835E-2]
[null,778,1.0074165018677721,0.99044145840141051,1.0285239011674063,0.97037068476295574,0.9755761001163159,1.005124958472013,1.01131080249441,null,3.9124749071387708,0,5.1293884195453814E-3,0.46778831769798135,1.0644030321909004,2.4643793340545669E-2,6.7060855291016783E-2,4.8672608638746099E-3,1.6085028029123594,0.15407838328935547,0,5.6238841917778922E-3,0.29157507885379458,0.21556211283535201,1.3498774091361859E-2]
[null,779,1.0104536633803991,1.0205597741975247,0.98962561545819006,1.0027689614207853,1.024117779895815,1.0021477981363327,1.0196300932123092,null,3.8284115953456319,0,5.5053037967442231E-3,0.4464086838192074,1.0350025393636857,2.375761074418151E-2,6.5998445303431422E-2,5.2150028339044592E-3,1.5894374164405218,0.15928162180125327,0,5.6238841917778965E-3,0.28501581791612296,0.20371268128643946,1.4463195441850416E-2]
[null,780,0.97251957267301781,1.0043213684409114,0.99729949375386795,1.0132582473864478,1.0291027424576131,1.0141475828038133,1.0242679799585626,null,4.0345264716434377,0,5.7114985983181821E-3,0.47454711003956662,1.0911535923986075,2.5111468692103504E-2,6.821174953839515E-2,5.4183772480698965E-3,1.677121383058692,0.16093591996300002,0,5.6238841917778983E-3,0.30153171725987965,0.21555553745266581,1.5027230398998136E-2]
[null,781,0.98893729844673817,0.97165915951697901,0.99741014442016607,1.0179865980484699,1.0110365580539102,1.021911437256428,1.0109681078145878,null,4.0316173250283187,0,5.6900248772494815E-3,0.47389724313508963,1.1073187761790935,2.4886027789209755E-2,6.537837731383149E-2,5.4091735842169072E-3,1.6596680019538705,0.1616867532417928,0,5.6238841917779043E-3,0.30109802530460295,0.21733938208954279,1.5001705122535881E-2]
[null,782,0.96238689292340218,0.98155161308409977,1.0269757939533148,1.0209874185852263,0.9677203238978983,1.0002637717262961,1.0003148801859278,null,4.0914889577293616,0,5.369048105505086E-3,0.48749370560074845,1.1239619972268693,2.5614853410397435E-2,6.9607045234653955E-2,5.0956883960118103E-3,1.6722071626831021,0.16211782767365346,0,5.6238841917779017E-3,0.30414425950953444,0.22685929099100621,1.4132290917109455E-2]
[null,783,1.0005909541898994,1.005281606112056,1.0061627148059948,0.99063623761083686,0.98546658850229285,0.9981527903425107,0.96122380854423706,null,3.8065552416006736,0,5.3621523363621545E-3,0.45701919556858245,1.0587422337436367,2.3138565765527697E-2,6.6901311125362475E-2,5.0822966842092683E-3,1.5247140569997204,0.15732954833866367,0,5.6238841917778983E-3,0.28880016607970771,0.21047098485636059,1.4095150583485497E-2]
[null,784,0.99014368984441392,0.98634613060927023,0.98550240054005933,0.98931377587636316,1.0164138629306692,0.98760026924378586,1.0006553105349394,null,3.9266896343316082,0,5.6167727779384427E-3,0.45032221524364002,1.0914402903613378,2.4033058833068541E-2,6.5329210533462218E-2,5.3257911389166411E-3,1.617429986649028,0.15715060430427213,0,5.6238841917779061E-3,0.28825952123722115,0.21262139087442503,1.4770453742391514E-2]
[null,785,1.0156162321653655,0.99674201267588292,0.97901117855432229,0.98983290663012635,1.022309246180656,0.99569003589264493,1.0094209660096243,null,3.8285980929780834,0,5.5863679579062119E-3,0.43925357431614703,1.0541065611546516,2.3464627980568101E-2,6.3819505486600259E-2,5.2964436727225405E-3,1.5837957804617273,0.15724290255581144,0,5.6238841917778956E-3,0.28232678772072584,0.20456533138989982,1.4689062005357587E-2]
[null,786,0.98051305602090555,1.012089920238386,1.0377696495600355,0.9967544840443755,0.99486684157067207,0.98313567614050279,0.98849735643801484,null,3.9152775030662594,0,5.0369596742981821E-3,0.47104690373631158,1.0704557445586238,2.4612995693685042E-2,7.0671862306134481E-2,4.7683478393657636E-3,1.5903438935747711,0.15825391968416977,0,5.6238841917778922E-3,0.29196364999751734,0.21934881067715997,1.3224450481043719E-2]
[null,787,1.0039981416189061,1.0119526917126727,0.97604507167580379,0.96235861611092433,1.0282693542345791,0.99024579155696579,1.0222456820809349,null,3.8467879541600358,0,5.6407098466183707E-3,0.43913643039301731,1.0513306670812976,2.3671948731439622E-2,6.514111588295772E-2,5.3420993439140928E-3,1.6075663493922983,0.15288277021778368,0,5.6238841917778956E-3,0.28278142486292185,0.2041362912832464,1.4815682625998338E-2]
[null,788,0.96875615727940523,0.98021820762435563,1.0386927759426885,1.0218653273179819,0.9929414839773123,0.98960260103524211,0.97878433902018602,null,4.027836669612376,0,5.1493006084943529E-3,0.48386051846576472,1.1168266372863302,2.5154449478059233E-2,6.982555012235353E-2,4.8846463797878412E-3,1.6237574059407833,0.16223934317402128,0,5.6238841917778956E-3,0.29973846017479566,0.22752808423743084,1.3546990769764348E-2]
[null,789,0.99239252268441414,0.99421813716897778,1.0434957606498771,1.0030279916660569,1.0118005518195892,1.0023425454993682,1.0020839256018788,null,3.9572156765367215,0,5.0279514661275898E-3,0.47922773119895684,1.0751460015703802,2.5061701704199402E-2,6.9224713299748386E-2,4.7693625668878675E-3,1.6139996123783438,0.15924141399704458,0,5.623884191777893E-3,0.29600972234109069,0.22071222004624438,1.3227264708176445E-2]
[null,790,1.0084681135019309,1.0096216382855245,1.0416280011451988,0.99177700033876937,1.0175435164578159,1.003288827975318,0.95478051591599544,null,3.7860513405323366,0,4.9592148801916678E-3,0.46971219078452175,1.0428335189184017,2.3412157135793223E-2,6.8825230569860271E-2,4.7006603448974445E-3,1.5009291991947253,0.15745795236829582,0,5.6238841917778939E-3,0.29045886668372406,0.21402016802414189,1.3036727196388952E-2]
[null,791,0.99261768394214578,1.0006528141158584,1.0335234964289441,1.0319351898416063,0.99619341095194214,1.0111685656029097,0.99445752394262132,null,3.9379732698609362,0,5.1733117965842412E-3,0.47875999743883424,1.0693003100955876,2.4724588940972729E-2,6.8924325369850409E-2,4.9079509008292353E-3,1.598115980535368,0.1638460681066766,0,5.6238841917779009E-3,0.29750847850193141,0.21782337446472858,1.3611623110960617E-2]
[null,792,0.98443224133830287,0.99408215928779986,1.014481848110024,1.014972088148884,0.99957431711358735,0.98231708048523514,0.99739182179513064,null,3.9419288284267031,0,5.28068049944703E-3,0.46122216192370852,1.0868362993574849,2.4558438849243126E-2,6.7933135360623467E-2,5.0035930712311995E-3,1.613455822298129,0.16118173535181324,0,5.6238841917779009E-3,0.28996363966618044,0.21755392346286348,1.3876875393090389E-2]
[null,793,0.97322837969340803,1.0306771985331105,1.0448906984055186,1.0120609191396763,1.0023333230815117,0.97451480809234881,1.0242179543951275,null,3.9592608427793241,0,4.9400537110792318E-3,0.47115673806813285,1.0592941954568327,2.5492637987615991E-2,7.2691581787492521E-2,4.6696585249891478E-3,1.6413472834703997,0.16067339097205119,0,5.623884191777893E-3,0.2907802059507551,0.21952057277595832,1.2950747304398933E-2]
[null,794,0.99494877871807452,1.0327225995496057,0.99304131606352763,0.97963229010649666,0.98918820331974278,1.0157988462258551,0.98511444116689006,null,3.8177479781200798,0,5.6157270290951786E-3,0.4600813917142843,1.039052891419026,2.3279671664686707E-2,6.7867580788429832E-2,5.3202871993680723E-3,1.5534213525743201,0.15560145150798871,0,5.6238841917778922E-3,0.29311801931603088,0.20524198555822207,1.4755189215041018E-2]
[null,795,1.0149517612383512,1.0119041768258399,1.0210015166587754,1.0180253928274638,0.99537156519589243,0.99804235851621381,1.003290045943257,null,3.8213739382474583,0,5.1176868351893732E-3,0.45571555240844547,1.0358868501128806,2.399002054670327E-2,6.7215914977156843E-2,4.8488929860564939E-3,1.5634809023333613,0.16165662532723971,0,5.6238841917779009E-3,0.28535762431782286,0.2092675249331496,1.3447832948049658E-2]
[null,796,1.0092336156043871,0.98490321552672266,0.97227551119298716,0.98832360099803496,1.0144192910329208,1.0110522290691983,1.0065271297296943,null,3.8850511829495402,0,5.8010459531706009E-3,0.44770042321704701,1.0735338839318387,2.3609945493325339E-2,6.322051232599879E-2,5.5078963154612283E-3,1.6038821891493082,0.15701335940709993,0,5.6238841917779061E-3,0.2889860129005527,0.2064986209933731,1.5275500976922951E-2]
[null,797,0.9510836208335427,0.96338792320930988,1.0072198846033913,1.0024043481763889,0.99880396422148454,0.98366260789732196,0.96996568036901543,null,4.0941817619145286,0,5.5870811324142009E-3,0.47836034220329349,1.159785005191317,2.4935824156160889E-2,6.8152584329052107E-2,5.3029046726667459E-3,1.6525092836137245,0.15919691725971316,0,5.6238841917778922E-3,0.30208841208462006,0.229106704517755,1.4706980826865274E-2]
[null,798,1.0095723767454905,1.0152389076628106,0.99645760795977545,1.0154669987325546,1.0252840623303692,1.018568568846034,1.0232527032778853,null,3.8723647686027851,0,5.5256008469518848E-3,0.45780492203303425,1.0404360141800892,2.4129410000127041E-2,6.6212309778618625E-2,5.2403429476403371E-3,1.6057822242626905,0.16128803569724709,0,5.6238841917779043E-3,0.29104626397535333,0.20579348912379494,1.4533473259361461E-2]
[null,799,1.0361909106826204,0.97934813465358372,1.0295720473580283,1.0363594913976113,0.96008220322087234,0.99906649364074174,0.98928589440853343,null,3.8023214446970846,0,4.9553701848242884E-3,0.45344145717738837,1.045894881379887,2.3819292525569052E-2,6.4690869057253214E-2,4.703308362531764E-3,1.537569854383557,0.16455465947955761,0,5.623884191777893E-3,0.28245236364574994,0.21148217351757409,1.304407116106134E-2]
[null,800,0.98983467323527874,1.0264179313024588,0.99542980353390742,1.0490950447983038,0.97852777867381813,1.0339466553042618,0.98885728261728023,null,3.8880860399381896,0,5.7227299020046691E-3,0.47280599610350055,1.0502925757218717,2.380162233974795E-2,6.8046087099885619E-2,5.4286548739219493E-3,1.5777035674750142,0.16663086479008371,0,5.6238841917778922E-3,0.30077585703108367,0.2076439260308777,1.5055734182430442E-2]
[null,801,0.9951951171626543,0.9880379259343135,0.96163776642485554,1.0418809720983677,1.0035798496469825,1.0101451346890646,0.98449586966035718,null,3.8954414505462598,0,6.0063416149130624E-3,0.44895786841652291,1.0863956995927337,2.3317338739799749E-2,6.3620300330652732E-2,5.7016276607035595E-3,1.5877722640567182,0.1655390203699969,0,5.6238841917779061E-3,0.29176940888578229,0.20693758789702088,1.5812792019458129E-2]
[null,802,0.99968012181090504,0.98256689622837345,1.0233602916480489,1.00904691932452,1.001581605024376,0.98143736920152191,1.0143713134100332,null,3.9410509743593858,0,5.1093469797456543E-3,0.45845652384480379,1.0813223664954457,2.4880595347199067E-2,6.6840470809948482E-2,4.8439593562128536E-3,1.6260694595146374,0.16022732123598191,0,5.6238841917779078E-3,0.28666003480284435,0.21780155563285711,1.34341501074187E-2]
[null,803,0.98631143134315136,1.0376754180684904,1.0017888552748244,0.99567837810157911,1.0059422704339687,1.0013040508510902,1.0137051657774425,null,3.8779905264069217,0,5.4781885328060191E-3,0.46017557846187845,1.042591196290712,2.4161788976582589E-2,6.9285377645242716E-2,5.1844855709633538E-3,1.6042691641354343,0.15813692147332495,0,5.6238841917779E-3,0.29158444421739049,0.20807731456494521,1.437855941147321E-2]
[null,804,0.99383993480455279,0.99173530209464567,0.98446979067227014,0.95993228276222475,0.96876048732181541,1.0100053636485808,0.98785179066785633,null,3.8985669781200167,0,5.7299476970862949E-3,0.45841180989239755,1.0818567035136037,2.3613151521927344E-2,6.5299563071151576E-2,5.4381835338576786E-3,1.5923561507953004,0.15248492557306087,0,5.6238841917779009E-3,0.29362843559835988,0.21050195732845664,1.5082160797206829E-2]
[null,805,0.99368929592686317,0.9832744314068792,0.98274675140827716,0.98879955145221832,0.98674253423200897,0.98961952370444128,1.0093290480189525,null,3.9348396752399655,0,5.6435867920699538E-3,0.44889122536782111,1.0910435387379671,2.4137166417810524E-2,6.4768586510117757E-2,5.3526748909713037E-3,1.6289467196837024,0.15707308795517569,0,5.6238841917778939E-3,0.28784222836949558,0.21195913724843196,1.4845012658764286E-2]
[null,806,1.0011343644228325,0.97973525965450692,1.0146396846513022,1.0017145694900265,0.95634413415349095,0.99213249677404713,1.0111351613569652,null,3.9419314846051083,0,5.2556080193829563E-3,0.4598444720219596,1.0835727795355421,2.4678217229094794E-2,6.6056317974922119E-2,4.9863047861838598E-3,1.6240362248830169,0.1590761486672726,0,5.623884191777893E-3,0.28906943683717806,0.21641437812451644,1.3828928373029634E-2]
[null,807,1.0140897400035487,1.0437045820583262,1.01897609022229,1.024880500125336,1.0028382515409389,1.0080154962310015,1.0096846782310047,null,3.7803370491098196,0,5.1685739670455583E-3,0.45698700036817641,1.0069212270282866,2.3801731730080815E-2,6.8787058323630579E-2,4.8918023999804149E-3,1.5513529988948525,0.16274829743275335,0,5.6238841917779043E-3,0.28650910753422149,0.20431567802512016,1.3566837147978784E-2]
[null,808,0.99957961511985205,0.96526173306996133,0.99900691830176336,0.95093494482188512,1.0215485376961613,0.96351535849363912,1.002257408519539,null,3.9174053310014765,0,5.2959409624631611E-3,0.44193692600774942,1.1022848386560729,2.4190062617271458E-2,6.4446523074886727E-2,5.0204322047454264E-3,1.6171109178543692,0.15103463636019823,0,5.623884191777893E-3,0.28051248038597043,0.21661699386656433,1.3923576744334965E-2]
[null,809,0.98486196853663932,0.96111459664140875,0.99731671562240742,1.003018224753478,1.0132302267229079,0.99354439134957584,0.98308402997877797,null,3.9917216632755408,0,5.5663615999316379E-3,0.46303698002574151,1.1235230598053692,2.4341475549756179E-2,6.5086831693103614E-2,5.2866833614696783E-3,1.6221924689615566,0.15930946977906313,0,5.6238841917779E-3,0.29421491456436705,0.22001026401029752,1.4661992932967886E-2]
[null,810,0.96055638750071337,1.0061282176711568,1.0217170448276918,0.98942416289463753,1.0099080869694712,0.97231857103177788,0.98664031722624446,null,3.979605089909434,0,5.265245875523036E-3,0.46930962697800688,1.1004491942127308,2.475420323046473E-2,7.0752800159044893E-2,4.9829213702273336E-3,1.6222205383234163,0.15711384973868167,0,5.6238841917779078E-3,0.29374121619247373,0.222102556520305,1.3819544867823812E-2]
[null,811,1.01047670084713,0.9914798502996145,1.0160224167825134,0.98347858898423257,0.98605338843969159,1.0024353073922303,0.97390847653961021,null,3.8300400045961105,0,5.2352662131832537E-3,0.4599287969550851,1.0613199228034791,2.3538058307016274E-2,6.6141762597117501E-2,4.9667433568244901E-3,1.5425603884270809,0.15617815570948981,0,5.6238841917779009E-3,0.28887675538693391,0.21236612601923507,1.377467705525332E-2]
[null,812,0.9933940973119324,1.0145985223366449,1.0375204426830684,0.96606422395129399,1.029294559941492,0.98010129041731442,1.0147289354365512,null,3.8952551989432478,0,4.9568534126293142E-3,0.46307023972036027,1.0541166030422948,2.4792579250245788E-2,6.98743117134768E-2,4.6910724116132028E-3,1.6083321654284795,0.15338161014241858,0,5.6238841917778983E-3,0.28706282449221693,0.21625662576901991,1.301013619396957E-2]
[null,813,1.0073880236756734,1.0176893671295066,0.99732185950719021,1.0292222261736925,1.0102816449076752,1.0014571374725274,1.0002733200269627,null,3.8229160866008258,0,5.432501840894258E-3,0.45077513861324964,1.0402259456942602,2.3636944711639858E-2,6.6534832119255122E-2,5.1466060091067576E-3,1.566299040061776,0.16347144550315978,0,5.6238841917779078E-3,0.28642279023436706,0.20593845638995517,1.4273504913166557E-2]
[null,814,0.99070789422827743,0.96867470300467107,1.0087559936517145,0.96963952210668181,0.99976994374244366,0.97815195054016413,0.96426626294402829,null,3.9051177937171775,0,5.3114492360735168E-3,0.4565791303985694,1.107459086946275,2.3771170883635038E-2,6.5801022307922133E-2,5.0383543733749422E-3,1.5708675099146647,0.15399111713014724,0,5.6238841917778965E-3,0.28805972806739011,0.2192649569737278,1.3973281765767604E-2]
[null,815,0.98935111997705283,1.0117619901146899,0.99691404403610839,1.0125395572656781,0.96400611054860852,0.99579705978640931,0.96275729930111831,null,3.8319493725853646,0,5.510372137308363E-3,0.45667801434737831,1.0651259794223933,2.3213191720033634E-2,6.741399814127931E-2,5.2203395121422679E-3,1.5383560329800257,0.16082236352091803,0,5.6238841917778983E-3,0.29024723941705766,0.21028070537998619,1.447799608967785E-2]
[null,816,0.96989355788419163,0.97810486775181016,0.99308781980460903,0.99013268391166886,1.0022000392885917,0.99475858051778765,0.98948692691974915,null,4.0182278137384158,0,5.6926267759100455E-3,0.4672262238981218,1.1224077909642118,2.4511756467822773E-2,6.6734653661554649E-2,5.4021598301412293E-3,1.6424380467512456,0.15726922812444005,0,5.6238841917778939E-3,0.29766134150833223,0.21966310181405821,1.4982253302621597E-2]
[null,817,1.0177439040667555,0.98092910313111858,1.0054758074235073,1.0076758404173025,0.99443053986806551,1.0457174241314273,1.015513694393807,null,3.9377642459293405,0,5.5538693476364469E-3,0.47414623446782533,1.0655294912247939,2.4447955851453766E-2,6.448615708005373E-2,5.2835534616786205E-3,1.6184177020609425,0.16003676893652868,0,5.6238841917778965E-3,0.2997505708599969,0.21094248461697254,1.4653312524954075E-2]
[null,818,1.0285639637559794,1.0115632568879076,1.0097714372262341,0.9629547289171968,1.0216297638888159,0.97942449736732207,0.97450907620786187,null,3.6935544263403197,0,5.0744853634691143E-3,0.43656702122361346,1.023537074052614,2.2713639413417405E-2,6.5619738132988797E-2,4.8029809067784467E-3,1.4937054474234781,0.15292800927174741,0,5.6238841917778904E-3,0.27526123323658841,0.20454938264097244,1.3320501209814924E-2]
[null,819,1.0184781575638135,1.0082439801586027,1.0078597278424963,0.96860007222511557,0.95388212268543815,1.012446570105173,1.0261537209531857,null,3.8521694983874393,0,5.3217751318806296E-3,0.4561605158267153,1.0370849049805193,2.4161968476474775E-2,6.5981972482228687E-2,5.0471833071528867E-3,1.6006463192706142,0.15382735156904442,0,5.6238841917779E-3,0.28795508332366998,0.20700432231856924,1.3997767772552372E-2]
[null,820,1.0112516246927976,1.027168770109349,1.0207563039279175,0.96777746726212022,1.0409246164441768,1.0239449483804239,1.0277857886541235,null,3.861647891437304,0,5.2592574110614252E-3,0.46827568815589266,1.0250133863239244,2.4407664137286074E-2,6.8238804222206226E-2,4.9861700832164518E-3,1.6019050340522336,0.15367789792106343,0,5.6238841917778974E-3,0.2932664945434546,0.20768357042707833,1.3828554790232787E-2]
[null,821,0.98505110166436993,1.0012066620024256,0.97906487140232079,0.99040770452226845,0.99057518785736298,0.95753392116905589,1.0013651934779479,null,3.8777739943860405,0,5.5342038166192207E-3,0.43416709717619184,1.0821992800132023,2.3751983036599242E-2,6.6032907948982839E-2,5.2342733009624271E-3,1.6050223893413225,0.15733413228905327,0,5.6238841917778956E-3,0.2790480298950167,0.21037758119955899,1.4516639809992102E-2]
[null,822,0.97930711317251851,0.98961489573629469,0.98866014785708312,1.013221076121664,1.0175460241029701,0.99285135220486365,0.97423328307308898,null,3.9285800251589911,0,5.6683282713385873E-3,0.45880873341873923,1.0997426922964286,2.3781152183098661E-2,6.6420894859068644E-2,5.375310514278816E-3,1.5907903778214232,0.16094334696588197,0,5.6238841917778922E-3,0.29311016155335684,0.21474400973530927,1.4907789890967542E-2]
[null,823,1.0057634298132259,0.98235088217339639,0.96412270611967466,0.98618148361842584,0.96231594920396268,0.97509063821866016,1.0393005905421178,null,3.9131329555961738,0,5.712891233893339E-3,0.42950806402704433,1.0806688725067726,2.4118056048856935E-2,6.281858823889433E-2,5.4142854564999312E-3,1.6535449254919805,0.15668543416790184,0,5.6238841917779061E-3,0.27868620955452,0.20676164484826068,1.5015882297555322E-2]
[null,824,1.0183438302821675,1.024785124999736,1.0101023130803961,1.017435670435616,0.97608734304796452,0.9874726527159654,1.031326253467683,null,3.8087077423826932,0,5.1527328717843098E-3,0.44363209754920457,1.0210997133795685,2.4130819287949735E-2,6.6973731560836733E-2,4.8759043248020649E-3,1.5877146376194173,0.16157968522035329,0,5.6238841917779043E-3,0.27965873101908578,0.20504852539041343,1.3522745711065501E-2]
[null,825,1.0110518155134229,1.0238709190683839,0.98549124102043151,1.0184703352451334,1.0166006834751249,1.018354984130486,0.9765547974170512,null,3.768254672489364,0,5.6365950851741805E-3,0.45177941124107823,1.0315870210663902,2.2821551433199645E-2,6.5868231765305055E-2,5.3432026474201592E-3,1.5230742288740162,0.16178208545949019,0,5.6238841917779052E-3,0.28919432793822653,0.20199858044945132,1.4818742508178297E-2]
[null,826,0.99226844880257803,1.019517373124194,0.99106918416853684,1.0271414520384161,1.0287633551006095,0.97673293296204178,1.0438537999952877,null,3.9138889064525388,0,5.4484538017021454E-3,0.44308589178720664,1.0548605166289593,2.4662754331235791E-2,6.7246029061226897E-2,5.1539600863770626E-3,1.65043206499527,0.16315073100972569,0,5.6238841917779E-3,0.28263865727538334,0.2081889703077443,1.4293900579332521E-2]
[null,827,1.0300087896842838,0.97504673614130111,0.95592813557818568,0.99619954741796757,0.99797497267242952,0.98264837327911525,1.0047815892796823,null,3.7910126114560669,0,5.7257503904932045E-3,0.42040461530610806,1.0635093928766588,2.287613481587665E-2,6.0505436562120554E-2,5.4308706656302471E-3,1.5693777624346947,0.15828974120619063,0,5.6238841917778965E-3,0.27421547847759226,0.20144316589044728,1.5061879419462179E-2]
[null,828,0.97325350346031336,0.98241554727557356,0.9721669037000773,0.99212538913753079,0.97501719550768229,0.99158144372138868,1.0297815410320759,null,4.0464204273229853,0,5.9035188858691827E-3,0.45504442729822953,1.1159144355339456,2.4875372464193378E-2,6.5421731982746714E-2,5.6000620441065217E-3,1.6981119333091919,0.15761750901796587,0,5.6238841917779052E-3,0.29374674689251634,0.21483673171641682,1.5531111757759177E-2]
[null,829,1.0021165562528207,0.97910730269857438,0.9900626298666978,0.97873413418959698,0.97931336063836272,0.96816199065630248,1.0258142055265147,null,3.918932693238053,0,5.3954382367559402E-3,0.43818746399994712,1.0855490795098293,2.4389328739112863E-2,6.4456207214891106E-2,5.1122972927181388E-3,1.6393112486860493,0.15546323433982814,0,5.6238841917779052E-3,0.27969026696973076,0.21236676679720273,1.417835373371531E-2]
[null,830,0.96951997437956505,1.0190680522203157,0.98660449163368558,0.97501587738368478,0.9816456580965367,1.0250214892814153,1.0051268015391903,null,3.9811138970756743,0,5.9073984061450615E-3,0.47534373374720867,1.0804892885458528,2.4339652362217478E-2,6.8510556035342063E-2,5.603267510111489E-3,1.6409140478367512,0.15487776853984125,0,5.6238841917778956E-3,0.30406560774386826,0.21171348722909195,1.5540001739757003E-2]
[null,831,0.97755542072089086,0.99452601165088406,1.0110899198302288,0.99603188977228263,0.97319962913078772,1.0146868328615066,1.0345882334295762,null,4.0604199569784152,0,5.5319597688688457E-3,0.47915079029410357,1.0943503911101782,2.5572844196678705E-2,6.82188996776186E-2,5.2508282843712192E-3,1.6946300074294629,0.15817905015566877,0,5.6238841917779E-3,0.30186516278962733,0.21854750551337018,1.4562553104424331E-2]
[null,832,1.0070158663243374,1.0217631361763873,1.0039696409155343,1.037334124428019,0.99739394697063766,1.0403016423259022,1.0450329520581607,null,3.9346047621945317,0,5.563379835845322E-3,0.4717481618833298,1.0360546985815773,2.4847286562797836E-2,6.7184973657476998E-2,5.2804601840755775E-3,1.6448736811240527,0.16474939563873589,0,5.6238841917778974E-3,0.29851302306412403,0.20664784345816709,1.464473368426048E-2]
[null,833,0.98035835477811517,1.0127440374343426,0.98673057803068365,0.99353099035572245,0.97840258896111842,0.99735960831705728,1.0106641329409112,null,3.9343924535326171,0,5.688854638498852E-3,0.45739139324837624,1.0748730571805449,2.4223219689678263E-2,6.7433000652456623E-2,5.3896219281678983E-3,1.6291858478503034,0.15781863635022006,0,5.6238841917778965E-3,0.29255877071956016,0.21063639545014451,1.4947480909883451E-2]
[null,834,1.0021932243408265,0.97736911861286835,1.0311178408645667,1.006279608261053,1.0035610281402885,1.007709792304472,0.97874949102275988,null,3.9181543445625113,0,5.1527497957677276E-3,0.47393985877386924,1.0833065469278884,2.4329152724732787E-2,6.6875223343988516E-2,4.8933945411180936E-3,1.5769476958331801,0.1597762059093864,0,5.6238841917778965E-3,0.29494364246691746,0.21910023688172997,1.3571252763689584E-2]
[null,835,1.0316335791168019,0.98681993456062245,0.97777577984013775,1.0063406992723181,0.97620301358329298,1.0079512265068302,0.96083345687821908,null,3.7307044620741325,0,5.5911792757653029E-3,0.43852985389481552,1.0477782419903834,2.2292589037528194E-2,6.2267080168500667E-2,5.3072424482182952E-3,1.4954868213213266,0.15986720448031741,0,5.6238841917778896E-3,0.28208177267069767,0.20234194001045924,1.4719011135876236E-2]
[null,836,1.0218100483635184,0.99974848787186377,0.97481528762044334,1.017095050852173,1.0315236605572724,1.0034088790428191,0.98639114483054058,null,3.7734303729640479,0,5.6419909078411152E-3,0.43822416216290128,1.0451039750871836,2.2832160835534514E-2,6.3328481797710959E-2,5.3506013629112253E-3,1.5378140692104842,0.16158026219074553,0,5.6238841917779087E-3,0.28241386610225772,0.2019616389571903,1.4839261973186113E-2]
[null,837,1.026238709715187,0.98268893521576428,0.98087023094261083,1.0432048120293342,0.99997410411443977,1.0007048644373822,0.99819983765866394,null,3.8181590063497839,0,5.5480967543327306E-3,0.4391103823069662,1.0572122243286437,2.3337743209110657E-2,6.2573663439983593E-2,5.2654349921755416E-3,1.5634277927402549,0.16571848620429352,0,5.6238841917779052E-3,0.28190373399538238,0.20493069460933067,1.4603063086195085E-2]
[null,838,0.98014241608625774,1.0123543728910467,0.98572686328350367,1.0108704868426566,0.97936861521941942,1.0010468148165885,1.02462637124258,null,3.9652352224922613,0,5.7235278459916005E-3,0.45890707012672227,1.0755983502957807,2.4570066308941211E-2,6.7363594218521103E-2,5.4236895840073362E-3,1.6534755865773749,0.16057449990783174,0,5.6238841917779087E-3,0.29371340056948153,0.21066664502148194,1.5041963536325776E-2]
[null,839,1.0255217822872096,0.985582323947091,0.99982638437038507,1.0379230246327742,0.96647954451520324,1.0123714789073448,0.98338589796589249,null,3.813553815094183,0,5.3953264798375072E-3,0.45205525212735492,1.0532275697827693,2.3371413914148004E-2,6.3894504461153578E-2,5.1228565836193207E-3,1.5422234248094759,0.16484944580926761,0,5.6238841917778983E-3,0.28678867826961091,0.20758447294289248,1.4207638681949325E-2]
[null,840,1.0099730442768187,1.0233506926702436,0.99012252528572908,0.96858530130184661,0.99888357178634135,0.99111012304075541,0.95636800531157451,null,3.7072238707377876,0,5.4391091296829485E-3,0.44135672430320649,1.0327660275514801,2.2296913792486182E-2,6.6201714636994771E-2,5.1483535159131651E-3,1.4863906307749895,0.15385109379898193,0,5.6238841917779052E-3,0.28170260048329038,0.20304668540110643,1.4278351417239901E-2]
[null,841,0.98376633454005302,0.99477151236065098,0.96745260153811219,0.99918367669461872,0.95552821238670016,0.9854792841796135,0.98161717023989969,null,3.8890547545912284,0,5.8495666036783994E-3,0.44414618096749403,1.0913860406108076,2.3344219685110208E-2,6.5062913215958126E-2,5.5434123107616614E-3,1.5887303546462255,0.15874610190806224,0,5.6238841917779017E-3,0.28757257552642146,0.20937463773020429,1.5374000402081929E-2]
[null,842,0.96821484653171774,1.0320816576031775,0.98683184587636252,1.002531675185816,0.98292599932974667,1.0457447753184652,0.97137052218661479,null,3.9298563619370999,0,6.0193202007437019E-3,0.48488768113669051,1.0689580996858927,2.3619342432945466E-2,6.9300188455298936E-2,5.7118965352766192E-3,1.5829338616049553,0.15924820598722353,0,5.6238841917779095E-3,0.31012634728629618,0.20962490328923009,1.5841271532250033E-2]
[null,843,0.99390211889923785,0.97616079244900522,1.0016666335941893,1.0203489602043254,1.0063508456450161,1.001870326648532,0.98906219094864156,null,3.9467903428682001,0,5.4969135569928971E-3,0.46306599475810423,1.0965343048522553,2.4235824925828861E-2,6.5548223679099391E-2,5.2189493662840912E-3,1.6059299595280949,0.16205537375228918,0,5.6238841917779009E-3,0.29343819370566393,0.21616240698173486,1.4474140684056825E-2]
[null,844,1.024546295219338,0.98202971097841807,1.013576130474219,0.98276755578523289,0.97660993302088861,0.98741259571587348,1.0167494448385783,null,3.8508383403852542,0,5.1204982186405486E-3,0.44643811650331006,1.0565587688246523,2.4180770026193454E-2,6.4600738556589155E-2,4.8562780177411084E-3,1.5923594183433734,0.15606886519987942,0,5.6238841917779061E-3,0.28082561404630862,0.21097807043143227,1.3468314462633779E-2]
[null,845,0.97780847366167334,0.98944715088640034,1.0064352959717282,1.0203983327169859,0.95045735186872138,0.98994643444642105,1.0121860807919707,null,4.0069143829042533,0,5.4534128986442479E-3,0.46534834413265469,1.0998667934438917,2.4992274396203142E-2,6.763475551214912E-2,5.1707231760172593E-3,1.6548233876937146,0.16205584429979589,0,5.6238841917779043E-3,0.29401392273563864,0.2184974751891896,1.4340391031859067E-2]
[null,846,1.0027876071977253,1.0325721054016992,1.0136258710787489,0.98963954618965766,0.98760170062482222,0.99602642527511331,0.9625564107621668,null,3.7467192242194569,0,5.2324359466819955E-3,0.45528086689080388,1.0291856394152177,2.2937326940513359E-2,6.8640576873087014E-2,4.9517349725393374E-3,1.5010101315304925,0.15716010065521685,0,5.6238841917778965E-3,0.28637925233285427,0.2070490932925094,1.3733053071125961E-2]
[null,847,1.000599783655959,1.0048394798789191,1.025166973423342,1.039214342392164,1.0170991042054724,1.0034477085488434,0.97711513601780697,null,3.8583943048461196,0,5.1797130901366072E-3,0.46729737174055552,1.0573684166338195,2.3949635543488033E-2,6.8070562392455389E-2,4.9109176958933992E-3,1.5519639729872721,0.16501481288556913,0,5.6238841917778983E-3,0.29186572891503831,0.2138888637831392,1.3619851167246596E-2]
[null,848,0.98178783802429914,1.0062945279508104,1.0065860450523809,1.0061325759932636,1.024525319403969,1.0206620963532635,1.0069683425526561,null,3.9770671138713265,0,5.5821752033053959E-3,0.47692589578389544,1.0779457489169979,2.4671444131428088E-2,6.8263202272008813E-2,5.2969893258245238E-3,1.6334925434368384,0.15978998072432563,0,5.623884191777893E-3,0.30130067919818099,0.21464834578345884,1.4690575309896196E-2]
[null,849,0.99618078980001434,1.0078968093458864,0.99523259714517542,1.0228388540532363,1.0104213029739897,1.0103258264983264,0.98115163804869043,null,3.861046459311841,0,5.5756290474448409E-3,0.46023548526420022,1.0618381037586282,2.3558547628967846E-2,6.6646702924366932E-2,5.2874291255734238E-3,1.5642573876875652,0.16246082329900222,0,5.6238841917778965E-3,0.29281515105569939,0.20923451220172926,1.4664061221774145E-2]
[null,850,0.96955852560665945,1.0141195738071094,1.0090845855036699,0.99990863728812085,1.0157860866284512,1.0082956174744129,1.0095251157306575,null,3.998844221443969,0,5.5476540301451476E-3,0.47700809113612741,1.0832923992545991,2.4899418231160434E-2,6.9705692780578005E-2,5.2586419330535707E-3,1.6477539790117746,0.15879774195816471,0,5.6238841917778922E-3,0.30088745264045652,0.21658035099871134,1.4584223337712044E-2]
[null,851,1.0135482065668449,1.0133759717951938,0.99414952025349024,1.0209100220666807,1.0049589654355693,1.0309015663985568,0.98581747994539481,null,3.8146357598097986,0,5.5993137307318577E-3,0.46107566263148841,1.0383779100149011,2.3285228166184831E-2,6.5715225616247971E-2,5.3142051429535151E-3,1.5458530567733149,0.1621561431774636,0,5.6238841917778887E-3,0.29354812862374097,0.20454730785372896,1.4738321348730337E-2]
[null,852,1.0031782893582397,1.0005385750250151,0.98110025321012795,0.99314764959815449,0.9915294973743155,0.98803515622890614,0.98853787532994308,null,3.8257026940548191,0,5.5841076950472086E-3,0.44154528502137036,1.0631290510901588,2.3254755152449718E-2,6.4931366928498033E-2,5.2910006846609275E-3,1.5649088775381976,0.15776629684916085,0,5.623884191777893E-3,0.28342578807593333,0.20673652969788972,1.4673966519769164E-2]
[null,853,0.98846217014590354,1.0318837946361568,1.0215006328249698,0.98169050960809523,0.99985284093972859,0.97847964575657609,1.0125938481307721,null,3.8648768043894655,0,5.1296381494637866E-3,0.4564678943985726,1.0440237931496448,2.439116360434344E-2,7.0110286117958914E-2,4.8496938249121902E-3,1.5975488218330485,0.15588611710349826,0,5.6238841917778974E-3,0.28574140742140902,0.21191332691357542,1.3450053980186413E-2]
[null,854,1.0177933380241084,1.0222629209353311,1.00849822868273,0.9749017064141855,1.0346118954736985,0.9973825537482337,1.0032091716482496,null,3.7744312655216326,0,5.2269906224328717E-3,0.44819309272228042,1.0241936592777876,2.3492380736247528E-2,6.6781185569663074E-2,4.9496108541188712E-3,1.5500624890076655,0.15482719890225233,0,5.6238841917778983E-3,0.28281394496643947,0.20499364783668372,1.3727162079148527E-2]
[null,855,0.99808903156802431,1.0384279158653169,0.98155299602292501,0.99375213004006435,0.97300966124724886,1.017268961621103,1.0156913032917914,null,3.8402331764168363,0,5.7374035993666235E-3,0.45412704314125513,1.0314208662925688,2.3630464874428766E-2,6.7211126190095463E-2,5.4344229779475185E-3,1.592133655909739,0.15786163247981666,0,5.6238841917779087E-3,0.29141874600949041,0.20203700661026971,1.5071731338809406E-2]
[null,856,1.0139794342561999,1.0064412542402272,0.96971534422716799,0.97838298232766518,1.0024288079544916,1.0295970002565673,0.98408964428089596,null,3.8014910479386925,0,5.8898324101661825E-3,0.45103573582579504,1.046979423916665,2.2791766716048385E-2,6.3839110088742296E-2,5.5914987714197045E-3,1.5475840196039612,0.15543796425252654,0,5.6238841917778956E-3,0.29161298454673817,0.20137712990449644,1.5507362530685685E-2]
[null,857,1.0415305369474317,1.0097709069470386,0.99966982893279588,1.0023163750956594,1.0233631239056886,0.98853242423177112,0.98975361018091834,null,3.6866795401087336,0,5.1678784253979355E-3,0.43169288476215684,1.0134127484973292,2.2742112576450847E-2,6.4104115044941373E-2,4.894384663669849E-3,1.50195649678818,0.15919441256002828,0,5.6238841917779052E-3,0.27389724476044519,0.20075513593731051,1.35739987518383E-2]
[null,858,1.0231631464004418,0.998050801596573,0.99905886986540526,1.0447647513282843,1.0161423178945399,0.99907234529564515,1.0088118912371697,null,3.8222305237865202,0,5.3340093753252073E-3,0.44529310322261662,1.0431772336946756,2.3768425938504374E-2,6.4626268780683366E-2,5.0577757954438952E-3,1.5712258937908929,0.16593730915331478,0,5.6238841917779078E-3,0.28263362296912214,0.2061938708349754,1.4027144789832661E-2]
[null,859,0.97467774609775737,1.0029479430727704,1.0089899535018427,0.98758898569951969,1.0295629600967433,1.0036890264276863,0.97591249710858774,null,3.9402232363061414,0,5.5046155018628768E-3,0.47332764544750533,1.0890195476975204,2.4115484816362776E-2,6.8736979718055924E-2,5.219537995028771E-3,1.5927789536155585,0.15684137158053163,0,5.6238841917779087E-3,0.2985833520198754,0.21700532154930935,1.4475773176473059E-2]
[null,860,1.0049798860938168,0.97717678182013912,0.9759420104645995,0.99940410479829556,0.98719796316074249,0.99913587858430142,0.99463184322525633,null,3.8899933139572083,0,5.7206118492150772E-3,0.44624603957274755,1.0858410953590139,2.3582991854277705E-2,6.3320188977821809E-2,5.4302575481158123E-3,1.5951832570128854,0.1587680701696276,0,5.623884191777893E-3,0.2873784008419058,0.20927956126792252,1.5060179010330577E-2]
[null,861,0.96231383891715261,0.97357913904947058,0.98748741990317301,0.9806511168780182,1.0045908169327074,1.0182615475356309,1.023650094896059,null,4.1390083440923142,0,5.9470078505467925E-3,0.48073048484431669,1.1368170949799563,2.5489835803639123E-2,6.6663995801722428E-2,5.651867412444533E-3,1.7238910374584782,0.15577158372669678,0,5.6238841917778956E-3,0.30734094168755527,0.22129983819797031,1.5674787838304796E-2]
[null,862,1.0215911131089466,1.0256884004878453,0.96530739891383488,1.009531121586853,1.0026235273316251,1.0088079122653539,0.96741880253072188,null,3.6896857740179492,0,5.76255806743737E-3,0.43461091988620232,1.021024715866792,2.2002586045884655E-2,6.4035987816099399E-2,5.4592615104235723E-3,1.489055891517149,0.16039340046205866,0,5.6238841917779052E-3,0.28178396832984248,0.19631709837931255,1.5140618079839411E-2]
[null,863,1.0059797911686561,0.97159575925282837,1.0127732427857588,1.0037090358504184,0.9822326341420422,0.98748921908182674,1.0115895351969217,null,3.9370600271851219,0,5.2336754471081267E-3,0.45546849312840998,1.087132715588832,2.4634215580879325E-2,6.519834196699946E-2,4.9663606264765056E-3,1.622981970241695,0.15939570215522703,0,5.6238841917778922E-3,0.28664773683442357,0.21647066671975124,1.3773615597762171E-2]
[null,864,1.0038225636400653,0.99287230277475402,0.98755295177397584,1.0000468139252272,1.0032615039634536,1.0074158740328802,0.98271179269409448,null,3.8561856783391995,0,5.6209272520164801E-3,0.45375394580657707,1.0696402851827067,2.3406801571076597E-2,6.4897101412425731E-2,5.3336665870691614E-3,1.5666608562876627,0.1588523942875599,0,5.6238841917779043E-3,0.29008234995165488,0.20876302494348009,1.4792295369222766E-2]
[null,865,1.0205109636508476,0.97320124410095055,0.98578991198953114,0.98575327624542608,0.99299174639236698,1.021044960809536,1.0273301346555899,null,3.9219027890847529,0,5.6435880989420149E-3,0.45397348369100399,1.0725443707132396,2.4234731279360419E-2,6.2742432669911419E-2,5.364372352406617E-3,1.632544743683928,0.1565845926021307,0,5.6238841917779052E-3,0.29054425317781424,0.20851205863334793,1.4877454188769323E-2]
[null,866,0.99674722847614305,0.99454076962799287,1.0008431391143886,0.97740385051336287,1.0242084735825261,0.97654872172562091,0.98615089424759816,null,3.8554440707818771,0,5.3350962809598276E-3,0.44727670446269319,1.0742472807778112,2.3683438809241324E-2,6.6267863569519331E-2,5.0533767508469116E-3,1.5733872582063171,0.15523590283643762,0,5.6238841917779043E-3,0.28357780015415768,0.21241071274568193,1.4014944558348614E-2]
[null,867,1.02532516470067,1.0074028310028174,1.0249425519066315,0.99572883871430862,0.99190599903224552,1.0223733863759326,1.0219294577688749,null,3.8480515875565229,0,5.1503747790348966E-3,0.46475078898523009,1.0293950121878634,2.4338571210427234E-2,6.6547387419258669E-2,4.8874152271832392E-3,1.5871283335463273,0.15811016986146414,0,5.6238841917779E-3,0.29031494531439983,0.20855078455009265,1.3554669841531662E-2]
[null,868,1.0121672759854379,0.99477985909744349,0.9982658533489438,0.98513642468290452,0.99080233814903518,1.0255870269638052,0.97604826557428104,null,3.8343613365316509,0,5.5473356732733828E-3,0.46273799637727037,1.0578821892832961,2.3290709787134916E-2,6.5112757739305471E-2,5.2683515130711629E-3,1.5466772171406833,0.15646788127591252,0,5.6238841917778939E-3,0.29385115857420302,0.20838537460926715,1.4611151713002608E-2]
[null,869,0.96721837794165666,1.0234648714172545,0.98943782943118352,0.96755271779024132,1.0021860210397258,1.0029804057483722,1.0306091160316038,null,3.9990283207288368,0,5.7557033533786345E-3,0.46640326485478151,1.0783689933035534,2.4851003056038722E-2,6.9089403081799033E-2,5.4516329938532615E-3,1.6760282760264524,0.15368808760995353,0,5.6238841917779061E-3,0.29781668486839646,0.21234333280697096,1.511946128863491E-2]
[null,870,1.0409514597117591,0.96316407186162789,1.0022311370826154,0.9798978008964272,1.0264610272649017,0.99289783120072606,1.0025143705765815,null,3.8104529450013569,0,5.2071264993529152E-3,0.43947931580201438,1.0603654941047347,2.3573701348764575E-2,6.1967433155440899E-2,4.9447970934001027E-3,1.5631758960919786,0.1556299410401881,0,5.6238841917778956E-3,0.27839405219837371,0.20879174479263615,1.3713811681401242E-2]
[null,871,0.99612801926058725,0.97541251001383367,0.98517280848407729,0.96810980316691675,0.95844670577167812,0.96761991415665427,0.98706814149682631,null,3.8811874817694814,0,5.4841815612599971E-3,0.43902206346865885,1.0964860177208433,2.3610808449639274E-2,6.4354503037529098E-2,5.1972539710388697E-3,1.5899554738661181,0.15378288143922489,0,5.6238841917779052E-3,0.28108432645931436,0.21314047966307162,1.4413971063518981E-2]
[null,872,0.9765856924103693,0.98567288062620495,1.0008585824948424,0.99077199133789451,1.03487259647735,0.99649331399876517,0.98921682693240376,null,3.9809519433568341,0,5.5646692792674932E-3,0.46728102171077968,1.1058057827985048,2.4410522775921522E-2,6.7166065887380846E-2,5.2791446811086334E-3,1.6244847529240496,0.1573590709821367,0,5.6238841917779E-3,0.29625788928927155,0.21820739210327128,1.4641085291896902E-2]
[null,873,0.98404032592659985,1.0098851258913191,0.96071806484371136,0.99074276570052466,1.0118704572565385,1.0252370636589105,0.96161066570725173,null,3.85937354554614,0,6.154333338858696E-3,0.45861244184039535,1.0761753488562216,2.2746533654139266E-2,6.5390723219819827E-2,5.8402612633602982E-3,1.5540554261203994,0.15741534684789585,0,5.6238841917779E-3,0.29821927335960735,0.20525136356169291,1.6197275969686595E-2]
[null,874,1.007163919738475,1.0046794134195733,0.99807781215101932,1.0195800127710781,1.0106111516474376,0.98524823238627679,0.96962294506576907,null,3.783590436651096,0,5.3488174366168127E-3,0.44472976611900017,1.0531903328599339,2.306516619938178E-2,6.5931943813466024E-2,5.0661619691811949E-3,1.5248972421509006,0.16193880087372264,0,5.6238841917778939E-3,0.28244851673975713,0.20799703631673966,1.405040285385198E-2]
[null,875,1.0024886962988597,0.96422428931961923,1.0074122507371213,0.95815831440683785,1.0237957832135438,1.0113423089155027,0.97418399568510095,null,3.920818105851851,0,5.4467402887842208E-3,0.46727596410607303,1.099386362990336,2.3868298255839897E-2,6.4713307763483954E-2,5.177062125118973E-3,1.5814872055148144,0.15216970152152492,0,5.6238841917778965E-3,0.29505343098708997,0.21715165732482997,1.4357971359746513E-2]
[null,876,0.98329178088718405,1.009321086333993,1.0114005028773203,0.99273877392335685,1.0001814392745525,1.0046640978217001,0.97698625069699729,null,3.8985653976853856,0,5.4283202667345584E-3,0.46999872270732174,1.0727664385130735,2.3930923265488957E-2,6.8626489200106763E-2,5.1457755121334207E-3,1.5754344138831937,0.15765560755711883,0,5.623884191777893E-3,0.29604264913789202,0.21449761235627726,1.4271201627737614E-2]
[null,877,0.99642554848671894,0.99633440397491257,1.0229891189059084,1.0209093500308317,0.9987862991666917,1.024072037712618,0.9764474488402779,null,3.9093015280637005,0,5.340348362152629E-3,0.47941326658369487,1.0706252858469696,2.4125880499032377E-2,6.7767263249728829E-2,5.0709779823958469E-3,1.5703017022898047,0.16211153424043795,0,5.6238841917779052E-3,0.29983171864392977,0.2157066033994457,1.4063759498630996E-2]
[null,878,1.0135982158916867,1.0279126604360711,1.0033072570370298,0.98989027864367518,1.0360027708724255,0.99377883359659258,1.0030217918476387,null,3.772981293825914,0,5.282123269554375E-3,0.44575223590912305,1.0235354149008191,2.3440539261506778E-2,6.702021429917028E-2,4.9993292611045376E-3,1.5504790383513953,0.15721535794887712,0,5.6238841917778965E-3,0.28217920577117267,0.20415314698205697,1.3865050218463836E-2]
[null,879,1.014320803098796,0.99510694718010551,1.020737031910586,0.9530249882256151,0.98117325750010975,0.97658212594045435,0.9576941528835935,null,3.7527068502360819,0,5.0276682213590447E-3,0.44720166594327965,1.0531845071301003,2.29804044392658E-2,6.6369011165780922E-2,4.7620481632883894E-3,1.5012837101506342,0.15133531056334742,0,5.6238841917778974E-3,0.28007179531543452,0.21171520232227287,1.3206979072258464E-2]
[null,880,0.97303967239437006,1.0200358176498767,1.036571947480456,1.0346244194747398,0.95461296078075708,0.98565849919700255,0.99014392443346999,null,3.937902938266503,0,5.0948735951906752E-3,0.47464081093395616,1.0708079607794523,2.4799114744636534E-2,7.1571589544046757E-2,4.8218534683876768E-3,1.5991220650731017,0.1642683462278077,0,5.6238841917778974E-3,0.29440445905197909,0.21956488581243533,1.3372842034112863E-2]
[null,881,0.99538790769856023,0.99295459181292456,0.9764689010674279,1.0170382575891788,1.0189046082421416,0.96145394368080728,0.99252660634404144,null,3.8498890617871524,0,5.5367914856590201E-3,0.43131174454699039,1.0796709193160554,2.3460666628075021E-2,6.4766574413587394E-2,5.240280485626074E-3,1.5825542212441384,0.16156865729221695,0,5.6238841917779E-3,0.27766822339410868,0.20902738173190311,1.4533300028330001E-2]
[null,882,1.0298142837261122,0.97223979514558245,0.96528547020981292,1.0005844995836273,0.99657553996128279,1.0186992573263967,1.0090933870575365,null,3.8484294265999854,0,5.8250661492118766E-3,0.44072934137124326,1.0657690387817764,2.331240948675932E-2,6.0926240978483703E-2,5.5364791590718316E-3,1.589032580886284,0.15897200302770231,0,5.6238841917779078E-3,0.28575490209978877,0.20324284064292533,1.5354772123380699E-2]
[null,883,0.99131151602022205,0.99481089231583963,0.98554781897811483,1.0290714401075605,0.99905002789152153,1.0257334694545266,1.004178954455005,null,3.9570715805223364,0,5.8178316285722809E-3,0.46725301077206605,1.0813231646501433,2.4215768299016897E-2,6.5691455371588311E-2,5.5252769218203787E-3,1.6245876682137363,0.16346596192070345,0,5.6238841917778965E-3,0.29908869497781232,0.21079082279298769,1.5323704039256099E-2]
[null,884,1.0314896344817623,0.99365711253783906,0.99924348488280212,0.9839832820018366,1.0157259913718439,1.0175177807910205,1.0144522065009973,null,3.8207454216288999,0,5.3905523292628477E-3,0.45080757367881874,1.0390907440836816,2.3707280984170142E-2,6.3895437721486412E-2,5.1175956523705751E-3,1.5761561071706418,0.15628326825023026,0,5.6238841917779043E-3,0.28610086364565784,0.20516017046986018,1.4193048109464482E-2]
[null,885,1.0206298716284616,1.0011534593663174,0.99582284638295948,0.99539351183472979,0.98457382622928247,0.9966650029722427,1.0111889382859045,null,3.8159560914543427,0,5.3678903900862811E-3,0.44369180920605888,1.0429838436992478,2.366205752068512E-2,6.4746427597357492E-2,5.0884094326259606E-3,1.5754601896050782,0.15810069662949347,0,5.6238841917778965E-3,0.28218564081087438,0.20566891958078393,1.41121035704451E-2]
[null,886,0.98948691378576392,0.97296096918257025,0.97763961079680495,1.0062333829014936,1.0006800208977866,0.98309684518885909,0.96366454436483329,null,3.8913563631322239,0,5.700832794586547E-3,0.44667101546247528,1.1072265967042232,2.3276859704546918E-2,6.419874242027955E-2,5.4079663297388848E-3,1.5690183740387258,0.15985036640185984,0,5.6238841917779061E-3,0.28734326688927769,0.21344176683930968,1.4998356944592388E-2]
[null,887,0.99843303066703426,1.0374566466467028,0.96120497467520838,0.99257824925591798,1.0171936331305709,1.0138418288007238,1.0012739335335725,null,3.8015533511848791,0,5.9652176254453067E-3,0.44427230572156601,1.0338123775400072,2.2951389522807415E-2,6.5847251718851529E-2,5.6494215299754038E-3,1.5685774263746946,0.15770623257639246,0,5.6238841917779052E-3,0.28880434184304332,0.1986059333195252,1.5668004471678647E-2]
[null,888,1.0458612130612155,0.98061578303284669,0.96594517940543079,0.97519401726639443,0.97537973717995607,0.96369141856520968,0.98674638272856385,null,3.6789557141072882,0,5.4106445732790562E-3,0.40877594274690404,1.0408217963422197,2.2195125352454409E-2,6.0432363691781961E-2,5.1249713148668209E-3,1.5081761828337186,0.15493699251180146,0,5.6238841917778896E-3,0.26492579306017577,0.19913980299516282,1.4213503639709411E-2]
[null,889,1.0122883608086777,0.99797704442252522,1.0124496574255684,0.95967969070656134,0.99017135990321137,1.0235710708440944,0.96467827262896022,null,3.8112763881414904,0,5.3704113386937357E-3,0.46717993807675229,1.0531974239913298,2.3188485262932115E-2,6.6140254324249151E-2,5.0989682756195677E-3,1.5254412005865141,0.15240401637687634,0,5.6238841917779009E-3,0.2940769184222109,0.21015432269545964,1.414138727646028E-2]
[null,890,0.9784856772264815,0.98414651541711062,0.96583112331013765,0.97160464717862849,0.99231862369488033,0.96260257424272566,1.0072471189536867,null,3.9451941157245436,0,5.774536783031298E-3,0.43600889839385593,1.1087015527735096,2.3964864419736151E-2,6.4767809281848054E-2,5.468262852253233E-3,1.6419600199216382,0.15436689108841758,0,5.6238841917779052E-3,0.28259590634957238,0.2123449809949359,1.5165582240026416E-2]
[null,891,1.0189558635837477,0.99197850663018206,0.97446219873049833,1.0176777454276424,0.97851130944845766,0.97820543462595344,1.0004405682038551,null,3.7959632337839788,0,5.5270105946674131E-3,0.42841618835629625,1.0558714293986864,2.317437639529903E-2,6.3099327343267397E-2,5.2363633516108879E-3,1.5637418945040809,0.16167338368501358,0,5.6238841917778956E-3,0.276154900232151,0.20397606060144413,1.452243631902092E-2]
[null,892,0.96476565885511478,0.97488669979448295,1.0032032869369165,1.0006517410375253,1.0062599071331997,1.0122003827564847,1.0242797288759764,null,4.1333799277748282,0,5.7041497550808125E-3,0.48302184104461404,1.1309003973670617,2.5749660961671975E-2,6.7556305421514085E-2,5.4190036903221791E-3,1.7176918942910273,0.1589246617608342,0,5.6238841917779043E-3,0.30579209710103639,0.22337536393732629,1.5028967762718993E-2]
[null,893,0.98099241296659834,0.96950840777819891,0.99589649287046478,1.0038407706396675,1.0116707770943032,1.0020286656106232,0.98861904100598785,null,4.0050415004295301,0,5.6445068706480628E-3,0.4675608593026771,1.1187948654199693,2.4456254498958184E-2,6.570043727649108E-2,5.3609713302914036E-3,1.6323933521226122,0.15944228221485862,0,5.6238841917779017E-3,0.2973525694595921,0.21913250962798989,1.4868021854958379E-2]
[null,894,0.99527613638189472,1.0048080580315808,0.96829677645312562,1.0116307311526025,0.97428739818437515,0.97798290814352795,0.98840030904243237,null,3.8298597237265781,0,5.7181725745982922E-3,0.43484947212968394,1.068434894467065,2.3142630146407696E-2,6.4868406767639358E-2,5.4137169625622728E-3,1.5704905333790478,0.16072232143014872,0,5.6238841917778965E-3,0.28140185147171082,0.20561587970847989,1.5014305646652196E-2]
[null,895,0.98131607813770483,1.0330834771421764,0.96987970660594547,0.9846569629460209,0.96807425140713688,0.95493969209270169,0.95468246545136093,null,3.7395485853643411,0,5.6180499197544765E-3,0.42801824185795279,1.0552798554213958,2.2295374221256978E-2,6.7332682586950868E-2,5.3035474622098394E-3,1.5091643471238667,0.15643447684420098,0,5.6238841917779052E-3,0.27670230716715938,0.2043031548794523,1.4708763527869633E-2]
[null,896,0.95931341512675006,1.0223797269905095,1.0059147621623195,0.99974367538345588,0.99303330367707277,1.0119239864818068,0.99885243547758629,null,4.0057953067518497,0,5.6569907817287509E-3,0.48173213983574154,1.0867614157737717,2.4755575474800163E-2,7.0687570124871243E-2,5.3610741315110941E-3,1.6415383808397355,0.15877633642060252,0,5.6238841917778965E-3,0.3044635348250761,0.21688407895366998,1.4868306962019563E-2]
[null,897,0.99389959292891228,0.98209130240350084,1.0181204231989121,0.9850362428113375,0.97642608326361668,1.0289839365486668,1.0057383295727143,null,3.9953074636481465,0,5.4482310540851621E-3,0.48253475438468113,1.0886272908213201,2.4864625843752059E-2,6.6878026506834512E-2,5.1784414357032753E-3,1.6356004666065196,0.15642240315229067,0,5.6238841917779009E-3,0.3026851511103692,0.21797885393396654,1.4361796715013074E-2]
[null,898,0.99999804362088263,1.0044286664870761,1.0087785709799624,0.99437606325950012,1.0081176832221779,0.98259646935101941,1.0391529538409057,null,3.9216792694418112,0,5.2535173670009211E-3,0.45088766487461551,1.0599773757091366,2.4851273839814642E-2,6.7060434323121865E-2,4.9752146207582516E-3,1.6455373001270621,0.15791956127768886,0,5.6238841917779043E-3,0.28446496514835723,0.21183694158957725,1.3798171106899262E-2]
[null,899,0.99905372776538748,0.995103977259162,1.0270688416157123,0.96231353681341991,0.98404195197561062,0.99320304824557437,1.0129518213898367,null,3.9208658788883994,0,5.1226137987683438E-3,0.46474029810518275,1.0686700415939188,2.4718487659288153E-2,6.7779216787691846E-2,4.8565073679951165E-3,1.6170160951534251,0.15280114166831615,0,5.6238841917779017E-3,0.28993210773313122,0.21638176188791877,1.346895053851983E-2]
[null,900,0.97381512120263469,0.99771098878138909,0.99290896889698976,0.97198303099766459,1.0100650454398354,1.0170113405835148,1.0094414278792585,null,4.0131682688492667,0,5.7793176525203719E-3,0.47417249082613155,1.0969938150484857,2.4671901423998079E-2,6.7491461786651469E-2,5.4853969595196461E-3,1.6573587329825212,0.15438666518899377,0,5.6238841917778974E-3,0.3021204586117443,0.21542967781577338,1.5213101666191378E-2]
[null,901,0.99465593085064086,1.0313101518564307,0.9956901995581855,1.0121463235633017,0.99799228542650831,0.9812700520912444,1.0001418157178257,null,3.8154739271748452,0,5.3976158872419732E-3,0.44487880293142412,1.040466955231875,2.3608412393737854E-2,6.7984535320735742E-2,5.1040392059267638E-3,1.5690286783919878,0.16076178937669622,0,5.6238841917779009E-3,0.28296397708487447,0.20629501802931241,1.4155450903737363E-2]
[null,902,0.9762558396274158,1.0031030858429872,0.98544681038182813,0.99511800550609864,1.0281646494622902,0.98199943106776144,0.99045583798928172,null,3.920530471550085,0,5.6489765840450207E-3,0.45228721899934121,1.0893743492254442,2.3907272584882032E-2,6.7131412226918527E-2,5.3499172513873606E-3,1.6072650740602519,0.15807267964710692,0,5.6238841917779043E-3,0.28952747408041235,0.21280280119606468,1.4837364670540492E-2]
[null,903,0.97507778876297857,0.99329151819048556,0.97083158057884489,0.99972347058445654,1.0396550013184698,0.9671195307080781,1.0069592607930886,null,3.949702551778965,0,5.7524631866203609E-3,0.44077421902151975,1.1023471012493609,2.4094142967586721E-2,6.5778611264849282E-2,5.446108469662949E-3,1.6402880568413658,0.15882665900323178,0,5.6238841917779E-3,0.28477630464818254,0.21239578763583655,1.5104139672207733E-2]
[null,904,1.0171594273347428,0.9790919516604828,0.98323008268592949,0.97337727051243372,0.98775689393133115,0.99816082847729493,0.99581406454830679,null,3.8422124742445996,0,5.5593347258398275E-3,0.44312997719410213,1.0701560609183502,2.3400578881827987E-2,6.3092981464501527E-2,5.2763651025240256E-3,1.5760874232968172,0.15462250317404899,0,5.6238841917778956E-3,0.2840614624728624,0.2076871958151878,1.4633376458441667E-2]
[null,905,0.99377017134417878,1.0285406767419136,1.0044623066717362,0.98839589490400115,0.9996449923234777,0.99886845969402893,1.0320813056507057,null,3.8963401423419994,0,5.4014398738174256E-3,0.4575086986908572,1.0432444604009194,2.4521530925178697E-2,6.8464027561139978E-2,5.1135649739526695E-3,1.6281926267033902,0.1569762889215619,0,5.6238841917779078E-3,0.28941416358234179,0.20850046676654813,1.4181869498142855E-2]
[null,906,1.0215526168967446,1.0151973696563361,0.97341026721639634,1.0146912893466802,0.97157179454007514,0.99734034337322486,1.0251035123301224,null,3.7955299423714108,0,5.6113180133491843E-3,0.43352604702385805,1.0303621039231123,2.3414791381184928E-2,6.4020855679675095E-2,5.3154805969601003E-3,1.583576626368016,0.16120058065958501,0,5.6238841917778939E-3,0.27963515127708766,0.19972388061347918,1.4741858670024661E-2]
[null,907,0.99276723357786922,1.0005900583841978,1.0193833252860252,1.0176496774565396,1.0171596837458454,0.98102521436921286,1.0006563242149957,null,3.9033205453397422,0,5.1701328990448429E-3,0.45800858740611161,1.0705721433932673,2.4454463550052066E-2,6.8015700518686578E-2,4.8968027471774636E-3,1.5991354454215749,0.16159943885919342,0,5.6238841917778965E-3,0.28707791176749159,0.21552559536212987,1.358070502132256E-2]
[null,908,0.99412575821247595,0.99396227943892634,0.99317674680729673,0.98533350492912009,0.97756886516902664,0.98321584158048059,1.0052662443172098,null,3.9015041424469858,0,5.4735152490333529E-3,0.4487020293034365,1.0784104557564649,2.4068512220266347E-2,6.59353716078378E-2,5.1866047678397588E-3,1.6104368936531326,0.15650680981225759,0,5.6238841917779043E-3,0.28584402442660783,0.21187863520226435,1.438443675412851E-2]
[null,909,0.97332540405515988,1.0041201907322688,1.0171269785455974,0.99745762377438807,1.008362741926573,0.99831831427520235,0.99639743125893654,null,3.9777074887246351,0,5.3887096887711696E-3,0.47454985404605943,1.0885270938326415,2.4740935443395475E-2,6.9419489038608187E-2,5.1078225777994807E-3,1.6259881683112813,0.15839639257482269,0,5.6238841917778983E-3,0.29785793622452483,0.21871867853297697,1.4165943639516629E-2]
[null,910,1.0138597944136709,0.98201432978625502,1.0010203876926653,1.0059562515425184,0.99691956419610694,0.98433995436987998,1.0034744310275443,null,3.8612585368349368,0,5.2962434232691168E-3,0.44474362193249461,1.0689116577422675,2.3936235375323089E-2,6.4519146519057227E-2,5.0221056817601022E-3,1.5871331184505582,0.15977045972122106,0,5.6238841917779061E-3,0.28194074362704924,0.21102558908118343,1.3928217935510039E-2]
[null,911,1.0150608528076781,1.0198460341823918,0.96996673142634915,0.98377328120946494,1.0240156027647236,1.0126267588951825,1.0136326730404301,null,3.7999019751915211,0,5.7707405167937917E-3,0.44154950075840266,1.0327685914150138,2.3189644658446324E-2,6.4448117956796808E-2,5.4697912247112495E-3,1.5762211443965781,0.15629395269137486,0,5.6238841917779078E-3,0.28543410416919024,0.19950416324519524,1.5169821000823348E-2]
[null,912,1.0328571778243232,0.97699709464244844,0.99038300301159676,1.0084148184746464,1.0012529179200234,1.0165362488613106,0.97926967936741571,null,3.7936103328397324,0,5.4947333121421723E-3,0.44790349265943685,1.0553754591293085,2.3020644992103684E-2,6.2451548028280617E-2,5.2206653512471852E-3,1.5331548027580035,0.16017725506845829,0,5.6238841917778965E-3,0.28583453211463133,0.2058638820926102,1.4478899766014589E-2]
[null,913,1.0013963721811494,0.99408493339392279,0.99431896953012888,0.96943953858339582,1.0006272811453434,0.99526954548206437,0.98013364467715958,null,3.8444610352931816,0,5.4871219725091238E-3,0.45165071542265284,1.0703466603175904,2.3396767999477701E-2,6.5533440967561862E-2,5.2029484085666742E-3,1.5620175202976394,0.15398058396433828,0,5.6238841917779043E-3,0.28751721839278443,0.21024865338874588,1.4429763914552656E-2]
[null,914,1.0308699146675651,0.99790559453848249,0.95929261402445343,0.99294051972266628,1.0118903611144816,0.96907602111993152,1.0100194064088772,null,3.7343146171802504,0,5.5806504979314725E-3,0.41306963449315182,1.0391408273706397,2.2708141721203463E-2,6.1757228199724838E-2,5.2827393940974325E-3,1.5526951422495354,0.15776672905363689,0,5.6238841917778939E-3,0.26884986089483176,0.19835002530507656,1.4651054804507008E-2]
[null,915,0.99513505784516365,1.0069959472062771,0.99921749035747531,0.96196469220931213,1.0453527598313015,0.99962079346567978,0.98799122739161738,null,3.8590050823796549,0,5.477208615095608E-3,0.45726533224026694,1.0634816800381217,2.3638354998996764E-2,6.6920504538632075E-2,5.1913065007878414E-3,1.5746332139803434,0.15278615617655622,0,5.6238841917778956E-3,0.29020391437608589,0.21034046749711893,1.4397476456063357E-2]
[null,916,1.0021586384997339,0.9933143706708194,0.9833390377754655,0.95760383138198057,1.029804902425731,0.98916460964332387,0.99609783014854314,null,3.8541084307550504,0,5.5768233138457444E-3,0.44412000481549224,1.0713605013101792,2.348985544100371E-2,6.4768492697609911E-2,5.2864353109856209E-3,1.5850735342293674,0.15211670804347416,0,5.6238841917778939E-3,0.28467657264221252,0.20850796039259586,1.4661304994198793E-2]
[null,917,1.0166137421634196,1.0005089178739721,0.97702054536153138,1.0350569622983852,1.0038709747422567,0.99379850013146531,0.98991702505804735,null,3.7900032259044445,0,5.5899702108640967E-3,0.43680269016309625,1.0494839507070595,2.3044621855225416E-2,6.3823812610835709E-2,5.2982652807569176E-3,1.5479425739041086,0.16443026712698799,0,5.6238841917778974E-3,0.28110502323230263,0.20334399302270692,1.4694114020449189E-2]
[null,918,1.0102981368282047,1.0233975799990409,0.97788645586681799,1.0194364644350107,1.0271104834062752,0.98613277154776535,1.0240871735815191,null,3.8087226428985268,0,5.55035150292503E-3,0.4341200434195111,1.0334999249517642,2.3584562094386901E-2,6.5419795421481963E-2,5.2521387665822039E-3,1.5895202279476033,0.16194742363388365,0,5.6238841917778974E-3,0.27922564826082141,0.20151315814132412,1.4566187572313266E-2]
[null,919,1.0052062106168416,0.99727417247003469,0.99719340159686498,0.97051617865216855,1.0038352520615199,0.99417959419381086,0.97678917900166218,null,3.8189825933760044,0,5.4246001891707328E-3,0.45024323977184999,1.0627751029080368,2.3256015960397888E-2,6.5625663813001653E-2,5.1425009375942118E-3,1.5478188060616584,0.15414734892334023,0,5.6238841917778965E-3,0.28610772284516212,0.20940478817098671,1.4262119981368877E-2]
[null,920,1.0079184575145572,1.0400979070801879,1.0153914484854172,0.99091397450136587,0.97039938668165393,1.000416140825042,0.98455206409703011,null,3.7541766310742615,0,5.2030749258618241E-3,0.45504685935619849,1.0167485779974414,2.3269630309347738E-2,6.8792046534452006E-2,4.9232573538111699E-3,1.5227238039969853,0.15735984996592217,0,5.6238841917778983E-3,0.28592132509549384,0.2053163974452194,1.365407375347224E-2]
[null,921,0.95973120339308648,1.0102708287872788,1.0266747788615553,0.98752313412170944,0.98635149001952371,1.0225773134125762,1.0392115918431089,null,4.1224156327436958,0,5.4808213197281783E-3,0.49705585136912289,1.0966106020029687,2.6224286989102678E-2,7.1367701383595272E-2,5.2002913551970108E-3,1.7217082267422361,0.15680463542182613,0,5.6238841917778922E-3,0.31016693313164262,0.22271164658562281,1.4422394890333715E-2]
[null,922,0.98228116634999418,0.98823615228976958,0.98239777516745008,1.0401976446916963,0.99923258836849682,0.95908716438696795,1.0046646549923652,null,3.9342475781852895,0,5.5323268226829935E-3,0.43870524719653525,1.0984747078871555,2.4213319780444279E-2,6.5756780786643279E-2,5.2366627898287974E-3,1.6269099450348987,0.16523834912050941,0,5.6238841917779017E-3,0.28137253592015626,0.21372520552440838,1.4523266775610553E-2]
[null,923,1.0343846772386858,1.0201408547145885,0.96900262111860824,0.98708111529796905,1.0109278158022998,0.97568094112674064,0.97516045032155618,null,3.6339290638796995,0,5.467053239153025E-3,0.41623496383564329,1.0132816123730108,2.187038207550656E-2,6.3200128474628414E-2,5.1710642471170668E-3,1.4780234702902815,0.15682094021907536,0,5.6238841917779009E-3,0.26923493449421393,0.19559339996525987,1.4341336952337582E-2]
[null,924,1.0054201671203435,0.98251457899261507,0.9767765302307071,0.99485404778349962,1.0043151401281032,1.0012995943042478,1.0136236159800329,null,3.9094288686460805,0,5.7152325330141239E-3,0.44686599098790625,1.0796733902186104,2.3930938569421304E-2,6.361248364251626E-2,5.4242775647432824E-3,1.6207341120464536,0.15804396124607506,0,5.6238841917779017E-3,0.28762567763571384,0.20856579084430729,1.5043594231566197E-2]
[null,925,0.99130506252763351,1.0078028424147023,1.0111946264244098,1.0185519301693042,0.99852484695925781,0.97460959447995454,0.98077554140879464,null,3.8490659540015604,0,5.2269451954462844E-3,0.45155657937610538,1.0656381627104228,2.37940678657616E-2,6.7978807822864029E-2,4.9468921313607804E-3,1.5616546129018116,0.16175527926710379,0,5.6238841917779043E-3,0.28446243011237826,0.2131625607952656,1.3719622022152425E-2]
[null,926,0.97940361146140997,0.98672711024015403,1.0113385282834582,0.99143593932934071,0.96393390775414722,1.0249920783027746,1.0180469562070082,null,4.0542057937306017,0,5.5820894765910524E-3,0.48430191987765431,1.1004717243860866,2.5291342440870116E-2,6.768901693704675E-2,5.303352010402552E-3,1.6745660277634089,0.15744879876458695,0,5.6238841917778965E-3,0.30506360056538201,0.21931999480464873,1.4708221465328481E-2]
[null,927,0.95902036437336324,1.0103549911309682,0.99807645372174114,0.96476293687102999,0.99807875950301106,1.0183734683302581,0.9671674422209886,null,3.9764588459555426,0,5.8007245578546706E-3,0.48303774389461529,1.100153529218713,2.399616035670599E-2,6.9546602073976879E-2,5.5025715338055817E-3,1.6019174444343811,0.1532322654400198,0,5.6238841917779043E-3,0.30677822827847134,0.2172104077680643,1.5260733322863373E-2]
[null,928,1.0048485297818537,1.0042281695895565,0.99716207541737378,1.0033614868437795,0.98716985231612342,1.0076878990805218,0.9967449791995846,null,3.8573414001156934,0,5.4942023028776085E-3,0.45614985989668155,1.0561540236007079,2.3735064233491126E-2,6.6003867505510835E-2,5.2104503002770811E-3,1.5778174391495496,0.15936422593801636,0,5.6238841917778983E-3,0.28986675192033134,0.20845946615558744,1.4450569526638965E-2]
[null,929,1.0131020829593655,1.0353746371364749,1.0152547172043036,1.0458602579809884,1.0049840824708358,1.0053814088141062,1.0175763637951412,null,3.8112262137728541,0,5.2075814810630108E-3,0.45549419058212004,1.0159401122486167,2.4054156134875545E-2,6.8188846616276555E-2,4.930102405721103E-3,1.5710064339393961,0.16608568553463587,0,5.6238841917778983E-3,0.28622645946965147,0.20521086643302183,1.3673057697822056E-2]
[null,930,1.0027950300376225,0.97249124708938894,0.98202922223809774,1.0063199877412525,0.99059992824208065,1.00896487602789,1.0253517751009926,null,3.9745646037141094,0,5.7208960496629721E-3,0.45479283080959165,1.0926133123748205,2.4516318297697483E-2,6.3587510241736964E-2,5.4346651442260053E-3,1.6552947679929628,0.15985735486520103,0,5.6238841917779052E-3,0.29175838964422957,0.21173406324309463,1.5072402958428176E-2]
[null,931,0.98378368373933833,0.99419441480587689,1.0272544969045729,1.0166630511687937,0.97839631914471537,0.98803653202568009,0.95991857540498038,null,3.8968238853348574,0,5.1738378426337195E-3,0.46953450335827263,1.0861836599743775,2.3985318808303908E-2,6.879399102952094E-2,4.9038992697831175E-3,1.555494574553772,0.1614307571395863,0,5.6238841917778965E-3,0.29288987052293736,0.21955687793916506,1.3600386389995231E-2]
[null,932,0.99839465292184759,0.99808641480358951,1.0139538444809972,0.99343766401275002,0.98736974089427509,0.96811292035403806,0.98175994238920772,null,3.8358531222399987,0,5.1337659511055678E-3,0.44722668035788943,1.067598336561822,2.374497683158041E-2,6.7160439367961317E-2,4.8593910515799549E-3,1.5585752624964411,0.15776277103457007,0,5.6238841917778974E-3,0.28125624973677649,0.21370194846578747,1.3476948094917849E-2]
[null,933,0.95958373354295479,1.0365372814244238,0.99660241278652983,1.0144304560929644,0.98488639062207728,1.0048938181972695,1.0005502835052889,null,3.9657157715222198,0,5.7138293073649461E-3,0.47273460997295647,1.0732422965189408,2.445275770457566E-2,7.0808514574204895E-2,5.4089040611767858E-3,1.6295074666932359,0.16112317686200067,0,5.6238841917779061E-3,0.3005105758548246,0.21301645676372225,1.5000957632164438E-2]
[null,934,1.026689767681954,1.0026234922247736,0.96856761073243913,1.021427522623584,1.0051198021465924,1.0143505947558205,1.0126633616519312,null,3.8000831633279142,0,5.7481971174607807E-3,0.43841736181914309,1.0378655656728641,2.3185468234312098E-2,6.2793226249613684E-2,5.4537241108641946E-3,1.5717883374289399,0.16227835548869171,0,5.6238841917779E-3,0.28366180084645642,0.19963837564761716,1.5125260755094311E-2]
[null,935,0.99056291404624108,1.006361401931122,1.0065703879057308,1.0367594391482045,1.0073791555787128,1.0148397888526435,1.0095836021530913,null,3.946015852301914,0,5.5012829666245145E-3,0.46984599653287967,1.0683305724042023,2.4573305079192403E-2,6.7660997047015406E-2,5.2185995105981211E-3,1.6214941987800959,0.16465404208156958,0,5.6238841917779095E-3,0.29683078815182035,0.21281158108881718,1.4473170400564414E-2]
[null,936,1.0125081206040385,1.0115609603468385,1.0172362636717538,1.0293578800162415,1.0092921714384118,0.989430395224278,1.0175256288629775,null,3.8437981930308642,0,5.1265208412096851E-3,0.45120828967915688,1.0390739673598486,2.4278139248418117E-2,6.7125267309227826E-2,4.8550066921776635E-3,1.5872993926389289,0.16346198784360375,0,5.6238841917779043E-3,0.28318827046431194,0.20934571985352821,1.3464788591089703E-2]
[null,937,1.0083070572487978,1.0131647695226085,1.0172197288728457,1.0107169678944679,1.0228709724603515,1.0185134630866799,1.0133246879558218,null,3.8775182445093299,0,5.2979735532508489E-3,0.46698221962410597,1.0418348466536043,2.4332335278139078E-2,6.7487247870945441E-2,5.0249815426310846E-3,1.594201259021331,0.16050183694026915,0,5.6238841917778922E-3,0.29309131203671684,0.20980010110652875,1.3936193796533576E-2]
[null,938,0.99253639624633105,0.9870600552566321,0.97230851619583347,1.0448786818253897,1.0007002581944018,0.97943285877936515,0.99437657405266278,null,3.8978967664288047,0,5.7116592596608423E-3,0.44003755912078152,1.0893205805146571,2.3682683302955594E-2,6.4395863559667504E-2,5.4130895812877959E-3,1.6002961984439859,0.16599811986754853,0,5.6238841917778939E-3,0.28403376127816843,0.20979412014897253,1.5012565678664007E-2]
[null,939,1.0141326755082056,0.99929407556505234,1.0214019970860584,1.013674296784784,0.99200896994576371,1.0346581931176677,1.0114575509783246,null,3.9032850919155955,0,5.316434644650413E-3,0.47520699476721673,1.0491190743893113,2.4474327311896277E-2,6.6640165812349966E-2,5.0502666161351198E-3,1.598595341938748,0.16096508626336101,0,5.6238841917778939E-3,0.29748973525424088,0.21143033104875725,1.4006318966451579E-2]
[null,940,0.96678608993655768,1.0082166654030711,0.9996408216763053,0.99407320830024004,0.98365005233072311,1.0234699231013766,1.0453451270669869,null,4.092944461777245,0,5.7660274288873423E-3,0.48257357624816832,1.0933647774439148,2.5713043691584614E-2,6.8975346185232586E-2,5.4717251228502102E-3,1.7210438080193775,0.15788522291300475,0,5.6238841917778974E-3,0.30618516664490741,0.21669875430603658,1.517518443927952E-2]
[null,941,1.0368454287031483,0.96228035173443993,1.0027179659099006,1.0066581770145646,1.0169933306590191,1.0188884983092399,0.97955017969258618,null,3.8220631589115244,0,5.3599490405219575E-3,0.45366733271100507,1.0654493665472697,2.3339440174508046E-2,6.2196681349583352E-2,5.0970380828350608E-3,1.5411730924929914,0.15987935129363492,0,5.6238841917778974E-3,0.28729481083235203,0.20956607616171896,1.4136034114367769E-2]
[null,942,0.97739169505070045,1.0463901957640065,1.0078806369139743,0.97469271158751181,1.0314301304637561,0.99535384836539054,0.96215976718163232,null,3.8043109511230604,0,5.4179533291692497E-3,0.46307973601601121,1.0432183975906875,2.3179547141491619E-2,7.0777743692903086E-2,5.1234220251716372E-3,1.528088301968699,0.15479491780924376,0,5.6238841917779017E-3,0.2923191192639697,0.20931462788484922,1.4209206867421617E-2]
[null,943,1.022352157801973,0.97305590618721527,0.96200877294452247,1.0271590086378755,0.99281268594465577,1.0425107634560442,0.99232850176381893,null,3.8735124436008892,0,6.0450619377795129E-3,0.4534409465887706,1.0729962212001831,2.318772342990363E-2,6.1218430524797939E-2,5.7521830371685652E-3,1.5798337376650677,0.16319933557855557,0,5.6238841917779078E-3,0.29461292875180456,0.20373911317569846,1.5953001394934586E-2]
[null,944,0.98225448587294673,0.97443331891481533,1.0125354979319294,1.0148806957999807,0.99492239502645863,0.98111761642396811,0.97302242856950572,null,3.9516473546451558,0,5.3255337009788682E-3,0.46290334632677144,1.1103284803911708,2.4261583604467025E-2,6.6910373389432079E-2,5.0510015428783814E-3,1.5944700697496672,0.16117020038349822,0,5.6238841917778965E-3,0.29136951110968345,0.22087608045766813,1.4008357199116408E-2]
[null,945,0.97416720602496187,1.0181095263943938,1.0178333575395546,1.0415785295780018,0.98850090970590576,0.96885656752709437,0.97753553814941141,null,3.8877001096894408,0,5.2053169050229288E-3,0.45825221209784167,1.0733090284214994,2.4125841745770701E-2,7.0158112696460065E-2,4.922048713794795E-3,1.5735779247132762,0.16540169054494069,0,5.6238841917779095E-3,0.28750379937423731,0.21638016236195579,1.365072173290151E-2]
[null,946,1.0059625938310988,0.98359627712241982,1.0008505537990411,1.0196203473391712,1.0059344351789612,0.99516236006218883,0.98741366150459287,null,3.8744283455995929,0,5.3969634012383302E-3,0.45320373542903319,1.0756704451907853,2.3805519988222057E-2,6.5096964574594435E-2,5.1202278563964526E-3,1.5756129124952847,0.16194091508405561,0,5.6238841917779E-3,0.28733427162207908,0.21221608435164174,1.42003482169585E-2]
[null,947,1.0360371585291728,1.0265528804124111,1.0133777427156132,0.99901409227010318,1.0358852285304432,1.0200132823265349,1.0084073799689883,null,3.740805686763045,0,5.194244518961829E-3,0.45236422914707347,1.0017256229467921,2.3400607825379793E-2,6.6120132364064471E-2,4.9236470962818061E-3,1.5334356789631163,0.15864920294101684,0,5.6238841917778983E-3,0.28458810984712457,0.20151366130111828,1.3655154658258749E-2]
[null,948,0.97312422557036948,0.97754623992537248,0.98754045004933277,0.9780596615080791,0.98767769046962484,0.98554075928554252,1.0245615069707237,null,4.0501095970119136,0,5.6874142713825328E-3,0.45892558166731651,1.1198396939734077,2.5063796814998714E-2,6.6136177043702934E-2,5.3946578339916324E-3,1.6927181566441298,0.15535986465225232,0,5.6238841917779017E-3,0.29339084996168241,0.21838290109914774,1.4961447400885503E-2]
[null,949,1.0235230216769404,1.0289402227104063,0.99415601034840206,1.0229898965605302,1.018365669887028,0.9745229808410778,0.99739884624103492,null,3.7068990201140153,0,5.2281045796921336E-3,0.42882523524088767,1.0134718162887963,2.294708110170985E-2,6.5853474744617765E-2,4.942401825472913E-3,1.5206295468590334,0.16248648973321572,0,5.6238841917778965E-3,0.27301448599014816,0.20062554002980601,1.370716868823903E-2]
[null,950,1.0256548269935752,0.98290522641663913,0.9949591489381675,0.98628582752906169,1.0242739176118167,1.0220339786474404,0.98922625567379874,null,3.8270980285124163,0,5.5045258649532181E-3,0.45485537200982479,1.0562770651064273,2.3363371319959553E-2,6.3459748080914938E-2,5.229879197445682E-3,1.5560618511504007,0.15665539746971757,0,5.6238841917779087E-3,0.28944156275201116,0.20712996981687321,1.4504453282011475E-2]
[null,951,0.99318682688394666,0.97671513342416205,0.96617582799513468,0.99002795566692303,1.0002679743542369,1.0034871066463957,0.98704660842975489,null,3.9198692507862725,0,5.9340304453466804E-3,0.44970920568632317,1.1001666968339161,2.3496296189670786E-2,6.3453922001607169E-2,5.6342843787946604E-3,1.6033340891823513,0.1572934285358335,0,5.6238841917778965E-3,0.29141157546200736,0.21005387540158818,1.5626023367749688E-2]
[null,952,0.99977010943915667,0.98388475091201311,1.0216228488821362,1.0048150744039952,1.0357021184204036,0.96464387897851211,1.0416902740664136,null,3.9619471663336281,0,5.03872969551304E-3,0.44932921387921981,1.0800165658529044,2.5358990738598507E-2,6.6796749578768647E-2,4.7721148577124515E-3,1.6635117172508886,0.15955796430176999,0,5.6238841917778974E-3,0.28125167356303371,0.21753212395221849,1.3234897862246844E-2]
[null,953,1.0147640323589617,1.0415712816677476,1.0234674934871035,1.0020377194727204,1.0036217994837586,0.9622363706611563,1.0262398528228218,null,3.7577221902193174,0,4.8858268728416802E-3,0.43666829879054297,1.0078011678572594,2.4012848596164389E-2,6.8918142214217409E-2,4.6122788525573078E-3,1.5645520671210134,0.15911416391316113,0,5.6238841917779061E-3,0.27301857956041636,0.20549497444631276,1.2791611548733444E-2]
[null,954,1.028112938631581,1.0074074401700568,1.0210900458024597,1.0476880646545763,0.99833151887805516,1.0132783464335529,0.99067142226830807,null,3.7851491965555515,0,5.1321754187298833E-3,0.45761221402114105,1.0269563983020369,2.361893231818497E-2,6.6130779428024936E-2,4.86779196744747E-3,1.5318891858981438,0.16636674906864243,0,5.6238841917779052E-3,0.28652973586833258,0.20718545386604817,1.3500247044497031E-2]
[null,955,1.0138851246098639,0.98515666896842979,1.0279181968917741,1.0077060105576172,0.96754997434023127,1.0042413641880299,0.97145807769513615,null,3.8405455938219304,0,5.1032917471124199E-3,0.46467593644673888,1.0630669172856326,2.3754145025049155E-2,6.6318416293125584E-2,4.8435899383270763E-3,1.5394926741408539,0.16000751264574239,0,5.6238841917779078E-3,0.2897419692929018,0.21469071473841506,1.3433125570471761E-2]
[null,956,1.0066708613473059,0.98669385164303414,0.97226984013921913,0.99252749113432204,0.99573564131923076,1.0032131426519795,0.97529751038508106,null,3.8322108076511321,0,5.7690203628897605E-3,0.44499492781558747,1.0744085933860923,2.2957228148464258E-2,6.3470977455539077E-2,5.4747042542841176E-3,1.5543854782784847,0.15768123323709687,0,5.6238841917778956E-3,0.28724067768327366,0.20655867685439033,1.518344670903236E-2]
[null,957,0.99955162103366801,0.97092602720159782,1.0035070639594359,1.0152360188087006,0.97491580924705135,1.0228655651089478,1.0145607088645316,null,4.0026703606054594,0,5.5639382073393298E-3,0.47192874082518671,1.0957518981457066,2.484596269823347E-2,6.5017020862688332E-2,5.2897631234664578E-3,1.6489090474086774,0.16124048621735909,0,5.6238841917779087E-3,0.29871296800191272,0.21624399304806427,1.467053428972118E-2]
[null,958,1.0220840210268907,0.99722769746603113,1.0315641081186204,1.0216602867433449,0.97534293709655506,0.99015633299803141,0.9967246732116537,null,3.8148456024799473,0,4.9429827348981921E-3,0.45434835568770199,1.0420494935579903,2.403198833996387E-2,6.6638101872541683E-2,4.6848963021025132E-3,1.552668677737399,0.16221765523653828,0,5.6238841917779009E-3,0.2826747456002966,0.21185777920604354,1.2993007482486883E-2]
[null,959,1.0028773957654973,1.0074024935921873,1.0031278168119844,1.0288266313567498,1.0218171235551872,0.99971200324885623,0.99981858157941461,null,3.8619403418586793,0,5.3906321404519446E-3,0.45530228446773446,1.0544994733446977,2.3938256251784452E-2,6.6668900785007909E-2,5.109167200305572E-3,1.5809076597059419,0.16339954795352901,0,5.6238841917778974E-3,0.28825686065181239,0.20945526665505057,1.4169672791488451E-2]
[null,960,1.0131585007238286,1.015278492215536,1.0206015074143147,0.98514241968105265,1.0049928217491098,1.032561403653778,1.0248561365260369,null,3.8868725233308097,0,5.3055710390612796E-3,0.47267899325339391,1.0344795097487041,2.4511722153620977E-2,6.7484918884357148E-2,5.0353739103206159E-3,1.6068565024429067,0.15643558884957459,0,5.623884191777893E-3,0.2960522108162249,0.20905437431606744,1.3965015802922549E-2]
[null,961,0.96349543118992853,0.96568585612881597,1.0211256949746421,0.99760047400414831,0.97914312823655991,1.0223663984040954,1.0040077197776118,null,4.1486168639725234,0,5.5646677221167602E-3,0.49751852527981821,1.1408221140245323,2.5810691169103752E-2,6.8278051938041345E-2,5.2917292217058388E-3,1.6979058163735996,0.15841307861977449,0,5.6238841917778983E-3,0.31150991202088135,0.22833174182404675,1.467598703135905E-2]
[null,962,0.98929711915483609,1.0220860187655241,0.99610782932704856,0.9858077876034933,1.0085891638954723,0.9815669059615445,1.0275318500275759,null,3.8949689917543151,0,5.4318802285060587E-3,0.44848650913978866,1.055031265484593,2.4371582440899667E-2,6.7902147011593667E-2,5.1390311094110918E-3,1.6287514101348612,0.15657774623422757,0,5.623884191777893E-3,0.28518434651414337,0.20908045289948521,1.4252496822041742E-2]
[null,963,1.0391866719164109,0.98815632609303194,1.0257161759153093,0.99892023866949808,1.0258716579633045,1.0024635085880609,0.98380407354001598,null,3.7596085302347619,0,4.9907745782023982E-3,0.45135270387329995,1.0343947622552738,2.3398920052611148E-2,6.4725494731068062E-2,4.7356132555666543E-3,1.5180787595214937,0.15861576855158011,0,5.6238841917778983E-3,0.281812506304013,0.20872722710356198,1.3133664972718371E-2]
[null,964,0.99259585284086593,0.97557610697600439,1.0232534286847517,0.99631269955637869,1.0100232724872515,1.0021465646760663,0.9850749129765044,null,3.9562955218490705,0,5.2619297338871917E-3,0.47270305287330622,1.096475597340804,2.4522352195419442E-2,6.6937018194962394E-2,4.996072652121793E-3,1.6024281938284728,0.1582054046497573,0,5.6238841917778956E-3,0.2955872962922465,0.22022256096664075,1.385601839744758E-2]
[null,965,0.980798075742085,0.99326871100090253,1.0138338013028818,0.98022587596181121,1.001375055406283,0.99882087653095186,0.96807988698886638,null,3.9214122848574107,0,5.3973894072077162E-3,0.47095792812634246,1.0917766446612103,2.3969954814621719E-2,6.8100223931569157E-2,5.119073800544785E-3,1.5771414728685234,0.15566485172248176,0,5.6238841917779E-3,0.29620247082314377,0.21805602174526667,1.4197147579132385E-2]
[null,966,1.0275764365817774,0.95895156398012837,1.0080009903365421,0.95128919700331338,0.98865087894421289,1.0006179264980508,0.96989325864383003,null,3.8218442951355689,0,5.2558136374164129E-3,0.45155872549536263,1.078104046241763,2.3264176001305738E-2,6.289851765464799E-2,4.9941661866142193E-3,1.53781861934647,0.15107793726968144,0,5.6238841917779017E-3,0.28502527272964756,0.21288403261555286,1.385073104015988E-2]
[null,967,0.99568485321193212,0.96046521480585678,1.0119969089570258,1.0073351253412859,0.99985636212917939,0.97648211667808871,0.998171365638304,null,3.9676852108817058,0,5.2476484001273268E-3,0.45562412021431858,1.1105670484933488,2.4657347811844532E-2,6.5235888183438603E-2,4.9795488487395382E-3,1.6251080964469433,0.15997272923894809,0,5.6238841917778983E-3,0.28688287950781144,0.22047112476751968,1.3810191577142417E-2]
[null,968,0.97745452260382248,1.0192663830264905,0.97667455866280184,0.99706399573960358,0.99544819277898822,0.97869548616670043,1.0077288229067529,null,3.9005805593109919,0,5.711887658820464E-3,0.44504735698178621,1.0724546699436852,2.3898070691745547E-2,6.7327303504847835E-2,5.4038460549668699E-3,1.6180704478258583,0.1583951928356884,0,5.6238841917779052E-3,0.28647359642597309,0.20861114866513172,1.4986929848347241E-2]
[null,969,0.97630136845983029,1.0263387790207945,1.0176623748289753,1.0140989747254336,1.0122312667569464,1.0253131932532269,0.99980860377594594,null,3.9568582100107124,0,5.4911833235812375E-3,0.48450278625491555,1.0628188598499615,2.4637257100207522E-2,7.0434523231941951E-2,5.2066515862285731E-3,1.6151456239813404,0.1610382240019626,0,5.6238841917779078E-3,0.30400510067400965,0.21449644822079711,1.4440034241144182E-2]
[null,970,0.97885328883626332,0.97507493542978263,1.0247638227749414,1.0099540434401728,1.0091864514976603,1.0122404276104586,0.97433601449330942,null,4.0070372638196003,0,5.37289961807229E-3,0.48511430384684701,1.1122613989026493,2.4692069126654538E-2,6.7944509508541626E-2,5.104273885149677E-3,1.6105304997035299,0.16036923775987055,0,5.6238841917778974E-3,0.30306844868473509,0.22354543606902602,1.4156101758890318E-2]
[null,971,1.0347488317738207,0.99049214779772277,0.99532581186915792,1.0339245727227653,1.0159193485887321,0.99192588995746034,1.0062481024460359,null,3.7819735265050398,0,5.2844824916247202E-3,0.43627987493017495,1.0393279329527798,2.3446051009347383E-2,6.3302268068013076E-2,5.0108223988567348E-3,1.5541045681588264,0.16422145745413949,0,5.6238841917779009E-3,0.27755775105637404,0.20448647369554612,1.389692508082622E-2]
[null,972,0.98888002073054038,0.98064748939172397,1.0016287626245535,0.98209452499321293,0.96942777105327993,1.0126089472161248,0.98939108347350779,null,3.9618678724346061,0,5.5801601060882274E-3,0.47018318832184314,1.0973071735098054,2.4257353723417682E-2,6.6114837206841817E-2,5.2997608861761244E-3,1.6136303327266355,0.15597972759184187,0,5.623884191777893E-3,0.2979552643267932,0.21639824814983658,1.4698261905727648E-2]
[null,973,0.98627181015313958,1.0095197846148529,1.0158129229226138,1.0082515798668175,0.9936517397185497,1.0454424505256692,1.011876705131592,null,3.9944453140038907,0,5.5793922026676022E-3,0.49050714621326919,1.0689016744879876,2.4912770719822636E-2,6.8711426102835829E-2,5.300259675929132E-3,1.638444307242888,0.16011246900989037,0,5.6238841917778974E-3,0.30812238296838906,0.21468874035347379,1.4699645240293685E-2]
[null,974,0.99541606154890516,0.99468663395202961,1.0271361388129385,0.96521979986414996,1.0136554408207643,1.0113094520087489,1.026111556900988,null,3.9776414586831619,0,5.2346896870507859E-3,0.47547936558778658,1.0729968561577998,2.5180666299089199E-2,6.8008884744393094E-2,4.9677360194892526E-3,1.6496625424737352,0.15326251591475143,0,5.6238841917779043E-3,0.29661959788929543,0.21729666900398406,1.377743008810595E-2]
[null,975,1.0149300768502851,0.98312748593168175,0.99276879647504979,0.98847243371710303,1.0121712572033641,0.98602132938762632,1.0261975727848178,null,3.8855016563301077,0,5.3911756508563989E-3,0.441736435924867,1.0674164339954981,2.4207736994887957E-2,6.4009406495720206E-2,5.1123003127199994E-3,1.6207365170890251,0.15700600002026371,0,5.6238841917779095E-3,0.28147839322330975,0.20938736162355576,1.4178362109334371E-2]
[null,976,1.0267593068361245,0.98193558055261276,1.0031356110957319,0.9962334380590292,0.98106543695698933,0.96647115331612587,0.99681941470143798,null,3.785214675959772,0,5.1120926795829563E-3,0.43155856350719035,1.0553640082907694,2.3471860935629321E-2,6.3831057881285749E-2,4.8426150147252746E-3,1.5519796113237176,0.15822304396759734,0,5.6238841917778983E-3,0.27322312973114421,0.208778572060698,1.3430421734818588E-2]
[null,977,0.99453016403598227,1.0117275712241631,1.005333514298939,0.9957925674439424,0.95876272543217467,0.96452150454402508,0.98485541586948377,null,3.8172426368111672,0,5.2165490834060078E-3,0.44250789096861914,1.0588199504326692,2.357621984968206E-2,6.7592960650405709E-2,4.9330875404360996E-3,1.5568722525460548,0.1581497092405566,0,5.6238841917779052E-3,0.27977377856276275,0.21092811529463834,1.3681336616967132E-2]
[null,978,0.98700021624521461,0.99549038437248993,1.0012278680444771,0.98279992363216695,1.0015052923862169,0.97211708271770592,1.0016292130350484,null,3.9114328824484761,0,5.358142531428323E-3,0.44958677084563664,1.083834406457056,2.4226071102955826E-2,6.6996299122621242E-2,5.0736588283796184E-3,1.6117573518458326,0.15609235909086741,0,5.6238841917778956E-3,0.28497426824391431,0.21455476074200258,1.4071194508859701E-2]
[null,979,1.0102677963073725,1.000440362573203,0.97757993317301173,0.97340825155519495,1.0402697910719565,0.97636397109897843,0.97296883232955855,null,3.7577499118720894,0,5.5200046360900992E-3,0.4316328794285389,1.0560932977632222,2.2632856093672635E-2,6.4255473229546056E-2,5.2268261524977301E-3,1.5263209046594406,0.1546358508743807,0,5.6238841917779061E-3,0.27767971936918567,0.20467223872406862,1.4495986021842813E-2]
[null,980,1.0277159109165568,1.0030370265057871,1.0116935123583339,1.0008293338650864,0.95761160548204116,0.99387101495243779,0.98917724569827903,null,3.7595358022408383,0,5.1401022220767013E-3,0.44531261351743257,1.0324803635637865,2.3306289392003566E-2,6.5358806115543872E-2,4.8712501191358303E-3,1.5284017366292817,0.15894001669043345,0,5.623884191777893E-3,0.28044270189635628,0.2064284045267214,1.3509837820442757E-2]
[null,981,1.0220020930522968,1.0059706696686079,1.0072879305153424,0.97087791720679406,1.0341648477813599,1.0452961387301503,0.99775193682319041,null,3.834129704783622,0,5.484156824832576E-3,0.47013487579102647,1.0357821787807922,2.3625305008392942E-2,6.5603722882984342E-2,5.2106648709451921E-3,1.5619189489793435,0.15418994498193264,0,5.6238841917778974E-3,0.29688146826852857,0.20619170323964398,1.445116461308624E-2]
[null,982,1.00766093947055,1.0014515519056699,0.99277169751200045,1.0060706673997266,0.97650643879055443,0.99639813023658252,0.9739351426067977,null,3.8020221360219528,0,5.4701266409785433E-3,0.44803638678362412,1.0563940120415689,2.3103488194669373E-2,6.5406719783049141E-2,5.1851660187561639E-3,1.5365896615750814,0.15980124629080275,0,5.6238841917778965E-3,0.28549226021416707,0.2074789910162386,1.4380446553192757E-2]
[null,983,0.99059311547773976,1.0142990031756414,1.0337625459262534,0.99152740159666808,0.98056420877175332,1.0012253290838311,0.99710049167556458,null,3.9031306361819484,0,5.1186753955377333E-3,0.47345131787204692,1.057755303666926,2.4540397848019778E-2,6.9814109773905814E-2,4.850083384961716E-3,1.5910601859149751,0.15742994577931638,0,5.6238841917778974E-3,0.29416693174605418,0.21610601702045329,1.3451134379049476E-2]
[null,984,1.0277264539145905,1.0053934129454558,1.0287460481376212,0.99843022986858387,0.99290944961761107,0.98097157748752661,0.99492242856401469,null,3.7596229456269654,0,4.8925492231277259E-3,0.44553925357911545,1.0285868718654185,2.3643152354247854E-2,6.6522002963361235E-2,4.6327029320779615E-3,1.531978844432955,0.15853343049675991,0,5.6238841917779E-3,0.2776695575069289,0.20893753920243258,1.2848255325014185E-2]
[null,985,1.0177670111086923,0.99343146146659211,0.99449040205444572,1.0072029426064446,0.98139293394695415,1.0061292940083546,0.97689412427878353,null,3.7991293371704646,0,5.4564146356358796E-3,0.44963270020856522,1.0537732181776143,2.3118285290604407E-2,6.4456687941797888E-2,5.1770557562415406E-3,1.5353104904478552,0.15997845801996496,0,5.6238841917779043E-3,0.28620192514388759,0.2069550929313716,1.435795369641593E-2]
[null,986,0.98821575387532334,0.99235430606593289,0.98091997959027233,0.98445936506168841,1.0252749373820482,1.0034851929689212,1.0335974307000673,null,3.9885496490554821,0,5.767438562290529E-3,0.45637806969305161,1.087707807029922,2.4687706048253232E-2,6.5482349427585199E-2,5.4716822494902647E-3,1.6730352878580659,0.15638639274682078,0,5.6238841917778956E-3,0.29298019316039259,0.211388649677344,1.5175065535071055E-2]
[null,987,0.98939884730056338,1.0135243317738987,0.99102236135582078,0.99152753459172449,1.0050188954412187,0.98992883259617981,0.95956246870148254,null,3.8095401985987309,0,5.5440904523937984E-3,0.45128537192443441,1.0638690595983769,2.2953317895770535E-2,6.7128676308321797E-2,5.2500688301116843E-3,1.5300554804763806,0.15749390159765311,0,5.6238841917779043E-3,0.28787743611539407,0.20898664526531641,1.4560446847585234E-2]
[null,988,1.0225115247362693,1.017692334633888,1.0121257417098524,1.0150372605747373,1.0083025755987824,1.0135434679882427,0.99733345198737455,null,3.7837097240809605,0,5.2509541102377265E-3,0.45564857474968457,1.0234856000878936,2.353326586583292E-2,6.6465705366179254E-2,4.9779071468490001E-3,1.5420890770995395,0.16119569148142429,0,5.6238841917779009E-3,0.28687549778005433,0.20525983591143143,1.3805638510527428E-2]
[null,989,0.98264046950684869,0.97281590483958602,0.97202546946684942,0.96873633604319687,0.99024709011467271,0.99853807086209689,1.0369385717851529,null,4.0474493888651137,0,5.8996831608620704E-3,0.45495537650580253,1.1156478557339431,2.4912039565980662E-2,6.4293695533503267E-2,5.6013302914676528E-3,1.7047721522902135,0.1539019351149517,0,5.6238841917778965E-3,0.2937156380373957,0.21439053566866503,1.5534629092272089E-2]
[null,990,1.0335485448242108,1.0386804416686464,1.0341615687463639,0.99010275191115116,1.0042867897462582,0.98899639322730781,0.97740537336617261,null,3.6559593249441029,0,4.8227862351970918E-3,0.44573691881275573,0.99113992158603514,2.2884483198870657E-2,6.8188881556339564E-2,4.5607638021785647E-3,1.4724539049926182,0.1572031569968585,0,5.6238841917779087E-3,0.27688029082325299,0.20346116458779265,1.2648740630815511E-2]
[null,991,1.035027755497798,1.0120178378946671,1.024609377379859,1.0056432598217953,1.0128430753891893,1.0271183926267757,0.98529907053742216,null,3.753068293677428,0,5.125441944533256E-3,0.46205043553246716,1.0153551254566895,2.333008383431669E-2,6.6138607271456262E-2,4.863833578779668E-3,1.5134138231557741,0.15968496717441091,0,5.623884191777893E-3,0.28868683817623092,0.20555686832978598,1.3489268920273398E-2]
[null,992,1.0158284086621097,0.98756203386456864,0.99949371096502526,1.0265601053680968,0.96201452137454158,0.9966860607661242,1.0386875263433994,null,3.9140874957100151,0,5.364345684714146E-3,0.44859223356735867,1.0612810904080088,2.4649818736515717E-2,6.4585070096300712E-2,5.0886525496197437E-3,1.6381578414818712,0.1630452341107213,0,5.6238841917778974E-3,0.28465059996464481,0.20966463846114999,1.4112777826760646E-2]
[null,993,1.0165398344908287,1.0107620353280322,0.99797922469636458,0.99525168830692257,1.020400093132064,1.0217303773130091,1.0224771518036384,null,3.856219049131477,0,5.4912870772474594E-3,0.45720979856875776,1.0375145162455854,2.4011143924540693E-2,6.5626025396506957E-2,5.2098588431323881E-3,1.5983027323704286,0.15807490823364098,0,5.6238841917779061E-3,0.29039243266379999,0.20529610658056038,1.4448929189988798E-2]
[null,994,1.0063982999170691,1.0208454163952378,1.0076198488802666,0.9830213677170051,1.0070253144835535,0.99773166436245675,0.99406485903256803,null,3.8048465054010361,0,5.2990198890447253E-3,0.45322496580224708,1.0372381468759415,2.3556849797186225E-2,6.7408917143666869E-2,5.0182853349070161E-3,1.5545807090226007,0.1561180132392426,0,5.6238841917779017E-3,0.28614443039437021,0.20731370083415332,1.3917622653982557E-2]
[null,995,0.98462079377590228,0.98924757191770685,0.99432370816095339,1.0299956601856624,0.98299268481799285,1.0293605297412096,1.000092653291494,null,3.9981862711603915,0,5.7764528429954552E-3,0.47644853615778521,1.0936456945255995,2.452064004359306E-2,6.6397158222652713E-2,5.4885380752761927E-3,1.6350917141714498,0.16359898655122271,0,5.6238841917779043E-3,0.30330241435717897,0.21462334452648221,1.5221813180362956E-2]
[null,996,1.0179993319033265,0.98668333926808172,0.99624758411756353,0.97197657875659971,1.025434771380197,1.0349878320270132,1.0199680558621573,null,3.9082153126091028,0,5.5974320112545809E-3,0.46452897966144452,1.0602211512619226,2.4181632235916736E-2,6.420640230930677E-2,5.3206394803341807E-3,1.6168041201030836,0.15438070218847377,0,5.623884191777893E-3,0.29535971530240313,0.20842935166093277,1.4756166224761919E-2]
[null,997,1.0087586139241265,0.98597526905021349,1.0086612762375677,0.98066464188854596,1.004442448464687,1.0080567061554075,0.97674912106462908,null,3.853940002154189,0,5.3608668073580942E-3,0.46102738291228029,1.0694796090663881,2.3587349362769412E-2,6.5516287095592901E-2,5.0888755055977395E-3,1.5558553046487589,0.15574218708769053,0,5.6238841917778965E-3,0.29088319165206561,0.2123834012697495,1.4113396168876148E-2]
[null,998,1.037748776072664,1.0267567942149389,0.99962886727284905,1.0071559888917561,1.0005544730011005,1.0356035195712532,0.98252483667553792,null,3.7036589136842091,0,5.4190126850105266E-3,0.45338092901888027,1.0011122180386094,2.2663063161321394E-2,6.5177826487954366E-2,5.1409034452490898E-3,1.4954451045917263,0.15996313415900906,0,5.6238841917779052E-3,0.2876650409768452,0.19864813277312962,1.4257689524715208E-2]
[null,999,0.99885778122111712,1.0131076799366041,1.0140882445550681,1.0317507648176507,1.0241770800421071,1.0184313740483695,1.0309728271960805,null,3.9426216523897519,0,5.3830508752489101E-3,0.47008031758950425,1.052042910162694,2.491686799592209E-2,6.7924537101556604E-2,5.1056674850776416E-3,1.6372966251286674,0.16384687021938152,0,5.6238841917779061E-3,0.29560421528774844,0.21140284135869986,1.415996674396662E-2]
[null,1000,1.0102624139676786,0.97196585162146021,0.98295667837466294,1.0186778736866002,0.97159887166717973,0.99819656417171743,0.9909031987218202,null,3.8825134104922117,0,5.6076255762421015E-3,0.44678126210769192,1.0850067483571217,2.361738459137978E-2,6.3146425738228776E-2,5.324180704869238E-3,1.5853412742663195,0.1618190010602073,0,5.6238841917779017E-3,0.28645137825290196,0.21024350940449787,1.4765987393452574E-2]
[null,1001,0.99591112535479454,0.99677379696033785,0.9902096090948721,0.96165516694901365,0.96234520263650392,0.9807059836691121,1.029553698119577,null,3.919750369451199,0,5.4811388577341814E-3,0.44524150440155408,1.073870830060959,2.4406371378756571E-2,6.5777960591340903E-2,5.1923208083621787E-3,1.6430829616680054,0.15275017636310606,0,5.6238841917779043E-3,0.28416661734162019,0.21071859198492676,1.4400289518520468E-2]
[null,1002,0.98045619159214303,0.99377992015352967,0.96027816447744985,1.0171790732315447,0.98626274382744861,1.0069513420344764,1.0127417672771508,null,3.9771438756407549,0,6.088659945477545E-3,0.45305545084252025,1.0967930774702213,2.4087664177894971E-2,6.478455830820222E-2,5.7770820759584394E-3,1.6517110804106334,0.16161640312702322,0,5.6238841917779043E-3,0.29468878211627741,0.20907249692262872,1.6022055943091473E-2]
[null,1003,0.97028246939207263,0.99667707369406289,1.0034609687444496,1.0350568668497762,0.9920192794166377,0.98018402313113184,0.99990763413870776,null,3.9893016705161339,0,5.4688949834164084E-3,0.46212583057011641,1.1010408742325517,2.4739207449134919E-2,6.83569453886754E-2,5.1805951781102866E-3,1.6380216019949609,0.16438851929619189,0,5.6238841917778983E-3,0.29251646141988974,0.2184088759125152,1.4367769865624132E-2]
[null,1004,1.0006022890148525,0.98027132835001873,1.0207105141818995,1.0110652309916821,0.99103343963516399,1.0221650872022503,0.99087476955959441,null,3.9476586829427864,0,5.3483268161464486E-3,0.47722806546678187,1.0829922124023292,2.4480786778527597E-2,6.6493655540195679E-2,5.0821865101305548E-3,1.6003674389629889,0.16055183338875736,0,5.6238841917778922E-3,0.29888147049090052,0.21721063099787502,1.4094845028669168E-2]
[null,1005,1.0363527302233961,0.97463209456436373,0.99293035254980233,1.0133940759423345,0.97258887241585446,1.0140416366794107,0.98509608986906005,null,3.7955309703813187,0,5.435909081018416E-3,0.44648187214713192,1.0540072164271828,2.3147467267765662E-2,6.2272822500722066E-2,5.1647328254362419E-3,1.5384638237465982,0.16096422966198815,0,5.6238841917779009E-3,0.28447349293469398,0.20604356025817364,1.4323777500864381E-2]
[null,1006,0.99771520300047778,0.99046820300590011,1.0042084911193425,0.98967098303660039,1.0086339626195278,0.99225502344723182,1.0067543267029706,null,3.9154353349257787,0,5.3812419551831645E-3,0.45618900553203351,1.0770790144885594,2.4309316195840359E-2,6.6200529430461577E-2,5.1026699400317762E-3,1.6128264845217051,0.15717917791363081,0,5.6238841917779009E-3,0.28862474911396307,0.21353009214672225,1.4151653406232218E-2]
[null,1007,0.96750445381691375,1.0101389596036914,0.99443929064538317,1.0139630988944137,0.99071278353646131,0.98225942065950189,1.01199774188907,null,3.9837053854151097,0,5.5886161170009066E-3,0.45944712618208733,1.0910799249847372,2.4703953452687343E-2,6.8689788932549928E-2,5.2908645073619486E-3,1.650969440851251,0.16105228214231374,0,5.6238841917778956E-3,0.29245837510773709,0.21530477233152198,1.4673588848087558E-2]
[null,1008,1.0332037798626488,0.9774186744661626,1.0277414794460087,1.0157109488809977,0.97758462942748892,0.99815246097637733,1.0382693042749571,null,3.8894635700505065,0,4.9860051054352863E-3,0.45379217004736472,1.0510636264104887,2.4887801702778316E-2,6.4668796998955211E-2,4.7326275071967756E-3,1.6198263960225527,0.16127883690936634,0,5.623884191777893E-3,0.28298601535587209,0.21246403565791599,1.3125384351673833E-2]
[null,1009,0.99381752418150904,0.96914070896378124,1.0155799764381583,1.0333861511937643,1.0273913119504643,1.0228558956295868,1.0064434550426591,null,4.0259683872752143,0,5.4575110727759241E-3,0.47988241734311177,1.1028121722878061,2.5081115425655009E-2,6.6038467688422572E-2,5.1890475007621978E-3,1.6469552942527155,0.1641042543315589,0,5.6238841917778956E-3,0.30149140130212843,0.21985663263819399,1.4391211385858292E-2]
[null,1010,1.0010370382903333,1.0355231648251448,1.0137216628264611,0.98404881197416905,1.0198622105627044,1.0078268898321932,0.98932252020800904,null,3.8014845846344474,0,5.300098976557273E-3,0.4615360677890179,1.0281860367440114,2.3551616568282023E-2,6.8919994719128325E-2,5.0183372420749325E-3,1.5463354594004481,0.15627211976477881,0,5.6238841917779009E-3,0.29029675927393944,0.20712664130515113,1.3917766612392234E-2]
[null,1011,0.99737411449721647,0.95553923241498451,0.99939162576368423,0.99910057479060943,1.001710974200821,1.0019667565703538,0.99868731670346433,null,3.9925930597510275,0,5.5245194052791057E-3,0.46274515300914854,1.1153871275975356,2.4543842994973045E-2,6.4104185990902576E-2,5.2507941563990851E-3,1.6348874381821823,0.15868408018459107,0,5.6238841917779095E-3,0.29364987062710707,0.21867874376716842,1.4562458454517752E-2]
[null,1012,0.98424700882605398,0.97760834117741713,0.98510973969228821,1.0402757087160512,1.0470118239079564,1.0313054001869295,0.99437691183837984,null,4.0144842254006203,0,5.9142183514688312E-3,0.47491989448664979,1.1073552246993588,2.4403371163049099E-2,6.524177750579184E-2,5.6232790229087263E-3,1.6373010809479229,0.16524643438999315,0,5.6238841917779E-3,0.3040800085525539,0.21500798748120473,1.559550131087744E-2]
[null,1013,1.0079097785927424,1.0293308560662973,1.0179354897481652,0.99390329939789002,0.98775070746164972,1.0197952917004602,0.9746405675684322,null,3.7829020341412707,0,5.2847470534995314E-3,0.46645856637394068,1.0266204308318483,2.3298823426078821E-2,6.8398115158571041E-2,5.0086705062084543E-3,1.521218568686483,0.15783075611038766,0,5.6238841917778965E-3,0.29263405955898192,0.20720394929018832,1.389095706030289E-2]
[null,1014,1.0052692715154954,1.0009612276168558,0.99825512322380616,1.0189625396496067,0.9974161578553804,0.9699536779062965,0.96420722224156197,null,3.7732733512398737,0,5.2770339723769146E-3,0.43869421453580781,1.058885386626224,2.2975194194056418E-2,6.5876422598738008E-2,4.9947685903712485E-3,1.5181706823289729,0.16184045381495885,0,5.6238841917778896E-3,0.27858456734332032,0.20905240925207735,1.385240173594861E-2]
[null,1015,0.98030785708494284,0.99879006965628137,0.99686451487741734,0.95855754907644342,1.0059082311604028,1.0070372172592241,0.99007685162608783,null,3.9424846490896055,0,5.6367615267370495E-3,0.46768535168353809,1.0882266729353736,2.4085471104407993E-2,6.7351393924226871E-2,5.3469546411953235E-3,1.6110546858084545,0.15224843570703619,0,5.6238841917778956E-3,0.29725226263093879,0.2144171497688899,1.4829148220503907E-2]
[null,1016,1.0158106420835551,1.0390506530263528,1.0257980747841557,1.0444600092779921,0.99552076680226964,0.9944625405742632,0.99629790666672191,null,3.7553086800555961,0,5.0215775107808423E-3,0.45284967775440654,1.0088693440018828,2.3642162175571562E-2,6.8865500886084299E-2,4.7501628141079213E-3,1.5282355080731753,0.16584677395267863,0,5.6238841917778974E-3,0.28273304923640019,0.20574017802254235,1.3174016457746702E-2]
[null,1017,0.97407929883390387,0.9983620857449681,1.0063799174519252,0.96062080897778046,1.0204829574836263,1.0140140495744456,0.99536847690676267,null,3.9905734278920346,0,5.5995664518029929E-3,0.47814315492987641,1.0947033013494107,2.4555442657888633E-2,6.836682098121763E-2,5.3137689099950073E-3,1.6325346399086977,0.15256228219309309,0,5.6238841917779043E-3,0.30210822671148035,0.21752436100233985,1.4737111508057565E-2]
[null,1018,0.98615617444758763,0.97952991224468933,0.9901406626084901,0.98061863953932271,1.0090898675118289,0.96193857323048948,0.97924566875053909,null,3.8953141862508498,0,5.4462286501429872E-3,0.44224664685663123,1.1026574798412347,2.3700928270909791E-2,6.5526273125866702E-2,5.1584554155047887E-3,1.5880929107931694,0.15576245460142035,0,5.6238841917779017E-3,0.28226739974406068,0.21541761421580397,1.4306367844609359E-2]
[null,1019,1.0142670968842333,1.0062094767266412,0.99570282731010529,1.0408159343557566,1.0250005948926215,0.98585373266028087,0.99966355931255668,null,3.8054930883364473,0,5.3397957183243354E-3,0.44082875600116694,1.0445226400713108,2.354744416407243E-2,6.5401715565106558E-2,5.0573832263896964E-3,1.5599776525935416,0.16531543699841553,0,5.6238841917779043E-3,0.28038574661300414,0.20614616858413295,1.402605604584994E-2]
[null,1020,1.0203031446016597,0.99629533449022367,1.0423426936463935,0.96911818907182379,0.96809482677076808,1.0295313853475005,1.0110137340598429,null,3.8867280738070966,0,5.0335416072929736E-3,0.47875533628370504,1.0437717443119707,2.4622314697456866E-2,6.7369593846047376E-2,4.7810024772885623E-3,1.589639998170415,0.15385953115505024,0,5.6238841917779043E-3,0.29592341322733412,0.21415525042616715,1.3259546627172996E-2]
[null,1021,1.0361284820138732,1.0289014381036439,1.0210648616383879,0.99761207903489491,1.0112058693544652,1.0322243450495094,1.0126054696198397,null,3.7595786328222771,0,5.1696766267498645E-3,0.46088458677585603,0.99877531864808433,2.363774238785675E-2,6.6707126881801221E-2,4.9029686362354677E-3,1.5412282895494644,0.15841501260123833,0,5.623884191777893E-3,0.28858315172719717,0.20239242266193225,1.3597805387584859E-2]
[null,1022,1.027545888983342,0.98215143131455562,1.0138910564270374,1.0398816849202941,0.99497153710883424,0.97926849366557445,0.96848532611999771,null,3.7638795692163165,0,5.0599825053889193E-3,0.44137292707624859,1.0533204335752535,2.3176741442944609E-2,6.4437279867902653E-2,4.7966825539442924E-3,1.5100708286385851,0.16513840766276003,0,5.6238841917778965E-3,0.27758561148142474,0.21011372175997667,1.3303033470888712E-2]
[null,1023,1.0433817399094107,1.0062533352515175,1.0084153712657482,0.98240359554950429,0.97463670769383193,0.99997263280564452,1.0076753942990431,null,3.7290990075266999,0,5.1264658396430376E-3,0.43989352235125678,1.0141850521918379,2.3266946991563543E-2,6.4341290456257638E-2,4.8591531097014759E-3,1.5325609585229187,0.15601872049579457,0,5.6238841917779E-3,0.27759105340286033,0.20240860346119913,1.3476288191174392E-2]
[null,1024,1.0341559283908008,0.98954609700071683,1.0159765410915576,0.99981909348543563,0.96906368649422825,0.97049671483547773,1.0023268679351001,null,3.7638807090377284,0,4.9545206991023598E-3,0.43447596597528748,1.0389506529917911,2.3594543425875695E-2,6.4526213406934985E-2,4.6925202044779549E-3,1.5441132849591657,0.1587731260745569,0,5.6238841917778974E-3,0.27289777581341074,0.2081731112167825,1.3014151476765991E-2]
[null,1025,0.99000854579429565,0.97966974092621473,1.0042085937520415,1.0165709169543571,0.98774697778932086,0.97078322121457494,0.9928762217573387,null,3.9268326565288953,0,5.315610293615193E-3,0.45034136823648646,1.0968448050417834,2.4281100032861953E-2,6.6147843890740299E-2,5.0372600660985711E-3,1.6064936814817616,0.16145141526846371,0,5.6238841917779052E-3,0.28492500822405237,0.21703165355491011,1.3970246833569924E-2]
[null,1026,1.0069776184366719,1.0039835717452543,0.96022429866216852,0.9590928423964622,1.0018991446625598,0.95625907038328672,1.0017115380037471,null,3.7742079725281723,0,5.6208197939311873E-3,0.41674954669335018,1.057584646314198,2.2851394396802536E-2,6.3579598329798898E-2,5.3149869394215317E-3,1.567656387933144,0.15238734340008564,0,5.6238841917779087E-3,0.27108305230689561,0.20225746224757293,1.4740489569050209E-2]
[null,1027,1.0170564467256906,0.96600193963683101,1.0084358357046113,1.0190912042807634,1.0001688445501458,1.0004737575814673,1.0021034136551508,null,3.907193375525345,0,5.2979619261277243E-3,0.45559933470118774,1.0816412337655532,2.4257948593246492E-2,6.3939224359407187E-2,5.032336121713909E-3,1.5988683364048955,0.16184516782183359,0,5.623884191777893E-3,0.28749843630679101,0.21422884433065278,1.3956590854417398E-2]
[null,1028,0.9893225347088217,1.0098574140831278,0.98206034463569936,0.9960267242251305,1.0071976048097193,1.0179689939699648,0.97082477663939448,null,3.8612399373230835,0,5.8130994153490715E-3,0.46150241151011784,1.0684669156003306,2.3196054707900451E-2,6.6379031844474246E-2,5.5143311170476267E-3,1.558837033699493,0.15822218746888175,0,5.6238841917779043E-3,0.29605690803096163,0.20796093142707026,1.5293347140374398E-2]
[null,1029,1.029815268010545,1.0129227050123313,0.9596764285656848,1.0381119264929084,1.0307199756709955,1.0136821137190895,1.0157027411402098,null,3.7690229925593308,0,5.8242050417662387E-3,0.43233095422833173,1.0254999024039362,2.2942808836014735E-2,6.2568009335805183E-2,5.5227354800560487E-3,1.5627390395488521,0.16494332504402479,0,5.6238841917778939E-3,0.28131703310908773,0.19604284977301784,1.5316655650192417E-2]
[null,1030,0.98219155777883449,0.99112638550202437,0.96943450758059113,0.98866032694588879,0.99991728526904733,1.0352438699473305,0.99251283539284152,null,3.9745943261584258,0,6.1331876591893871E-3,0.46977397527824266,1.09677106731107,2.3859878599203833E-2,6.5104181327717878E-2,5.8286818836328497E-3,1.6264087018694,0.15707117730146011,0,5.6238841917779E-3,0.30378228911051403,0.21033851501921799,1.6165161925374927E-2]
[null,1031,0.98588333015672425,0.95980016455417605,1.0311085674626626,1.0463354267961522,1.0064346342844261,0.9653605596541267,0.95284118269641482,null,3.9367257033531189,0,5.0334356386005285E-3,0.46231387351871595,1.1204104401098816,2.4243955035296295E-2,6.7025921445107717E-2,4.7734886429845417E-3,1.5644986812440698,0.1661362486389259,0,5.6238841917778974E-3,0.28771014655014293,0.22578379172110355,1.3238707893711487E-2]
[null,1032,0.98159593485607599,1.0115307383981678,1.0073514632796625,1.0279633805601189,1.0079362324103651,0.98715790767521427,0.99672398298090736,null,3.9165367647826641,0,5.386624509555708E-3,0.46029902397259959,1.072776836731222,2.4315488374401194E-2,6.8602580023593818E-2,5.1006859235067058E-3,1.6030685029421212,0.16325587222112503,0,5.6238841917779017E-3,0.29065888837885312,0.21407547556267514,1.4146150970341796E-2]
[null,1033,0.99184601359332902,1.0103410026762052,1.0181454171855377,1.0106424470473956,1.0071485846180377,0.99052626219077977,1.011784542945622,null,3.9123356322028378,0,5.2301586828517781E-3,0.46163463537270805,1.0618504510255939,2.4603281379019157E-2,6.8517003420846836E-2,4.9537782939589976E-3,1.6126078799203485,0.16048859523128414,0,5.6238841917778904E-3,0.28957045134477738,0.213977110723229,1.3738719982148699E-2]
[null,1034,0.98155402603935316,0.9898139814908008,1.0069015547305007,1.0060159609497952,1.0113741110446555,0.99892210796255076,0.99913063942315361,null,3.9777056391011367,0,5.4761511082364513E-3,0.46815870981044172,1.0952377995565847,2.4622275541898005E-2,6.7425540117321561E-2,5.1947344170839779E-3,1.6295070224029726,0.15977098020046179,0,5.6238841917779017E-3,0.29570422446055716,0.21752963613255744,1.4406983377713909E-2]
[null,1035,0.99719490331141769,1.0102492372794432,1.0159361867639469,1.0230687160821488,0.98381101126172155,1.0025934491352257,1.0375499037630806,null,3.9480332654243013,0,5.2900891813628548E-3,0.46417928090153882,1.0564557949466495,2.5084947971948129E-2,6.8004868761428652E-2,5.0139302451177861E-3,1.6483962293384036,0.16246527143462147,0,5.6238841917779017E-3,0.29156189230592655,0.21263171018227414,1.3905544325974965E-2]
[null,1036,0.97677373781893351,1.0000920207595545,0.9920522273211716,0.9849543302470789,1.0016468940622689,1.047541260027929,1.0017037815691279,null,4.0185657330262323,0,5.9430599005166332E-3,0.48706575907075972,1.0912772791747491,2.4535086606681779E-2,6.7357815251073871E-2,5.6489565544260538E-3,1.646381390470093,0.15644827015235266,0,5.6238841917779043E-3,0.31050176015205483,0.21400187638595575,1.5666714916819303E-2]
[null,1037,1.0419075030745044,1.0280264139020268,0.98798667915079319,0.99845384620697097,1.0228848860745385,1.0211192244055698,0.99794122317441414,null,3.6875016611147937,0,5.4522465559815343E-3,0.44024010702184629,0.99697285953048298,2.2614951375969798E-2,6.4271388056029458E-2,5.1681303872585932E-3,1.5078045899731201,0.1585986982416655,0,5.6238841917779043E-3,0.2813664316904369,0.19595966696422357,1.4333200237961079E-2]
[null,1038,1.0277451518594347,0.98072236567926407,1.0022091914062536,1.0020452034427407,0.98485062426614567,1.0345095255901555,0.97340690995234058,null,3.8191443561306877,0,5.4785152112882393E-3,0.46293349287296048,1.0556801272189122,2.321361035814315E-2,6.3653068048740713E-2,5.2090319770198247E-3,1.5333459596065502,0.15914748299213802,0,5.6238841917778983E-3,0.29325540999982552,0.2081141681015847,1.4446635974324079E-2]
[null,1039,1.0061920817767427,1.0057396183725555,1.042869895214769,0.99435320633272928,1.0422393168412603,0.97672159257323166,1.0113374279423837,null,3.8652428675256143,0,4.8292628186112048E-3,0.45850135670437009,1.0489077187940827,2.4682566879240756E-2,6.8852220411732251E-2,4.5715775884240641E-3,1.5892518491432415,0.15786512388594265,0,5.6238841917779052E-3,0.28331421579949306,0.21582288555403831,1.267873139187862E-2]
[null,1040,1.0103694682656414,0.98486627817094174,1.004219461131189,1.0248561732632377,0.97886711663930348,0.99202696492598241,1.0149217886542135,null,3.8994547029514215,0,5.31758931982107E-3,0.45093410500415293,1.0693431765965653,2.4353594809924543E-2,6.5083507363044232E-2,5.043726858087386E-3,1.6104588429990274,0.16276725972673506,0,5.6238841917778939E-3,0.28529810285825563,0.21187791014503907,1.3988181718630383E-2]
[null,1041,1.006166450626331,1.0159575230038209,1.0111454744538448,1.0075904279652534,0.99890009115418821,0.96610508765125247,0.95785408333342947,null,3.7303687316126295,0,5.0984417406746601E-3,0.43997844914024858,1.0418912823147182,2.283503196491185E-2,6.7393979986824656E-2,4.8207565839752742E-3,1.4937662322596801,0.16001456811791739,0,5.6238841917778965E-3,0.27717707716733397,0.20859611167138287,1.3369799954532283E-2]
[null,1042,1.011603019931792,0.98723171781844377,1.0024215339871705,1.0051130371220434,0.99207116635669679,0.97819655835881969,1.0166395986344872,null,3.873252374713267,0,5.2547354048487335E-3,0.44282870910353161,1.0657751847732717,2.42057277189528E-2,6.5016273378805722E-2,4.9796582919946868E-3,1.6051538522865159,0.15963440091761791,0,5.6238841917778974E-3,0.28048261573347788,0.21099630861706373,1.3810495105105755E-2]
[null,1043,1.0148095407948603,0.99190761125318172,1.004333847470672,1.00032343666165,1.0241565308851694,0.98528123800142198,0.98474912362706035,null,3.8082331903724174,0,5.2507438732338875E-3,0.44508654556520283,1.0574620508292394,2.3445219766397438E-2,6.5166804578671078E-2,4.9766261219168391E-3,1.5478601149305378,0.15887080670927531,0,5.6238841917779009E-3,0.28157848768287785,0.20961130813082557,1.3802085738927904E-2]
[null,1044,1.0094163705555972,1.0020291183438075,1.0417081595693145,0.96575341578350338,1.0174444730563086,1.0217490543006169,0.99206535620747194,null,3.8744263364857847,0,5.0512617842666434E-3,0.47920415052536519,1.0493489346760347,2.4321687527949411E-2,6.8361930572106544E-2,4.7945100398711551E-3,1.5696047228625565,0.15332624280944199,0,5.6238841917779E-3,0.29631414735775158,0.21528037944792086,1.3297008259275076E-2]
[null,1045,1.0041083959292174,0.97392268383765523,0.95964890522982804,1.0151624306901983,0.96567044123526136,1.0248421370495895,0.98060513595163312,null,3.8974006089007207,0,6.0795108880810954E-3,0.45240409024939043,1.0917892424298845,2.3173420193610215E-2,6.2232772727381022E-2,5.7796314460523152E-3,1.5838443680237133,0.16129697326447684,0,5.6238841917779017E-3,0.29438378232172407,0.20692282862034941,1.6029126320442302E-2]
[null,1046,1.0268758933068092,0.97650177491205836,0.98535317714321535,0.99810070469009382,0.99341490052475445,0.99090102473629649,0.97513189202840178,null,3.7777151529639283,0,5.4448814910910302E-3,0.4366512488100735,1.0625074244727151,2.2855945935207244E-2,6.2492571122702789E-2,5.1664081646770835E-3,1.5290334450277014,0.15854661881227319,0,5.6238841917779017E-3,0.27953470710676842,0.20641935695441715,1.4328423856704142E-2]
[null,1047,0.97556884555669698,1.0106047670400806,0.97207962835768313,1.0059487507306268,1.026723938052245,0.98067466104008094,1.0190625684726737,null,3.9459832218784676,0,5.798110787633458E-3,0.44586820156186929,1.0837150654039025,2.4227908703087303E-2,6.6717089164889679E-2,5.4885632614057808E-3,1.6475895874313846,0.15981374128674186,0,5.6238841917779061E-3,0.28783912975545295,0.20967627887446266,1.5221883031123592E-2]
[null,1048,0.97011447567984599,0.97731502952397775,1.0038412592179504,0.95657064422645788,0.95723022089739762,0.99062456266148091,1.0103695306592055,null,4.0511771896292963,0,5.5420153852806615E-3,0.46958625538294196,1.1219411425853867,2.5100565525736775E-2,6.7354566944755417E-2,5.2582709883846569E-3,1.6763768870169868,0.15192272653303637,0,5.6238841917778939E-3,0.29716866618127669,0.22180304509788218,1.4583194566412107E-2]
[null,1049,1.03740403254359,0.96549991412859326,0.97156030471168553,0.97482869258786342,1.0223862136987505,0.97909880324500209,0.99428772077539296,null,3.771544715072717,0,5.4918110913652262E-3,0.42263147966023751,1.0644207285379605,2.2841542321243354E-2,6.0515289044959758E-2,5.2105939663496872E-3,1.5494671970113536,0.15487051778209779,0,5.6238841917778974E-3,0.27292820297969927,0.20407612270085113,1.4450967967551197E-2]
[null,1050,0.99245041387086108,1.0038882771571984,1.0006985639936756,1.0200496488284374,1.0160983290836774,0.99717616294344325,1.0424001018482423,null,3.9720070619224952,0,5.4644296256788965E-3,0.45822767750184473,1.0693559670060273,2.5064470421044042E-2,6.7033091487563465E-2,5.1793317941651838E-3,1.6679387313895799,0.16200933399647069,0,5.6238841917779052E-3,0.29054693024814354,0.21212780749233126,1.4364266019222105E-2]
[null,1051,1.0002655718325513,1.0026041505941785,1.0285998631644204,0.97586363966851586,0.99414469488305812,1.029899072501927,1.0227452362301381,null,3.959423146171027,0,5.2816803603323572E-3,0.4821151016474195,1.0596343065567857,2.5021446090437469E-2,6.8191119683421314E-2,5.0151961807886249E-3,1.6346282589124819,0.15495046027762346,0,5.6238841917779009E-3,0.30049114619827755,0.21512485154305644,1.3909055249287429E-2]
[null,1052,1.0013802985708915,0.99270176718928604,1.0308626917099541,0.95952772670508213,0.97999580440654899,0.97528136214157735,0.97497889286007822,null,3.8380207227332632,0,4.9805546895180138E-3,0.45657473020576711,1.068273218201355,2.3843982318854935E-2,6.773114945747738E-2,4.7176768269502102E-3,1.5499401083707658,0.15235334859830796,0,5.6238841917778956E-3,0.28418098722827884,0.21667827162035064,1.3083920402893428E-2]
[null,1053,0.97560513263266813,0.99163827569882934,1.0037702753044628,1.0103937595137049,1.015218751322972,1.0073763568460705,1.0114205787682851,null,4.0255057721262082,0,5.5910915682076991E-3,0.47372005900099812,1.1002953960476023,2.4997333467443497E-2,6.7735395297009393E-2,5.3056813517842324E-3,1.660383572018131,0.16047103230952567,0,5.6238841917778939E-3,0.29979786088339955,0.21805196750775541,1.471468161899034E-2]
[null,1054,0.9877758223227936,1.0389051418156008,1.0157924736755115,1.0382745908453406,0.97786797027160699,0.99717777888218029,0.99804241910770775,null,3.8558232411152726,0,5.2885365624555239E-3,0.46301647744354013,1.0385756182145716,2.4103952572440013E-2,7.0158219338706071E-2,5.0035089186717275E-3,1.5751294964336053,0.16488021820454052,0,5.623884191777893E-3,0.29085719661183923,0.20988656374214557,1.3876642005889386E-2]
[null,1055,1.0178076325808627,1.0094719262024465,0.98853695617960924,0.9987964918246437,0.9982317723115417,0.9920489740360231,1.002208244347212,null,3.7855405486170284,0,5.4327284851559817E-3,0.43910181238246626,1.038348726791569,2.329611475951229E-2,6.4898882976230435E-2,5.1463179013819882E-3,1.5573983766054189,0.15865228663434086,0,5.6238841917779121E-3,0.28054206127801867,0.2036921077010983,1.4272705880363631E-2]
[null,1056,1.0011218317983026,1.0017059716892287,0.97582700438822234,1.0079455057017219,0.96053034200433773,0.97859358278182051,0.9973564575143482,null,3.834087321485927,0,5.6024612142212644E-3,0.43582157677481664,1.0646242279747538,2.3374040692064356E-2,6.4798274040435588E-2,5.3052251784841921E-3,1.5783890087407999,0.16012515846409264,0,5.6238841917778956E-3,0.28068557981515041,0.20622939035164053,1.4713416476131558E-2]
[null,1057,1.0217229910116064,1.016279681725162,1.001648955796054,0.99324723374099044,0.96566794232119169,1.0354940372543329,0.9919905071211319,null,3.7942549671625598,0,5.4895489913456361E-3,0.46229317878477322,1.0265885581124139,2.3303733821830926E-2,6.5797265599031693E-2,5.2105137333374931E-3,1.5420453669902217,0.15775100984120655,0,5.6238841917779052E-3,0.29295168798634308,0.20372857164221408,1.4450745450752416E-2]
[null,1058,0.99183276872533732,1.0173070391995538,1.0409756094708296,1.009808594610814,1.0235013025606561,0.97763200539637329,1.0117955715963414,null,3.8970537475446037,0,4.913971404729058E-3,0.46366648165024565,1.0527731806807643,2.4879888777888604E-2,7.0352670699196693E-2,4.6491561901747082E-3,1.6032120832550354,0.16032169061235121,0,5.6238841917779009E-3,0.28683318220779291,0.21676161418781612,1.2893886496288214E-2]
[null,1059,0.99463222707138266,0.98919679075842804,1.0150731606291048,0.97192410224161629,1.0025516885207748,1.0024257366912475,0.97237577230812222,null,3.8884616724017551,0,5.33131479434777E-3,0.46710082863786784,1.0806861060065498,2.3828378173226868E-2,6.7015474305839567E-2,5.0584602518191349E-3,1.5666190428819406,0.15434467237059324,0,5.6238841917778974E-3,0.29355268592314532,0.21593441140445788,1.4029043048882901E-2]
[null,1060,0.98654303028952706,0.99335298408874073,1.0209940945989857,0.96004074138298956,0.96060440469131436,1.0240467986925132,1.0245027080194204,null,4.021815393355987,0,5.4191478905366791E-3,0.48368176024390402,1.084631918079348,2.5293895045977809E-2,6.8160156678703551E-2,5.1465719207482528E-3,1.6667642865402847,0.1524490041408357,0,5.6238841917778983E-3,0.3028707370050116,0.21833891702680963,1.4273410373123713E-2]
[null,1061,0.99074958613011743,1.008833581743092,1.001397715358781,1.0020359022634897,1.0009731954616272,1.0416960723145452,1.0255179666991112,null,3.9866217248631397,0,5.7051025795345871E-3,0.48041681809449582,1.0661323721102072,2.4825561890836439E-2,6.7450267344935325E-2,5.4188388972572681E-3,1.6523584858901088,0.15914723882812207,0,5.6238841917778965E-3,0.30448401597294311,0.21144083349340498,1.5028510728584752E-2]
[null,1062,1.0045312608078802,1.0015535700806695,1.0236430972662425,0.95676877951658346,1.0106924488444891,1.0076815878962835,1.0357327665560163,null,3.9359916085831785,0,5.2007268104992269E-3,0.46725838392772584,1.0566606972220645,2.5002280008629033E-2,6.7535828601672662E-2,4.9328081061136694E-3,1.6427623137365426,0.15192562998436407,0,5.6238841917778983E-3,0.29211310249628147,0.21369684547968157,1.3680561638822888E-2]
[null,1063,0.98616032712525259,0.99220625513368987,1.0175618827833952,1.0013531324703466,1.0136943453585052,0.98417787711870208,1.0222829373572089,null,3.9822368018025798,0,5.2489774719093633E-3,0.4627678300816348,1.0865816765834162,2.5132382904922854E-2,6.7908502237951737E-2,4.9745663802300936E-3,1.653111150868587,0.15901434439443218,0,5.6238841917779017E-3,0.29038524132484078,0.21818982701846179,1.3796373288230572E-2]
[null,1064,0.99208500789639698,0.99370301330966326,0.9748100006067757,1.0193076436412998,0.99112311568197697,1.0311885378571128,0.98328869230373894,null,3.9196954546444167,0,5.978083769935927E-3,0.46514413739831489,1.0826464416613435,2.3561183583447328E-2,6.4917761345805791E-2,5.6793767631222979E-3,1.5919096244674693,0.16193177284127067,0,5.6238841917779061E-3,0.29976346715716623,0.20874480722593633,1.5751081778692371E-2]
[null,1065,1.0222600229553511,1.0138813083558691,0.99945905148355851,1.0043210907953968,0.98104810488812644,1.0072865347927293,0.98855300471310603,null,3.7625870013138245,0,5.3639093055280369E-3,0.44815802499875468,1.0285563204651442,2.3127470903517827E-2,6.5506848628489628E-2,5.0842519539575715E-3,1.530146788036949,0.15951313592301655,0,5.623884191777893E-3,0.28438120823704732,0.20375240398712019,1.4100573293580188E-2]
[null,1066,0.96906070463044924,0.99753860976580389,1.018287716562098,0.96582151288449836,1.02396721528045,1.0377525405290868,1.0347615372205237,null,4.1139488581416073,0,5.6187044101337156E-3,0.49771636574510242,1.100060664327525,2.5910242609441424E-2,6.944311367810814E-2,5.3387091931121258E-3,1.7140163806717452,0.15337088734013318,0,5.6238841917778974E-3,0.31217625331070836,0.22110478104159251,1.4806280442492818E-2]
[null,1067,1.0087289459774571,0.97807632288633528,0.98672184877924052,1.012567593713835,1.0077343297356347,1.0055467208243227,1.0440960081222455,null,3.9701789813210802,0,5.607134056501482E-3,0.45181967316912963,1.0798338994906371,2.4808270607675119E-2,6.3779373556525798E-2,5.3241067391224762E-3,1.6694703455801447,0.16084254222317312,0,5.6238841917779061E-3,0.28899654611077785,0.21052169145043675,1.476578225817547E-2]
[null,1068,1.0110127611174839,0.97849523721868892,1.0035207338814121,0.98355046870868601,0.96716806001476818,1.0016693512790309,1.0168468144259986,null,3.9177473508750373,0,5.3796361751341625E-3,0.45563575841710202,1.0753503853727715,2.4394805892465999E-2,6.4671334843372244E-2,5.1069301591706541E-3,1.6209519308204601,0.15620814487807377,0,5.623884191777893E-3,0.28839768371563596,0.21262266013766581,1.4163468621677571E-2]
[null,1069,0.97694630673911631,0.99043650587195309,0.98584914397994294,0.98610895850412095,1.0382888405559469,1.0304686525763964,0.97598202987188698,null,3.973789700615475,0,5.9312937689878515E-3,0.47701464458634829,1.1018035140794764,2.3896584651013915E-2,6.644761405238668E-2,5.6356425066600132E-3,1.6073673765721781,0.15664100263606823,0,5.6238841917778983E-3,0.30527929355764627,0.21438164757566269,1.5629789975242964E-2]
[null,1070,1.0105195579034945,1.0274398014075532,1.0114787778895311,0.97166693849589414,1.0078815060915594,1.0103807416389696,1.0136445190023531,null,3.8215684626774493,0,5.2954566391720378E-3,0.45831875300289843,1.0263535104589334,2.3905676518022948E-2,6.7715526301709447E-2,5.0167286570343304E-3,1.5768459404935842,0.15430910083223756,0,5.6238841917778956E-3,0.28867174043605254,0.20618975303291529,1.3913305391455626E-2]
[null,1071,1.0028011210830492,1.0068103268902888,1.0276787344036589,0.96408259530124263,1.0100542056912742,0.96289936566917,0.99327298399253428,null,3.8173173809421379,0,4.9316984125530516E-3,0.44717633569971749,1.0528445475407473,2.3955752008496482E-2,6.8183151251903398E-2,4.6645004811132953E-3,1.561189149481766,0.15308116135779179,0,5.6238841917778939E-3,0.27887102292645738,0.21372313233700907,1.2936442077911023E-2]
[null,1072,0.98833169759979145,0.98584413758683787,1.0102681850678032,0.98349642347039168,0.9903748286477595,0.98953468707558356,0.99485987562071621,null,3.9415316667598814,0,5.3531438446947606E-3,0.46211089709373121,1.0915646678390838,2.4397980106898032E-2,6.6963829503024763E-2,5.0764955209536625E-3,1.6123159233808078,0.15618952279527001,0,5.6238841917778939E-3,0.2912776565635728,0.21728489186822725,1.4079061741230145E-2]
[null,1073,1.0232735263598878,1.0455837319827199,0.98983727435697744,0.99407540965369512,1.0285082559601002,1.0128286304614462,1.0033893610421762,null,3.7170060066721016,0,5.4697246466050755E-3,0.4434971670834032,0.99876901111867722,2.2901634819741525E-2,6.6427984418092445E-2,5.1777222188298657E-3,1.5273418815808937,0.15790040150599963,0,5.6238841917779061E-3,0.28311936511971536,0.1973568772097492,1.435980205181988E-2]
[null,1074,1.0025543335853941,1.0007431305372625,0.98069153199705195,0.99410172272307051,1.0189709062682284,1.0296374609430405,1.0054614483875204,null,3.8992763177580798,0,5.827634927661301E-3,0.46126537692096187,1.0636220873694802,2.3779275437119666E-2,6.4956928656495314E-2,5.5340478091190238E-3,1.6042863577880386,0.15791847832598457,0,5.6238841917779052E-3,0.29616036699406328,0.20660912013172084,1.5348029060974985E-2]
[null,1075,0.97175461016607634,0.95467837410152812,1.0216789857983966,0.99786355945076266,1.0024350979817735,0.99183387660253475,1.0271433846355384,null,4.1466356066671928,0,5.3568050235704365E-3,0.47923754788370126,1.1434855662168144,2.6182197019990815E-2,6.7129512758393309E-2,5.0889075879524213E-3,1.7239006554043239,0.15845402573753811,0,5.6238841917778887E-3,0.29996209454179551,0.22881453520297637,1.411348514550392E-2]
[null,1076,0.9847937600872857,0.98622338356592942,1.0121926384855722,1.0042160521849854,1.0026960908143494,1.0176477781584374,0.95990719577975747,null,3.9317296709412775,0,5.5023460580061233E-3,0.47842914117295676,1.0948963506483633,2.3877389408428464E-2,6.7345329226179015E-2,5.2257416747205042E-3,1.5687107895728145,0.15947709934254684,0,5.6238841917779043E-3,0.30120568213363974,0.21794763127724995,1.4492978350601992E-2]
[null,1077,1.0137336470624472,1.0120009690349436,0.99768380680385427,0.98660578492026019,0.98095296454794223,1.0353448144558717,1.0326039077015707,null,3.8929994739267708,0,5.5821736295080518E-3,0.46466932653149873,1.0392030010464848,2.4302260443342376E-2,6.5852309555514271E-2,5.2995214856365264E-3,1.6214313320729257,0.15670213020428839,0,5.6238841917779043E-3,0.29518459240482336,0.20561569166342558,1.4697597956559573E-2]
[null,1078,1.018418915221426,1.0089797972638004,1.0032896052160762,0.98917403608108689,1.0345885585005647,1.023390805696615,0.99104194666250156,null,3.807214929649521,0,5.4308298394804581E-3,0.45946682529815341,1.0368490894904485,2.3408918090434556E-2,6.5741633206568548E-2,5.1534159782792082E-3,1.5483039581616824,0.1571016300524935,0,5.6238841917778939E-3,0.29086428094193117,0.20583973251755291,1.4292391559680684E-2]
[null,1079,0.99756274756408969,1.0088239405883801,1.0020656468060354,0.99137915084649997,0.98907870009283316,1.0320331729336978,1.0158526869664957,null,3.9329869312678305,0,5.6057230476971084E-3,0.47275450745213315,1.0587975419135687,2.4411387218420857E-2,6.7031071052215133E-2,5.321814891440178E-3,1.6228486417390653,0.15745368793260173,0,5.623884191777893E-3,0.29950343982600913,0.21008725200942732,1.475942608886785E-2]
[null,1080,1.0154589745316835,0.9975381029885193,0.98602870660886532,0.95708204682571185,1.0273954482583185,1.0279041180349713,0.99809235363935611,null,3.8423575438343645,0,5.6831561745339558E-3,0.45707998433540775,1.0528195306308774,2.3395149922556507E-2,6.4295672946821175E-2,5.3972358631161378E-3,1.5746104614535259,0.15202988591616443,0,5.6238841917778922E-3,0.2924885251557221,0.20533177233225136,1.4968597260678503E-2]
[null,1081,0.96751156904487168,0.98200907549962224,1.020780976352619,0.96994494249818375,1.0415399802181233,0.99860132010159885,0.99443884371874913,null,4.0456234853603963,0,5.4013196033271971E-3,0.48141844218769259,1.1181393912724078,2.5115393198609538E-2,6.8867432672597595E-2,5.1257371633888502E-3,1.6525959386926556,0.15402204546646428,0,5.6238841917779061E-3,0.30149283745075212,0.22440807503708893,1.4215627630281558E-2]
[null,1082,1.0135956375209076,1.0251064485084502,1.0095072306198911,0.96699341532582295,0.96687919355422369,0.98847871572967583,1.0034087692139657,null,3.7736766060168661,0,5.1883580910518914E-3,0.44592702367166315,1.0256321350677213,2.3518998147731222E-2,6.7266552356376019E-2,4.9098166163388168E-3,1.5519811705818112,0.15356978392761897,0,5.6238841917779043E-3,0.28120870719364027,0.20561009490030149,1.361679745293384E-2]
[null,1083,0.95291604848082234,1.0137041477933031,1.0228153176842871,0.97116267212005469,0.98849888195523927,0.95767794767065362,0.99944928797080324,null,3.9958753071208863,0,5.208915247140085E-3,0.46521292316493318,1.1012818079643982,2.5055291518770402E-2,7.1811665247299913E-2,4.9233181826930711E-3,1.6453831780535391,0.15421244737585862,0,5.6238841917779052E-3,0.29098154438853763,0.22294391982501072,1.3654242455203665E-2]
[null,1084,0.99145867879933824,0.99681515897957929,0.97455637543470275,0.9616059975183523,1.0026107759583232,1.0012553311442329,1.0017892037275387,null,3.9039043392482702,0,5.8082397834001171E-3,0.45080423643172701,1.0801366299919775,2.3697401113493645E-2,6.5101667020733056E-2,5.50845530951525E-3,1.6115890787318767,0.15276540584122814,0,5.6238841917778983E-3,0.2905687773381822,0.20863999178013934,1.5277051281018972E-2]
[null,1085,1.0083232515555696,0.9842910890079225,0.99620793552021358,0.97887385703030316,1.0327040296528933,1.0067208092191202,0.99558049332378751,null,3.8804629100470267,0,5.4995162300804073E-3,0.45573863254558672,1.0728743093161515,2.3796869706073562E-2,6.4697505694202143E-2,5.2205729660662371E-3,1.5874894124649848,0.15547626770536901,0,5.6238841917779E-3,0.28977774684245738,0.21078858129782724,1.4478643546608666E-2]
[null,1086,0.99566065545269411,0.99508404937640549,1.0042273817288292,0.99283176588195499,1.0317017833750743,0.99211166692116093,0.99605245746943316,null,3.895875743871315,0,5.3871306468332965E-3,0.45660008268717051,1.0745368858990645,2.4070912569655979E-2,6.6579324799320092E-2,5.1069807277542741E-3,1.594886370512308,0.15768114386279386,0,5.623884191777893E-3,0.28888144915090341,0.21313223124972047,1.4163608867681532E-2]
[null,1087,0.96294744427776169,1.0094867422298908,1.0419492554322964,0.99817750440467146,1.0135096276940818,0.99213528981736632,1.0230604817481808,null,4.0603910235351934,0,5.1325427329492E-3,0.48629546562198017,1.0922372469256301,2.5967095176299658E-2,7.2092456303903873E-2,4.8619775614443042E-3,1.681077187820665,0.15847364172660738,0,5.6238841917779E-3,0.30065533179098469,0.22475515767380322,1.3484121475042812E-2]
[null,1088,1.0113843665576254,1.0058388666929738,1.0198066225370326,1.0439777133913124,0.99638129800761766,0.97526392752332114,0.96997050868153267,null,3.77287514446324,0,5.036238107649001E-3,0.44643726503320103,1.0456110871315145,2.3364096981128995E-2,6.7063054252668494E-2,4.767082030868011E-3,1.5156760106467806,0.16577958044751112,0,5.6238841917778887E-3,0.27975246791958464,0.21061591402542323,1.322093991043081E-2]
[null,1089,1.0082639282272408,0.98274282937781643,1.0335186379441246,0.98673422706972491,0.99670284557080346,0.9623347872586907,1.0227582479938815,null,3.9035851860830686,0,4.861896713785994E-3,0.4491335527617436,1.0709467587730974,2.4930724858859242E-2,6.6905281187102233E-2,4.6043054124225392E-3,1.6200348696958538,0.15666926794420538,0,5.6238841917778965E-3,0.27909899415657002,0.21772994566252785,1.2769498152693981E-2]
[null,1090,0.97762927135565858,0.96961064616960857,0.99583622470433453,0.98626766717746184,0.95938895354672837,1.0159617840252171,0.9959258883655846,null,4.0429071574868587,0,5.7433039303629516E-3,0.47600178089254974,1.1225369383119987,2.4711811604630311E-2,6.5928136675081739E-2,5.4587336368938704E-3,1.6540483842153237,0.15665119715535739,0,5.6238841917778939E-3,0.30273208521662304,0.21981835543213671,1.513915408484807E-2]
[null,1091,1.0147412331830536,0.99100427539216251,0.9931622710494018,1.0225241878918285,1.0231186949348778,1.0005869781862651,0.9602086054331157,null,3.7841877155295358,0,5.4599624338053454E-3,0.44807021525414187,1.0595025208890945,2.2840426083014762E-2,6.4444957068066841E-2,5.1795249917773387E-3,1.514105156230571,0.16241406590916432,0,5.6238841917779009E-3,0.28544411224408583,0.20765801327162606,1.4364801830018857E-2]
[null,1092,1.0171480257950674,1.0080846383333366,1.005294549747884,1.0150763437914379,0.97687190120186318,0.99872267129749503,0.99775219941732973,null,3.8034868966499071,0,5.2850403844299535E-3,0.44923281081715066,1.03883516114667,2.3587541525421266E-2,6.5901832793410664E-2,5.0086381541448004E-3,1.5546859851769474,0.1612123784623683,0,5.6238841917779009E-3,0.28403243639847475,0.2067604010323022,1.3890867335669086E-2]
[null,1093,0.99794195074190306,1.0279633664269177,0.99260880468291124,1.0042237544581831,0.98738072495705664,0.97164157558125896,0.97696525691468106,null,3.759947696635094,0,5.3644828081803216E-3,0.43793494967432139,1.0405317400469407,2.2975155997380974E-2,6.7393190564954575E-2,5.0707222630559969E-3,1.5276355126982561,0.15950813733454819,0,5.6238841917778956E-3,0.27908397003981822,0.20549186634102534,1.4063050291194626E-2]
[null,1094,0.96954313948172355,1.0100249085906627,0.97797588443433103,1.0427182884261688,0.96878276443203293,1.0026865213467815,1.014913421428624,null,3.9978136292275179,0,5.8926059944089297E-3,0.46176336402406243,1.0904832429453826,2.4557257206198821E-2,6.7479668030360235E-2,5.5850871054830475E-3,1.6581645667730709,0.16564582537981362,0,5.6238841917778974E-3,0.29698901753923201,0.21192474149531318,1.5489580531230798E-2]
[null,1095,1.003731910643715,1.0123251945555041,1.0415439742704848,1.0092963771649563,0.9911191248035548,0.98993540671005031,1.0138623450624611,null,3.8805061542884363,0,4.9149671331151362E-3,0.46499397749204596,1.0451026926304081,2.4776179069927105E-2,6.9289043376964371E-2,4.6546039700751099E-3,1.5952005230732604,0.16023951544904588,0,5.6238841917779017E-3,0.28755580505888056,0.21507590183768735,1.2908995271476495E-2]
[null,1096,1.0303717296891317,1.0269587087975374,1.0039196176637302,1.0245595885420884,1.0116863904961477,0.99218524724192547,0.96679303461429134,null,3.6643496165483986,0,5.1819401423463798E-3,0.43807807286492267,1.0077067328030558,2.243146660468175E-2,6.5919260861777712E-2,4.9043083143962846E-3,1.4704746298991491,0.16272062161325943,0,5.6238841917778956E-3,0.27721584661019688,0.20085521210052751,1.3601520826998064E-2]
[null,1097,1.0163002358323412,0.99554572669211283,1.0001214607416733,0.99486463298253958,1.0002664074283278,0.97488972721610445,0.99364202489388131,null,3.7948355422847722,0,5.2305898832002177E-3,0.43750868908891682,1.0526354123045816,2.3437322079484197E-2,6.5000089516408857E-2,4.9536536520125712E-3,1.5535140245353976,0.15801019636990057,0,5.6238841917778939E-3,0.27750925463837062,0.20813523148871466,1.3738374302407225E-2]
[null,1098,1.0018353129077002,1.0055808867798601,0.98765371685083125,1.0225541184474745,1.0014095189142602,0.99114914344040872,1.003340284103647,null,3.8556968099486495,0,5.5281276702993593E-3,0.4457056492319158,1.0588662981171146,2.3733052032208535E-2,6.5680389426846106E-2,5.2374888964283979E-3,1.5870818269418374,0.1624274088099994,0,5.6238841917779E-3,0.28491909880392818,0.20742428328203191,1.4525557884855629E-2]
[null,1099,1.0162947120778043,0.99462263293232789,0.99973434247233228,1.0002435276386523,0.99363397983706325,1.0068798941250654,0.99389290306266143,null,3.8319185728191671,0,5.4074911035600056E-3,0.45260816143579813,1.0536066446039543,2.3579028580848031E-2,6.4929825451195855E-2,5.1305288031418522E-3,1.5635397012131036,0.1588650914758814,0,5.6238841917779052E-3,0.28715588842929929,0.20805839305958251,1.4228916678138649E-2]
[null,1100,1.0310666478629671,1.0188820810890586,1.0212735686197514,0.96980725076462282,0.9694363538130879,1.0030702921421111,0.97969827439834367,null,3.7109528057219974,0,5.0543628133269446E-3,0.45040391042853706,1.0130339850204275,2.2989226186069998E-2,6.6537774534915245E-2,4.7885002328711688E-3,1.4986057002976876,0.15399946306283924,0,5.6238841917779052E-3,0.28198464033753334,0.20475974347446393,1.328034076819655E-2]
[null,1101,0.98015937866061398,0.97969396827244382,1.0362119016189337,0.98143596344451667,0.98529298281404454,0.97051518891587318,0.9810529622408426,null,3.9584232500297674,0,5.0178810067987422E-3,0.46756387972401198,1.1046454091763986,2.4737252257084213E-2,6.8827391466973586E-2,4.755042540673873E-3,1.6036108998516243,0.15582408912482429,0,5.6238841917779E-3,0.29007807855938839,0.22458765433981401,1.3187549803992905E-2]
[null,1102,0.982836947709265,1.0333670066991629,1.0016306902157397,1.0211764543018989,0.98516356853055354,1.0343588748736248,0.9936108170409812,null,3.9076930793696172,0,5.6848593142855815E-3,0.47827829463296012,1.0504341466135028,2.4032511551810978E-2,6.9294752677302701E-2,5.390975495129951E-3,1.5909669644585755,0.16218685491043291,0,5.6238841917779E-3,0.30308477338552975,0.20913354589862987,1.4951234868249208E-2]
[null,1103,0.96938493308164453,1.0042731336814261,1.0052339257887219,0.96207175110811982,0.98006960026341972,0.96067303960626782,0.99517805066862386,null,3.9355161275599269,0,5.3382430892950422E-3,0.45277486381210974,1.0939588961963405,2.4357952795120576E-2,6.8940992070152682E-2,5.0490409450031845E-3,1.6194101516337718,0.15279438421184841,0,5.6238841917779061E-3,0.28628268935272372,0.21765859572827762,1.4002919712090041E-2]
[null,1104,0.99394079668458024,1.0228293863213591,0.96135663810215177,0.98903254287731557,0.97338120025402586,0.98504903917918929,1.0194746226680911,null,3.8463115949334679,0,5.8339529778112728E-3,0.43431667082286002,1.0525760814798495,2.3474026250086828E-2,6.5425833379804843E-2,5.5203228671710253E-3,1.6083711881053948,0.15714263956200031,0,5.6238841917778983E-3,0.28230515710450815,0.20207977959498752,1.5309964552834857E-2]
[null,1105,0.9704238046915945,1.0016334741278556,1.0146462020519096,1.0155890799667269,0.98189681969945031,0.99332902622813979,0.97959472169480477,null,3.9623596730589727,0,5.408197913142984E-3,0.47269451013078656,1.0946029339335814,2.4433120748589686E-2,6.9332362021194652E-2,5.1255442524553675E-3,1.6040597170375672,0.16127946462806095,0,5.6238841917779009E-3,0.2971460925211088,0.21925514889243419,1.4215092614554305E-2]
[null,1106,0.97265475693869663,1.0322429664447992,0.97968505300588737,0.99554226880158736,0.96095908654436069,0.962394515656401,0.99583132714527423,null,3.8557418409196154,0,5.5972166639092474E-3,0.43931509631662025,1.0645886604813413,2.3588295691888053E-2,6.852638158317588E-2,5.2865470485335495E-3,1.5911974482785567,0.15814885221921302,0,5.623884191777893E-3,0.28224618805094115,0.20815608883636463,1.4661614885112638E-2]
[null,1107,1.036313303506865,1.0431494506226049,0.96487499238831587,0.99611658673598036,1.0240871326247378,1.0344432432109636,1.0027259511188249,null,3.6835697263679177,0,5.81394512317832E-3,0.43814145390839154,0.99054574199815826,2.2306403241009503E-2,6.3936438794217468E-2,5.5107210907654235E-3,1.5145976917613895,0.15826277587797313,0,5.6238841917779052E-3,0.28415144073205434,0.19102378473720391,1.5283335158150673E-2]
[null,1108,1.019739468774423,0.99747989737520426,0.99818962985277426,0.99147064872608137,1.0012765018184431,0.99653864932038494,1.0181676051840922,null,3.8387501198669001,0,5.3486033944471151E-3,0.44530808896022067,1.0473302870448684,2.3905721868859506E-2,6.476140093150809E-2,5.0710604182079453E-3,1.590891985632261,0.15747405228533146,0,5.6238841917779009E-3,0.28279611769819568,0.206872136105479,1.4063988124635583E-2]
[null,1109,1.0099823537128028,0.99237030605780485,1.0099428368046666,0.98305295951208649,1.0015588696830817,0.99591662895343835,1.0451180096902237,null,3.9338970126292212,0,5.2699117078512849E-3,0.45448972458468562,1.0615122811913162,2.4955529470789689E-2,6.5846462446796483E-2,4.9976108484554253E-3,1.6533642886877737,0.15611957914646846,0,5.6238841917779052E-3,0.28653141322696835,0.21186586613842978,1.3860284403605164E-2]
[null,1110,1.0131063027442948,1.0219513595955876,0.98328192924759161,0.99634558286290786,0.98683088150037979,0.98863802643739074,1.0169151934698937,null,3.7924509113238876,0,5.4880470755434806E-3,0.43630719310257365,1.0315328855321229,2.3449423106391646E-2,6.5501262399963539E-2,5.1943227146876072E-3,1.5759954150613213,0.15827097651039959,0,5.6238841917778922E-3,0.27967869373594983,0.20197906047458367,1.440584156966274E-2]
[null,1111,1.0057974125155551,1.0044423128403743,1.0265445652274314,0.99794039932135403,0.98355218221065388,1.0128905171578115,1.0100183697945371,null,3.8976609500064021,0,5.1867091575579219E-3,0.47009822431284148,1.0521685988355924,2.4536646503209358E-2,6.7784211005311831E-2,4.9201598843174321E-3,1.59897049079752,0.15845894373495178,0,5.6238841917779009E-3,0.29336844271031393,0.21327257390105916,1.3645483287064095E-2]
[null,1112,1.0294914197106009,1.0128780430300492,1.0109843783215444,0.99629114067815105,1.0298910148271527,0.98521219402798998,0.99667341685779376,null,3.7344466583923004,0,5.0857826524042735E-3,0.43923685336985896,1.0212423138024094,2.3262386059615205E-2,6.5701396728881339E-2,4.8149391195736104E-3,1.526816236721255,0.15822038033387567,0,5.6238841917779E-3,0.2767373829597406,0.20452300185474542,1.3353665902970458E-2]
[null,1113,1.0094500937089466,1.0050550967776966,1.0271843423714933,1.0211702943450378,1.0249632737221466,1.0137038843559423,0.9868598708668519,null,3.850681012808332,0,5.1645952704392891E-3,0.4689907681973996,1.0476929947006706,2.4006271812506811E-2,6.7611035392895591E-2,4.8992420430159379E-3,1.5563716013126094,0.16214654666878098,0,5.6238841917779087E-3,0.2925632032950628,0.21235259034334422,1.3587470120705245E-2]
[null,1114,1.003422743194432,0.99023293535461276,0.98381677474747331,0.99315410279426553,1.0233867672306773,0.97907827609352038,0.99585622276853369,null,3.851047767252652,0,5.5103793720196097E-3,0.43927738874805078,1.0731331756861291,2.3540469542668155E-2,6.4559549829191681E-2,5.221348331967416E-3,1.5825521668790685,0.1577631925561491,0,5.6238841917779043E-3,0.28148783167182995,0.2089183452553256,1.448079393250966E-2]
[null,1115,0.98540265863978382,0.97343894007193355,1.0230527973911208,1.0312288077699014,1.004166153114034,1.036673359937984,0.97176177140481923,null,4.0104024809915781,0,5.4873075630102438E-3,0.4935815984299734,1.106807539918756,2.4615825719009041E-2,6.7297895884591272E-2,5.2198545281428787E-3,1.6038763522890849,0.16375007590727739,0,5.623884191777893E-3,0.30868077352213263,0.22195933712010205,1.447665104374159E-2]
[null,1116,0.99392004207915841,1.0203305928724884,0.99726577494547264,0.9962899471418748,0.99210442573020685,1.0446688936123032,1.0202851123600793,null,3.9408463343538305,0,5.7418831868020796E-3,0.47739944116935534,1.051732818192759,2.4425399664935336E-2,6.7569315922875739E-2,5.4514927774567982E-3,1.6294906879354347,0.15824089400530142,0,5.6238841917779043E-3,0.30335048914643276,0.2081847221193065,1.511907241499269E-2]
[null,1117,1.0156635114563539,0.98432468079197633,1.0038296049495241,0.99213042986719691,0.99946461265197006,0.99258220837564781,1.0045053474207508,null,3.8595371050828939,0,5.2976590332220411E-3,0.44874910821806202,1.064363312633928,2.3944070111626567E-2,6.4692867818691296E-2,5.0251179253030728E-3,1.5862489528210948,0.15757035577843675,0,5.6238841917779E-3,0.28398432905932863,0.21069619352007296,1.3936572037793015E-2]
[null,1118,0.9906522190145669,1.0324003209446042,0.99393254980674062,1.0033446541194022,1.0043828152895051,0.9898942486257396,1.0195116814968057,null,3.8659163576971878,0,5.4862783190485235E-3,0.45002407974602893,1.0437865197402072,2.4080152892401511E-2,6.8202594869435362E-2,5.190183030109906E-3,1.6074306873786319,0.15936648104668988,0,5.6238841917779052E-3,0.28655086840556621,0.2067528240727729,1.4394360642610191E-2]
[null,1119,0.99489708875872984,0.9922698438025026,0.98825869165869595,0.96615027409827126,0.99574412144356961,1.0149525604490366,1.0236137436966559,null,3.9607805077120264,0,5.7059273449399173E-3,0.46178464142969516,1.0797923622716958,2.4463738372192581E-2,6.5492002066755012E-2,5.4166546475686844E-3,1.6492526791077207,0.15346705891202195,0,5.623884191777893E-3,0.29508561872781747,0.21108534236009763,1.5022452969625465E-2]
[null,1120,1.0013314476413937,1.017872138929385,0.97780792089794211,1.0085949999878534,0.99825763292462721,0.98397883550733778,0.98891257386398157,null,3.7925794857380408,0,5.5937991343623658E-3,0.43748872538706213,1.0481406787659673,2.3064935358102008E-2,6.5722569695090036E-2,5.2941346342457165E-3,1.5526321069884148,0.16022527278731627,0,5.6238841917778974E-3,0.2814063540757194,0.20389196482929886,1.4682658159408368E-2]
[null,1121,1.0104280967444632,0.99943816590414969,1.0047738864077242,0.99184520471604076,0.95244459142516114,1.0167877643206964,0.96732107254619026,null,3.812379843691251,0,5.430198622864312E-3,0.4615113621361876,1.0543934398435417,2.31801662077664E-2,6.5863765212008749E-2,5.1535190561522925E-3,1.5292960578973087,0.15752363769194358,0,5.6238841917779078E-3,0.29188982844516709,0.2090817041982479,1.4292677434007438E-2]
[null,1122,1.0007706451338689,1.0003600679784821,1.0061892698679069,0.98404521681906021,1.0134243244513079,1.0053844516549011,1.0235041364652726,null,3.9240514037828245,0,5.4041850251138109E-3,0.46093742422901263,1.0635009291702655,2.4563305075675213E-2,6.6635390588562507E-2,5.1254642173486605E-3,1.6296410548035205,0.15628274482191626,0,5.623884191777893E-3,0.29127139023242121,0.21165913083081772,1.4214870646623058E-2]
[null,1123,1.0412459776541128,0.99803465024870186,1.0070186549095672,0.99182445903271166,0.99105031703457502,0.95507256780542826,1.0354403737619309,null,3.7502017695662819,0,4.927527872816459E-3,0.42016737089286632,1.0243493430606194,2.3810625276551034E-2,6.3978586693003325E-2,4.6605927700370401E-3,1.5724436631366432,0.15751697330267111,0,5.6238841917779009E-3,0.26537211265584132,0.2042805409570731,1.2925604502011979E-2]
[null,1124,0.99277518317888924,1.0320594052493945,1.0176179030996388,0.97535869065842185,1.00156208557974,1.021641284812334,1.0152750696078974,null,3.8967710986734585,0,5.3762439623279016E-3,0.47406820325536431,1.0396832433151946,2.4439123756210948E-2,6.9563833401483824E-2,5.095191610985845E-3,1.6070252029917456,0.15488635864628902,0,5.623884191777893E-3,0.29746595853594704,0.21016542978837133,1.4130913142417488E-2]
[null,1125,1.0032517449452389,0.99693403209352394,1.0404931424792179,1.0194438854746939,1.0176180016989562,1.0058579382475283,0.98706373468494235,null,3.8905876758371094,0,5.0204092807804128E-3,0.47428478416370284,1.0610443968153715,2.4442837783038223E-2,6.8432788853548518E-2,4.7624441369237313E-3,1.5712071542278834,0.16185216388922963,0,5.6238841917779052E-3,0.29348729659084039,0.21726225720712361,1.3208077258445541E-2]
[null,1126,0.97335241587969334,0.99581532655306759,0.99197879196869621,0.97528841909908348,1.0273088313440333,0.99749585624067905,0.96815938480506458,null,3.9286426684889091,0,5.6839982763144123E-3,0.46461906194060582,1.0995929507340141,2.3700308833496019E-2,6.7364342189671675E-2,5.3898007865962856E-3,1.5864828423991313,0.15491306435505903,0,5.6238841917778939E-3,0.29620572080362195,0.21548671357860472,1.4947976952644796E-2]
[null,1127,1.00454109038093,1.0082931628039418,0.99686131717388748,1.0258647937125915,1.0257943812694721,1.0324926540381769,0.96544970765820293,null,3.8293104480504021,0,5.6309013451273969E-3,0.46759626485541966,1.0524553452594858,2.3156102838486865E-2,6.6213705482533386E-2,5.3459870612668197E-3,1.5321141460846486,0.16293890233295227,0,5.6238841917778974E-3,0.29719623304878345,0.20747431348851153,1.4826464751662705E-2]
[null,1128,1.0325898039499801,0.97320651780896539,1.0332545629053349,0.99083988675348023,0.97766024766388226,0.97065582774429504,1.0152807548284872,null,3.8341456146555482,0,4.7989896765506298E-3,0.44341341365533976,1.05549146667994,2.4389770390837107E-2,6.481835541466073E-2,4.5492334937723413E-3,1.5810427095138631,0.15732153702333457,0,5.6238841917778956E-3,0.27558855205563793,0.2140889192329114,1.2616762680027097E-2]
[null,1129,0.95591056467416169,1.017442462354323,1.0112577103054248,0.98513277570090418,0.96660512713087388,0.98193030944284887,0.98099033884579445,null,3.9673865822235199,0,5.4517725372963573E-3,0.47102686769704422,1.095135359800574,2.4436617462213314E-2,7.1025433989812564E-2,5.1592242604585684E-3,1.6135700065252148,0.1564479207943798,0,5.6238841917778939E-3,0.29671638267237627,0.21938815722153213,1.4308500145431655E-2]
[null,1130,0.98141605706049362,0.98443023676416574,1.0250290611432027,0.99085047141129123,0.9608103667026705,0.99802614836088066,1.0197628582531439,null,4.0327068670360404,0,5.2721443124055861E-3,0.47580415258110353,1.0992959833474025,2.5457958469736072E-2,6.8290456094291394E-2,5.0023678460268187E-3,1.6683128569497585,0.15733541329018452,0,5.6238841917778939E-3,0.29720393244280119,0.22177852875990553,1.387347737545633E-2]
[null,1131,1.0025518820564367,0.97487844222034892,1.0312467503045537,0.98110527459695762,1.0073187907754129,0.99382379527647668,0.988091198273502,null,3.9185128625206262,0,5.0807426723033788E-3,0.46721043145733987,1.0855391968546213,2.4454612056897567E-2,6.6726309644520018E-2,4.82206599322107E-3,1.5897656877554343,0.15577885792284321,0,5.6238841917779E-3,0.29073299108063549,0.2195661367889587,1.3373431446678784E-2]
[null,1132,0.95497482931949895,1.0174035092385521,1.0138249931921639,0.99404314154856754,1.0061870269524158,1.009594517449788,1.0333554955002222,null,4.0938451244132459,0,5.5806937166382299E-3,0.48661931026607763,1.095996095953617,2.5830101427838495E-2,7.1263198293164159E-2,5.2894437155919351E-3,1.7098659449968676,0.1578591169329655,0,5.6238841917778965E-3,0.3060541396335657,0.22035493426877401,1.4669648449643609E-2]
[null,1133,1.0186325568347003,1.0022798670732425,1.0077915124311718,0.9576798383815015,0.99876844247184038,0.99004157264267167,1.0189308114473714,null,3.8269990637530675,0,5.2091501393610488E-3,0.44600575965442452,1.0427997014517074,2.3962495468895822E-2,6.5663194042892226E-2,4.9358283628606987E-3,1.58793778630553,0.15209316320682395,0,5.6238841917779078E-3,0.28155668427446051,0.20794077896826885,1.3688937964782455E-2]
[null,1134,1.0243903970365,0.98498025652359078,1.0188324171315668,1.0178509694836722,0.99798487410325876,0.99809838823249009,0.99339916216748148,null,3.8279304161889951,0,5.1171846431283426E-3,0.45337549145281897,1.0532090385457935,2.3854673502502147E-2,6.5079265728011856E-2,4.8552176260395373E-3,1.5564754514629167,0.16163224659115294,0,5.6238841917779E-3,0.28426990637806338,0.21120705176176319,1.346537359128371E-2]
[null,1135,0.98220821043149653,0.96634628959497659,1.0246789012977005,1.0057260379396982,0.96080117937548259,0.96843180537073636,0.97895765289779013,null,3.972267841128573,0,5.1315452753289961E-3,0.46231955834176175,1.1179998122782047,2.4648413329382394E-2,6.7233887328714964E-2,4.8656606215353206E-3,1.6081705466353684,0.159698006558847,0,5.6238841917779043E-3,0.28884272286552615,0.22450255824485552,1.349433600792363E-2]
[null,1136,1.027598131408235,1.029720666319643,1.0021080510936573,0.99067298697815664,0.98555278995391171,0.99318469437994816,1.0009413767776769,null,3.7157822910408327,0,5.2186397885384244E-3,0.43876872051402088,1.0080144197017635,2.3066988380761225E-2,6.6123449454101063E-2,4.9386118969113844E-3,1.5245531279698521,0.15734146926031486,0,5.6238841917779061E-3,0.27796515752613449,0.2009084441654726,1.3696657768256456E-2]
[null,1137,0.99944237231334898,0.99266367103885067,0.99921870642255584,1.004936474811218,0.99427863007576223,1.0189711291383043,1.0248273146233335,null,3.9620812127177678,0,5.5725763248358701E-3,0.46605468401631012,1.0734325953337784,2.4686445687248194E-2,6.5891289588653409E-2,5.291072329027909E-3,1.6446471312608952,0.15961124212411743,0,5.6238841917779078E-3,0.29578186172689885,0.21195941756691805,1.4674165216973163E-2]
[null,1138,0.9934285518440511,0.99944894457404887,0.98319717217341851,0.95757247738515028,0.97097280870637348,1.0028232239983148,0.97955258470366735,null,3.86075689156264,0,5.6992976844948244E-3,0.45387695249450399,1.0744778919842914,2.3297279682736358E-2,6.5643367838823574E-2,5.4048602109249876E-3,1.570975939220264,0.15211193526246228,0,5.6238841917778904E-3,0.29095667075657144,0.20909766511446629,1.498974249031464E-2]
[null,1139,0.99871643479969563,0.98546142658481306,1.0297033255870147,0.95432259622006677,1.0221776151007183,0.99836794486696612,1.0216433339542326,null,3.9638364536624566,0,5.1308928058290846E-3,0.46951908427251687,1.078720757514358,2.5091816667761044E-2,6.7452980573679364E-2,4.8681732153675805E-3,1.6416568232211699,0.15152853514928064,0,5.6238841917778974E-3,0.29244389192548387,0.21856009534624157,1.350130439064927E-2]
[null,1140,0.97493840056482128,1.0147366015770345,0.9605396338590394,0.99521435903340683,0.99940198062239205,0.96781683689967068,0.99434464334808592,null,3.8760424376689722,0,5.8613605653494881E-3,0.43504172451325218,1.0813011162467103,2.337809071767195E-2,6.6237031389461659E-2,5.5430507160118617E-3,1.6012624654760521,0.15812609590211291,0,5.6238841917778939E-3,0.28292440867541979,0.2070929328441706,1.5372997561680172E-2]
[null,1141,0.96413826232689592,1.0036167130119011,1.0437305586003205,1.019854557910528,1.0238676160646709,0.97631827636199453,1.0310822844813103,null,4.0685526985133906,0,5.0304606149525564E-3,0.47886849854959129,1.0967737310211148,2.6213825947673984E-2,7.179362717377949E-2,4.7624660951305431E-3,1.6927919225113115,0.16191245547207261,0,5.6238841917779009E-3,0.29574601855334581,0.22588859145559934,1.3208138156942975E-2]
[null,1142,0.99841637497314906,1.0209457500668493,1.0213484427243167,1.0151035348061568,1.0078439093192895,1.0130232835305628,1.0109907288616811,null,3.8912798569923628,0,5.2688295577086831E-3,0.46982666229376152,1.0441458573873195,2.4470083266531297E-2,6.8827006579532113E-2,4.9938824057963668E-3,1.5981313379480908,0.16119212190660767,0,5.6238841917779017E-3,0.2941311734023816,0.2113567331607458,1.3849944007523089E-2]
[null,1143,0.96875462994035988,0.98415108454184486,1.0003680966402706,0.95581039327602713,0.95456549600323826,0.99410181968693534,0.96647028110370325,null,3.9682778094026969,0,5.6034145027117213E-3,0.46982382971293873,1.116433621313234,2.4000139514292314E-2,6.7596338123112942E-2,5.3156324583188792E-3,1.6006280169338993,0.15180701676360833,0,5.6238841917778983E-3,0.29796086778960301,0.21994959726502747,1.4742279839596768E-2]
[null,1144,0.98526011295505933,0.99428698664142112,0.98328659993917422,1.0134891791514331,0.98367408071321827,1.0109470721836702,1.0112819519103489,null,3.9731358799870691,0,5.7970675549125598E-3,0.46211062578595635,1.0887267028441239,2.4379582861785598E-2,6.5926391056789449E-2,5.5014410074782612E-3,1.6422808654927261,0.16099425501549364,0,5.6238841917779061E-3,0.29621816490418046,0.21191343644026775,1.5257597941398603E-2]
[null,1145,1.0016856921152513,0.98069622481456642,0.9557564101102497,1.0020955477019773,1.0268746757383054,0.97495647037012667,0.9991820383177481,null,3.8643162679639658,0,5.837940619555399E-3,0.42810963708594008,1.0875985658575023,2.3256836959216615E-2,6.2486913835976245E-2,5.5332445630585552E-3,1.5975204108431069,0.15922684468151393,0,5.6238841917778965E-3,0.2792720234020345,0.20618004581065308,1.5345801352739637E-2]
[null,1146,1.0228488264493376,1.0072595664246797,0.97717956619248025,1.019004866841773,1.044635229978347,0.95137755192441009,0.99727477911902451,null,3.7186297832603161,0,5.3109673926942077E-3,0.41402626029510353,1.0364230466553201,2.2807631257342743E-2,6.3778003702934405E-2,5.019612814416324E-3,1.5326192431455947,0.16187996524969175,0,5.6238841917779052E-3,0.26642041556925661,0.20142138350969502,1.3921304261874188E-2]
[null,1147,0.99863008249006824,1.0029605467105698,1.0004343675134661,1.0309085777041764,0.99201342206341492,0.99057008391155121,0.96879147309177305,null,3.8257512763312986,0,5.3984683420110827E-3,0.45219620484409812,1.0636983488081855,2.3329989970051621E-2,6.655375243164903E-2,5.1151819820205082E-3,1.5395285289947636,0.16373441609987241,0,5.6238841917779052E-3,0.28676966570303092,0.21041341756850376,1.4186354079352311E-2]
[null,1148,0.97458564956017268,0.98460744687036761,0.97984315442062664,0.99072426936286573,0.99588273042550157,1.0465996254605574,1.0092749759470965,null,4.0670339585615398,0,6.1212045934485862E-3,0.48407864955275387,1.1112803722508371,2.4723847773756122E-2,6.5926050103940828E-2,5.8224674720555522E-3,1.6762263949585821,0.15738323926031772,0,5.6238841917778965E-3,0.31097432722770602,0.21496800337563285,1.6147926987626824E-2]
[null,1149,0.98434517583549608,1.0333028013319134,1.0284797304220388,0.97366740337077928,1.0403646989824664,0.98735725711173228,0.99759038563216751,null,3.8660235759993493,0,5.1208077672720642E-3,0.46544333486045947,1.0463636300372399,2.4279455309592544E-2,7.09355729071207E-2,4.8434975907012861E-3,1.5818940788144178,0.15460191058560996,0,5.6238841917778983E-3,0.29012124019459673,0.21360490981988281,1.3432869455220644E-2]
[null,1150,1.0256122002968413,0.99901288872658967,1.0198137213503686,0.97528138505683093,0.99415330672209867,0.97899989928734676,1.0135511649674371,null,3.7986749006473035,0,4.991031103660744E-3,0.44269469711708226,1.0378027259797677,2.3946940961316745E-2,6.5782827460039855E-2,4.7270188722955469E-3,1.5686599864345674,0.1548708616036269,0,5.6238841917779043E-3,0.27740604340604702,0.20904111626032953,1.31098294641077E-2]
[null,1151,1.0099528250282388,0.98089180968143863,0.98330928380826088,0.9958047209130475,1.010938350021537,0.96285556970234676,1.0143502610380482,null,3.8604030307054602,0,5.3983928560407948E-3,0.42951497068170452,1.0759023467613458,2.3842602066361178E-2,6.3639059090504227E-2,5.1130428259411262E-3,1.6052173306995021,0.15818501810954888,0,5.6238841917778974E-3,0.27532004686594724,0.20926270088666396,1.4180421382201009E-2]
[null,1152,0.99730738201807478,1.0231238479352267,0.98682854814420606,1.0164070889056671,1.0242948517442221,0.96555422612425934,0.97199420778190271,null,3.7562497365223324,0,5.4035059683732777E-3,0.43353923715971315,1.0464062700934833,2.2839158591279739E-2,6.6822512398194742E-2,5.1070705891881618E-3,1.5230022221730675,0.16145226589822465,0,5.6238841917779043E-3,0.27728528421874699,0.20541147908925342,1.4163858087772567E-2]
[null,1153,0.98184164090234549,1.0076616168191181,1.0139651736381805,1.0312398532430229,1.0287934408755242,1.004142005218756,1.0185711123977159,null,3.9833742369353029,0,5.4057867950980821E-3,0.47166055917144828,1.0757852837811273,2.5037210505375558E-2,6.8803928418339835E-2,5.124707304442571E-3,1.6462681260762493,0.16376592638400642,0,5.6238841917778939E-3,0.29662039607336077,0.21587723038634485,1.4212771437928083E-2]
[null,1154,0.9943671909025934,1.0126361911075485,0.98964571644489197,0.97542873083738046,0.9865846384692788,1.0009956747495004,1.0029958875678586,null,3.8719203406835736,0,5.5949926875216603E-3,0.45386542225825705,1.0595648062217484,2.3777310089215995E-2,6.6660914237440791E-2,5.3017957000329897E-3,1.5952077586489435,0.15493882059192679,0,5.6238841917779043E-3,0.28977302566357943,0.20809769054614102,1.470390522202813E-2]
[null,1155,1.003072197044282,0.98395285596727677,1.0067794933794869,1.0107382394863353,0.98137194157301688,0.99373221174552684,1.025562567133248,null,3.9470882171508412,0,5.3375498044174264E-3,0.45615435022687451,1.0778273402180156,2.4781657194769314E-2,6.5666676235000609E-2,5.0633725857270025E-3,1.6405386480172972,0.16052113810601626,0,5.6238841917778939E-3,0.28814364181399282,0.21406239153804066,1.4042666827747071E-2]
[null,1156,0.97179221693360407,0.98614332272374661,1.032283841330438,1.0054891445330982,0.9703958799745368,1.0232979301741727,0.97010905110870294,null,4.0189602637630841,0,5.3747698028752044E-3,0.4962567630760345,1.1076185680656032,2.4789026315895735E-2,6.9524435937711598E-2,5.1060912718864709E-3,1.6085097828485355,0.15964894464425866,0,5.623884191777893E-3,0.30861331228080124,0.22448308286674665,1.4161142066710824E-2]
[null,1157,1.0006892377755388,1.0005203489953949,0.9994678791319207,0.99914469070737932,1.011543893676875,0.99142623915236183,1.0078282623431485,null,3.8817645804370065,0,5.4051743600174096E-3,0.45153557303728481,1.0640627834604279,2.40778445214197E-2,6.6230605715467294E-2,5.1224347748831667E-3,1.6006204211189927,0.15869097131184096,0,5.6238841917779043E-3,0.28652287688405453,0.21047589093571453,1.4206468845156446E-2]
[null,1158,0.98623626506391737,1.0138232172266106,0.99948743721507993,0.98589151323482582,1.0205099299534197,1.0352056309110309,0.98163453903748144,null,3.9101499832300584,0,5.7136513451363242E-3,0.47812917813651379,1.066181255738649,2.380657795309616E-2,6.7898359850570827E-2,5.4238093065569941E-3,1.5828157616821767,0.1565859820405095,0,5.6238841917779E-3,0.3033942151171356,0.21096231498550649,1.5042295572700383E-2]
[null,1159,1.0215334668867591,1.0157917996225669,1.0196563710210629,0.99505953538187442,1.0144898728255836,0.9993245490231889,1.0147406113545394,null,3.8046684521025123,0,5.1024031091071844E-3,0.45248142557329152,1.0255929894337157,2.3981445961224229E-2,6.6899352621568042E-2,4.8337816747828855E-3,1.5682104399634167,0.1580117897346893,0,5.6238841917778983E-3,0.28356604918964545,0.20716377335945038,1.3405923508056273E-2]
[null,1160,1.0282257600077607,0.98526131200744116,0.99530644283283387,1.025189636746539,0.95414457572508671,0.97985945373728478,1.0026833912218127,null,3.7963783665387267,0,5.258225555754328E-3,0.43391540512948634,1.0512058425875421,2.3501600266155474E-2,6.3440138620729128E-2,4.9839532999823837E-3,1.5596011948444801,0.16283409059643444,0,5.6238841917779009E-3,0.27605683110611684,0.2066512446484523,1.382240680332124E-2]
[null,1161,1.0031371826628857,0.97611027541932316,0.98221241197904141,1.0315735498837437,1.0251324000968012,0.96159287861527298,1.0014045755036394,null,3.8790140985100328,0,5.444917503780052E-3,0.43188173640477773,1.0883675439555118,2.3821114336480355E-2,6.3761338303415488E-2,5.1580639822108917E-3,1.5994078377988457,0.16386867986947723,0,5.6238841917778974E-3,0.27702849477635,0.21123504014444175,1.4305282250523913E-2]
[null,1162,0.96157102368611513,0.99894755521209355,1.0247039360995607,0.96669887433797863,1.0182188587258862,0.97882676303034077,0.98038453838739925,null,3.9866382711459263,0,5.2680348552035239E-3,0.47410626412831181,1.1065012396526066,2.4705642132509326E-2,7.0479075879285702E-2,4.9893378571604172E-3,1.618452114000505,0.15350089472672304,0,5.6238841917779043E-3,0.29620215835760522,0.22350835483689888,1.3837340237743828E-2]
[null,1163,0.97990730307927265,0.98028682632506714,0.96204831535994373,0.99721547693507118,0.970657458347157,0.99612175225684574,0.99204818692367314,null,3.9615254373692275,0,6.0182182529465679E-3,0.45024050974801072,1.1116067581282147,2.3762533088522674E-2,6.4242464333735996E-2,5.7109088957802518E-3,1.6278836484415797,0.1584417206113487,0,5.6238841917779061E-3,0.2925261171954785,0.21166657855715817,1.5838532430562654E-2]
[null,1164,0.99990253274576113,1.0120434041661475,0.97044817023516095,0.99520918238887301,1.0291524921156676,0.99695584828617656,1.0240384384849865,null,3.8736891791438963,0,5.7691805330353134E-3,0.44186181151333104,1.056062914564573,2.3790314543192272E-2,6.5064296128773208E-2,5.4657988086137862E-3,1.6187698531772876,0.15811005867828398,0,5.6238841917779017E-3,0.28554856423668257,0.20400211532888055,1.5158748505535828E-2]
[null,1165,0.99599789225784996,0.96725032240140341,1.0461207460164312,0.9882250044868367,0.99565592327790131,0.99949346365384983,1.0173978236822965,null,4.0259583604407849,0,4.9910448786702971E-3,0.48002938972372061,1.0993887821161406,2.5677203241060216E-2,6.7672697494552528E-2,4.7402542057246476E-3,1.6566175871423936,0.15688742992406665,0,5.6238841917779017E-3,0.29603705100937333,0.22512859016988876,1.3146536100752004E-2]
[null,1166,0.97313701667837793,1.0346305282199846,0.99734485019937391,1.0049321156255753,1.0066609691795674,1.0154789938410951,0.97772994583798023,null,3.8900277535937136,0,5.6864831239103264E-3,0.47183683324639286,1.0600772928794422,2.3699567659115687E-2,6.9770829214189214E-2,5.3867033603395877E-3,1.5747243423729487,0.15961341026084344,0,5.6238841917778974E-3,0.29980110857936115,0.21024087834706601,1.4939386606149479E-2]
[null,1167,1.0246156587058108,0.98987071452404329,0.97057523931968936,1.007863329464199,0.98152930759911017,0.95703154737922635,0.98346420126741263,null,3.7277403334933004,0,5.42329602303771E-3,0.41506529563511685,1.0525235742727921,2.256381143864122E-2,6.2414861554372363E-2,5.1323806147875461E-3,1.5247001645239129,0.16012024084336091,0,5.6238841917779043E-3,0.26820992953195633,0.20257543445023191,1.4234052459384836E-2]
[null,1168,1.0082500992350014,1.0017346463442569,0.98967177041585297,1.0063654063263432,0.97923858410582465,0.98061921228114224,0.98150062945922434,null,3.7928564681499313,0,5.4151610064159762E-3,0.43905990242139364,1.0557824257624304,2.3137418052218566E-2,6.5191936303031953E-2,5.1284477800169724E-3,1.543010397415377,0.15985281671522963,0,5.6238841917779E-3,0.28031577823236925,0.2069454770766182,1.4223145205882016E-2]
[null,1169,0.99937333053911193,0.97488018991378067,1.027928351750649,0.98653797333409909,0.99930506662119067,1.0215302753725048,1.0142016773062807,null,4.0029080867720861,0,5.2757662858903568E-3,0.48108167081765951,1.0893181337994633,2.5175928871227059E-2,6.6733983805055908E-2,5.0144451644902697E-3,1.6448976250236738,0.15664635367320556,0,5.6238841917778965E-3,0.29996967256711837,0.21981518275016476,1.3906972394138723E-2]
[null,1170,0.99057755205920084,0.99755673729693761,0.99699880719905742,1.0086685208198691,0.9946950852212042,0.99513654780111527,0.97836371577310532,null,3.8820302800548805,0,5.5119946645217407E-3,0.45724922747406138,1.0781980495883363,2.3681186971683341E-2,6.6597340254726509E-2,5.2255492802886667E-3,1.5732304512350352,0.16020739414714477,0,5.6238841917778939E-3,0.29059492780469476,0.21244181900432313,1.4492444767331136E-2]
[null,1171,1.0019718707570238,0.99767845067050331,1.0218560548513624,1.0113343957069125,1.0177840807780936,0.97257600743582906,1.0230393623307599,null,3.902675347418572,0,5.0546311468178942E-3,0.45093318178306507,1.0634436469950403,2.4774952438561565E-2,6.7392255305148169E-2,4.7858295283026674E-3,1.6200566680954909,0.16059283505080943,0,5.6238841917779052E-3,0.28221538067181384,0.21463841062138764,1.3272933883987295E-2]
[null,1172,0.97503779176991057,0.99440158092749398,0.98665044894614384,1.0160063041299903,1.0192229690485801,0.99781496257606561,0.99771704400918926,null,3.9781413420712428,0,5.7410699438396225E-3,0.4619309156906482,1.0996943588258081,2.4326672273055749E-2,6.6836148021676867E-2,5.44441350089907E-3,1.6333807263753171,0.16138887920934328,0,5.623884191777893E-3,0.29547723098591694,0.2146797440644404,1.5099438876200409E-2]
[null,1173,0.99620233839699102,1.0075142805206823,0.98283007397936861,0.95939234341610746,0.99422070300507437,0.97411977494523305,1.0190597742756402,null,3.8662424118919159,0,5.5175417953617486E-3,0.43802874830604244,1.0633621996217275,2.3879714239580806E-2,6.5849340916258547E-2,5.2218505533116449E-3,1.6143960363528844,0.15240156283968023,0,5.6238841917778965E-3,0.28086214758869332,0.20765228229312951,1.4482186784189327E-2]
[null,1174,1.0456705300791902,1.0126799175579515,1.0129779442050508,0.98262882220765579,1.0415273614361813,1.0075027532928456,1.0169449547068263,null,3.7330195109133752,0,5.0991331095127535E-3,0.44356633191857209,1.0054484847351746,2.3449187459436964E-2,6.4795270765205415E-2,4.8336358406423589E-3,1.5400621497188218,0.15604771996621855,0,5.6238841917778922E-3,0.27912195175704779,0.20176450861572859,1.3405519054263302E-2]
[null,1175,0.99284958547565871,0.98681063366380861,0.97544906912236817,1.0341687146742813,0.98958298813026735,0.98380174662960418,0.98775304713760093,null,3.8912876724738323,0,5.6980549610752404E-3,0.44323776032848428,1.0889397097311124,2.3587032615016327E-2,6.4555846215144735E-2,5.4015902630906451E-3,1.5906227610665042,0.16429165397949402,0,5.6238841917778974E-3,0.28553021392222705,0.21021460144648768,1.4980673675566304E-2]
[null,1176,1.0022932983290767,1.0177459044678205,1.0038602647234414,1.0096819037544222,1.0042679593621644,1.0086514563887869,1.0344185347648105,null,3.9047560321862589,0,5.4243513713802781E-3,0.45913101201661721,1.044850566303271,2.4583267421655099E-2,6.7287543074078554E-2,5.1409056821698227E-3,1.6301225379264361,0.16035783751731361,0,5.623884191777893E-3,0.29054884150248006,0.20827629219328733,1.4257695728551095E-2]
[null,1177,0.95808946809928652,0.98627786810409335,0.96231028820685793,0.98238974209909757,1.0019510842844084,1.001670278961593,0.98751129274623017,null,4.0301889365078196,0,6.1798050059633861E-3,0.46268554977075671,1.1303208777206901,2.4075322454580793E-2,6.6035019012402399E-2,5.8641727389472939E-3,1.6534599369241292,0.15608574882456949,0,5.6238841917779087E-3,0.30056141950265619,0.21539321874551948,1.6263591627747102E-2]
[null,1178,1.0031206675546021,0.95404943948466447,1.0107690163094412,0.97192830417326181,1.0303086402493919,1.0156972932853472,1.0043193039346063,null,4.001162746228851,0,5.4381346870237121E-3,0.47157313928685257,1.1095167401096377,2.476453584593722E-2,6.4340971256673582E-2,5.1727258938026122E-3,1.6401422501769121,0.15435164935132217,0,5.6238841917779017E-3,0.2971500538554866,0.21961898561397966,1.4345945333489759E-2]
[null,1179,0.99661150095172213,1.0044305300838425,0.99615042778231688,0.99207383673239646,0.97233920912622018,1.024033188923869,1.0212555742894263,null,3.9425838478275859,0,5.6412330677221376E-3,0.46734846037961825,1.064774785028441,2.446431234956228E-2,6.649654485898468E-2,5.3544831556606044E-3,1.634513304076741,0.15757293060231833,0,5.6238841917779061E-3,0.29717042025454277,0.21005592832999487,1.4850027667661679E-2]
[null,1180,0.9857775859306025,0.97296492235900622,0.99279701513135099,1.0096780699074843,0.98702830101785743,0.98225729850614008,0.97692306836090659,null,3.9363095480006516,0,5.5388254867135486E-3,0.4540216404802393,1.109903413498897,2.3925461859164752E-2,6.5372134693339468E-2,5.2540374530866216E-3,1.5965366938629268,0.16037419634848124,0,5.6238841917779017E-3,0.28930153081478638,0.2169639269292109,1.457145335545295E-2]
[null,1181,1.0060439540291082,1.0010259851746814,0.98093024177520316,1.0234444366962006,1.0028746013165657,0.98076788671496273,1.0389525580977248,null,3.8922135398637385,0,5.5287594737187598E-3,0.43675653863973635,1.0596256922479312,2.4292819026313184E-2,6.4760561257266216E-2,5.2362723042890325E-3,1.6374773454570026,0.16257935418647965,0,5.6238841917778939E-3,0.28038197982560387,0.20648566839105004,1.4522183810009441E-2]
[null,1182,1.0008263436447153,1.0013161968174435,0.99384627244012558,1.000325234328586,1.0128020826107202,0.97702187025996645,0.99348679478804569,null,3.8376278539172395,0,5.3883540797523563E-3,0.44227496240562725,1.063643558031653,2.3602156092189668E-2,6.5913156602997874E-2,5.102123151830229E-3,1.5728398100267207,0.1588870221816249,0,5.6238841917779E-3,0.28163183090778293,0.20934756745115848,1.4150136953628807E-2]
[null,1183,1.0269822583867017,1.013757372394404,1.0048864235249908,0.99565187142135425,0.98721610930895598,1.0211985106694796,1.0204155219195636,null,3.8129159690078804,0,5.351782808562011E-3,0.454774597871001,1.0234510975106945,2.3833771248959426E-2,6.5532041009826833E-2,5.0765907815408465E-3,1.5762672735833778,0.1581280381573924,0,5.6238841917778956E-3,0.28760900370058695,0.20389212782604693,1.4079325935236217E-2]
[null,1184,1.0042804635164115,1.0062262782508342,0.98573906780947218,0.98619775716083025,1.0207752047545788,1.029570473216662,0.98006742943440595,null,3.8417838734264351,0,5.7508335337277785E-3,0.46196164100117099,1.0558222404532398,2.3208041491019574E-2,6.5434629845161879E-2,5.4595919819921271E-3,1.5565072639629727,0.15665527397819612,0,5.6238841917779017E-3,0.2956661436043409,0.20605446184652254,1.5141534603767815E-2]
[null,1185,1.0121676764365637,1.0159663923844673,1.0166433207407435,1.0143195992173022,0.97549868207824664,0.96880820932516243,0.98790845754465706,null,3.7639057457398839,0,5.023969227206224E-3,0.44077346414217877,1.035194512815081,2.3474698541211682E-2,6.7338710428437726E-2,4.7511014041062916E-3,1.5323017778913763,0.16107481485379194,0,5.6238841917779017E-3,0.2767398926298999,0.20848023854279024,1.3176619526434974E-2]
[null,1186,1.001821299642742,0.98716588948005801,0.98125721947111311,0.98508685417565744,1.013633971538312,1.0102158986437626,1.0044954729421876,null,3.9083171577592002,0,5.728294153119381E-3,0.45402102879729445,1.0782686133016994,2.385176100524803E-2,6.4350071424651281E-2,5.4379498087537446E-3,1.6103476622594406,0.15648556378459286,0,5.6238841917779017E-3,0.29140505904219555,0.20917234570847029,1.5081512588190356E-2]
[null,1187,0.99758974087279628,0.99804628788826544,0.97253054698085151,1.0374510873763305,1.0286051621750734,1.0105519397947635,1.0313161559435848,null,3.9472994002537249,0,5.8496398759107331E-3,0.45147814944599002,1.0724284767923913,2.4341704021531952E-2,6.4638904112189893E-2,5.5501457819892219E-3,1.6504742647398503,0.16481775617562514,0,5.6238841917778965E-3,0.29137731747915319,0.20702576249856947,1.5392674890566024E-2]
[null,1188,1.0007231948895707,0.99169074038421456,1.0270456981241818,0.9656292037299854,0.99740691521718305,0.9986593463979222,0.99700634507870689,null,3.9026930498989549,0,5.145391424032409E-3,0.46699714445541379,1.0703816521436216,2.4396920064688198E-2,6.748359616343183E-2,4.8804270368038366E-3,1.5934223366455051,0.1533276539580391,0,5.6238841917779009E-3,0.29134416983044731,0.21644536791374189,1.3535288919514697E-2]
[null,1189,1.0408014063126545,1.0103613084281444,0.99115152183624955,0.97911343063188772,0.98278378254604182,0.98707187659089446,1.0134644435697391,null,3.7143730703564057,0,5.2564022088042849E-3,0.42803420698169764,1.0143250961643862,2.3036854171829296E-2,6.3665729565973647E-2,4.9776576266182563E-3,1.5380244823564975,0.15552185671462493,0,5.6238841917778983E-3,0.27302331257761969,0.19959144571859233,1.38049464955892E-2]
[null,1190,1.0030398845793427,1.0009854130476574,1.0192756567579342,0.97179631078151563,0.97968127848414832,0.98809196547814782,0.99101268035958878,null,3.8489020919796832,0,5.1548697585769004E-3,0.45668300579022864,1.0592201838006738,2.3936460908725646E-2,6.7333133303059775E-2,4.8841942258675553E-3,1.5691369111704425,0.15431823159431179,0,5.6238841917779017E-3,0.28626593594441962,0.21310928403457002,1.3545736774181381E-2]
[null,1191,0.97507469920094259,0.9959150932434998,1.0339764742605397,1.009230695108827,0.99987180051332414,0.97248486852892502,0.98084575743943736,null,3.9466438441516938,0,5.0641196018979184E-3,0.4683952621059182,1.0934169757531749,2.4677147646309284E-2,6.9934272501263148E-2,4.7952396086767815E-3,1.597751764628172,0.1602404671517412,0,5.6238841917779009E-3,0.29098772637474296,0.22258619215948197,1.3299031632331652E-2]
[null,1192,1.0014708286804883,1.0072257287600359,1.0067488030005676,1.0101109769464014,0.99288007156185543,0.97313213311738778,0.99875401370752881,null,3.8361885744601341,0,5.2150292416176308E-3,0.44457959964424043,1.0558154942800939,2.3869255751027628E-2,6.6980043733540801E-2,4.9353422819607331E-3,1.5741607385906153,0.1604215658421127,0,5.6238841917778939E-3,0.28083743477314815,0.21049265473651435,1.3687589876721784E-2]
[null,1193,0.97629237897158117,0.97741964094721545,0.97504312335307952,0.99309025623460245,1.0187521303496299,1.0262036410513058,0.97797612265233869,null,3.99881602253248,0,6.0593583976322049E-3,0.47206341379496913,1.1175712301017848,2.3912788747590178E-2,6.5137645167016422E-2,5.7598521573833583E-3,1.6220134692598855,0.15776640575821804,0,5.6238841917778974E-3,0.30417768026578357,0.21487474069014309,1.5974270795559353E-2]
[null,1194,1.0096663776040087,0.96467908797766555,0.98369158541191071,1.0039756085595148,0.99018007913854111,1.0164458830570773,0.99893318645126439,null,3.9319778910201419,0,5.712026855530938E-3,0.4567036462890674,1.0933836189193833,2.394310416273613E-2,6.2857701700131871E-2,5.4305077917065547E-3,1.6108633603625755,0.15948238823124916,0,5.6238841917779009E-3,0.29267759559074841,0.21166323760487166,1.5060873031422466E-2]
[null,1195,0.96945221723511987,0.96965278836556079,0.99422991437143549,1.0237579611531684,1.0350005896727494,0.97913153912002815,0.98170372841169207,null,4.015277626565104,0,5.600575964990074E-3,0.46104922698029388,1.1321199055152111,2.4484304630434439E-2,6.6385999628625889E-2,5.312627537032078E-3,1.6335351064940959,0.162608370033547,0,5.6238841917779043E-3,0.29351655970088641,0.22150827177345897,1.4733946044727889E-2]
[null,1196,1.0256563253794533,0.97803264878195273,1.0016498503104967,0.98764030831983507,0.99692965538770084,1.0138020360812587,1.0073545245333912,null,3.8624253872258656,0,5.3886100233762639E-3,0.45416074226904118,1.0606515513092061,2.3901184885654802E-2,6.3612842020375801E-2,5.1188392751761076E-3,1.5866569076373231,0.15686049693764736,0,5.6238841917779061E-3,0.28779806462762797,0.20923298694473261,1.4196497150676005E-2]
[null,1197,1.0125433148268699,0.99834503919411965,1.0110748444899369,1.0141545383854844,0.97659649477971566,1.03888741754589,1.0119719554772499,null,3.9101962935304901,0,5.4648319057618985E-3,0.47381546799022384,1.0526929075304876,2.4362445359212333E-2,6.6057891171675889E-2,5.192593527878678E-3,1.6038106906186131,0.16105711697503977,0,5.6238841917778922E-3,0.29850668340570263,0.21014039879170146,1.4401045873942232E-2]
[null,1198,1.0193792843251845,0.98647255715183235,0.97004700273406075,1.0123263673472886,0.99288952603340719,1.0268562237369607,0.98363100606695453,null,3.8268822608850206,0,5.8587235217486839E-3,0.44948623586203318,1.0614465847722483,2.2964991450396367E-2,6.2535860982088548E-2,5.5667751152739713E-3,1.5547415312411579,0.16083011127297278,0,5.6238841917779052E-3,0.29054987352374528,0.20355634160945757,1.5438794385612379E-2]
[null,1199,0.97399249814395017,0.99793131219504794,0.98705784266388197,0.99374585588251052,1.0090618942471277,1.0085008998487404,0.97589008626107887,null,3.9463521634008965,0,5.8003660718800743E-3,0.46745415460323386,1.0971310214475207,2.382581820773912E-2,6.7118915526736989E-2,5.5028232754342566E-3,1.5993080504195454,0.15785227020210224,0,5.623884191777893E-3,0.2989337179609679,0.21414044213913053,1.526143149858683E-2]
[null,1200,1.0059494565365978,0.99878711934190245,1.0246897022120525,1.0204583803096312,0.95620481323964091,1.0057227129900415,1.0095859867833155,null,3.9032801832150765,0,5.1742930772711694E-3,0.46634954911729576,1.0578497856051687,2.4580028206143516E-2,6.7360496400688086E-2,4.9079164544614962E-3,1.6008972342259469,0.16203732064252191,0,5.6238841917778939E-3,0.29135861292716009,0.21387812094316219,1.3611527578021372E-2]
[null,1201,1.0268286846595633,1.0099503860423193,1.0268930906294349,1.0056000566772068,0.99647882016587919,0.9786787475345553,1.0178769421434901,null,3.786867879487958,0,4.9007733812417489E-3,0.44367122869351927,1.0252421168409589,2.4075361394854024E-2,6.6701176512906649E-2,4.6387598829067227E-3,1.5641715313041382,0.15967466486488507,0,5.6238841917779E-3,0.27681764631940808,0.20828722929990096,1.2865053563942937E-2]
[null,1202,1.0080726522828185,1.0259392758698971,0.98636234020424374,0.99490750039829778,0.98618224345072036,0.98209996733162563,0.99330824643052051,null,3.7596260365584344,0,5.4402211178894173E-3,0.43624010464474144,1.0325744514472768,2.3042381298667078E-2,6.6221545679954766E-2,5.1460350694400503E-3,1.5420539069150734,0.15803784941819027,0,5.6238841917778983E-3,0.27909443597658878,0.20275974155528959,1.4271921479322304E-2]
[null,1203,0.96692441366131265,0.97804596308775982,0.9924139853317816,1.03640224420396,1.0420850474209535,1.0024039610847264,1.0210965977251314,null,4.0994520562923604,0,5.7621838878572466E-3,0.47218136023590218,1.1259861806711011,2.5413467904327476E-2,6.6893922314829352E-2,5.4704269362493086E-3,1.7024465239937947,0.16461958764656098,0,5.6238841917778974E-3,0.30094493344633927,0.22046236876751818,1.5171584071815339E-2]
[null,1204,0.96655149028542642,0.99074343880309224,0.97607472625365199,0.97051468706759558,1.0134707743003992,1.003264554021537,0.99015648830013936,null,3.9991478916149941,0,5.9570819649766606E-3,0.46465262772865862,1.1142814163166981,2.4124170356594785E-2,6.6557981972634794E-2,5.6520039952168708E-3,1.6399683567464618,0.15417842048743213,0,5.6238841917779078E-3,0.29920693490579708,0.21518401024417289,1.5675166634518956E-2]
[null,1205,1.0109967268332278,0.99114648935825778,1.0243461758351948,1.028427659588153,0.99584198891488052,1.0141540035916634,0.96777012787724892,null,3.8439307429728009,0,5.2021032732842325E-3,0.46877165900140672,1.0603170623740366,2.3684170715712931E-2,6.6602764603065717E-2,4.938448665810796E-3,1.5356011154322016,0.16330328247136941,0,5.6238841917779052E-3,0.29293330474658874,0.21366094897806281,1.3696205066046088E-2]
[null,1206,1.0261763901948779,1.0059432203034493,1.0134707915503003,0.99948664419835653,0.96459845047556414,1.0420148808894183,0.9984621631741406,null,3.825377503059415,0,5.3744372036919541E-3,0.46920935898560562,1.0310245050250191,2.3712478600454775E-2,6.5713490878973671E-2,5.1055798784646776E-3,1.5558688257877713,0.15872410667509296,0,5.6238841917778956E-3,0.29516868534097201,0.20644130112161821,1.4159723777355544E-2]
[null,1207,1.0224727209649975,1.0075074137314608,1.0174493806403231,1.0275333490131748,1.0255547763982253,1.0043649832446515,0.99301832634346732,null,3.7936045522548723,0,5.1543456281142423E-3,0.45441746359073631,1.0328625489385019,2.3643645570442261E-2,6.6276360918118282E-2,4.8864384447217368E-3,1.5414205315091389,0.16317192281453743,0,5.6238841917778939E-3,0.28516510690067187,0.20773903415379166,1.3551960850550292E-2]
[null,1208,1.0245536870996574,0.99761523430615762,0.97189100004534767,0.96137105672496947,0.99419896248743178,1.00259882422686,1.0073135611331743,null,3.7898348968079647,0,5.6588312666927135E-3,0.43574162426798413,1.0446920696369015,2.306354395730641E-2,6.2878165081200907E-2,5.3669276879920701E-3,1.5677882640465188,0.15273202121724641,0,5.6238841917779043E-3,0.28133541274117801,0.20138727413584126,1.4884541110707628E-2]
[null,1209,1.0024389700199499,1.0300652136699475,0.99649648964253346,1.0137657290634809,1.0113932678015698,1.009286900624599,1.0033071650040486,null,3.8255488802860276,0,5.5004235348525415E-3,0.45519742239515176,1.033500042818573,2.364870301044824E-2,6.7444320844581046E-2,5.2098921661735834E-3,1.5706867146433303,0.16101776074185514,0,5.6238841917778956E-3,0.28938154881114125,0.20488999259033436,1.4449021607514316E-2]
[null,1210,0.97148243466826922,1.0069066084512694,0.97904779078701298,1.0053497249044294,0.97423625250540724,1.0260083543054803,0.99635368207076391,null,3.9864969468691633,0,6.0072691109108673E-3,0.47292200178054905,1.091408132797433,2.4173960659426376E-2,6.7251231371165149E-2,5.7017889325074803E-3,1.6340819140380058,0.15970781726142297,0,5.6238841917778956E-3,0.30395987536911873,0.2118603702908784,1.5813239287790219E-2]
[null,1211,1.0051643656436917,0.965123143591753,1.0241836326645755,1.0209098246867332,0.99164672399510401,1.0033586065306388,1.0333557051408828,null,4.018000875890622,0,5.2017347904863304E-3,0.46887337829248504,1.0938339450037948,2.5533609144087494E-2,6.5603437154174812E-2,4.941908132542131E-3,1.6701131030269694,0.16210977982281605,0,5.6238841917779043E-3,0.2930259576730877,0.21983780875026165,1.3705799489108448E-2]
[null,1212,1.0163817353432936,0.99288096634320522,0.98922651557960417,1.0044110815520559,0.98652696715774191,0.99132166796922017,1.020516576699583,null,3.8557548043599486,0,5.4436594160256211E-3,0.44125549931669211,1.0562581018836941,2.3927767136289264E-2,6.4197090250525807E-2,5.1609391584357747E-3,1.6022712941918253,0.15954307062652645,0,5.6238841917779009E-3,0.28179617950738994,0.20685138130005257,1.4313256212762221E-2]
[null,1213,1.0256584912298208,0.9978687767064417,0.98752932700603213,1.0105245954632878,0.96862362726070483,0.99217443175631848,0.99786285731612467,null,3.7767752008452415,0,5.4137196669990038E-3,0.43652057647929804,1.0418834657362728,2.3183508119133819E-2,6.3763214099641183E-2,5.1314577731446046E-3,1.5485129187134343,0.16051677350922114,0,5.6238841917778974E-3,0.27906929192221613,0.20375233690119632,1.4231493066903409E-2]
[null,1214,0.99875060180819908,1.0008877600730957,1.0259573285651764,0.99439934362697213,0.97301271648920373,1.0405878110058833,1.007172110944486,null,3.9566037407722545,0,5.3759789552646348E-3,0.48719024537513905,1.0632262646740172,2.4764835432257638E-2,6.8037026284256619E-2,5.1079588802829543E-3,1.6166886891511345,0.15789754877792528,0,5.6238841917778956E-3,0.30414375681295264,0.21513318848939128,1.4166321658382674E-2]
[null,1215,1.0411740372693978,0.9973544327043522,1.0325337409252864,1.011820671695121,0.98108168097068416,0.99019089334174271,0.99690246672247673,null,3.7470616130135252,0,4.8425079876856791E-3,0.44639524500722488,1.0227297355849112,2.363170105618281E-2,6.548124598014253E-2,4.5896459663117752E-3,1.5243874005529354,0.16065387026812525,0,5.6238841917779017E-3,0.27756320202369011,0.20811934846245583,1.2728841907448852E-2]
[null,1216,0.99233894969012559,1.0465485272563457,0.99462623520371451,0.983849533879951,1.0138560511084875,0.99385883767166172,0.98580977030535721,null,3.7785811401934244,0,5.4784881551763302E-3,0.45008578576563807,1.0285675604722022,2.3152544793122634E-2,6.8858350443904426E-2,5.180175363178159E-3,1.5413668934167633,0.15626893038518483,0,5.6238841917779052E-3,0.28646602742496113,0.20412287053345288,1.4366605558411624E-2]
[null,1217,1.0129340981366641,0.97948003934808792,0.99449875318029246,1.0079360311819743,1.0062609055760907,0.99677291631605769,0.98725261636911965,null,3.8537502411488047,0,5.4443545016006857E-3,0.44874854965665478,1.0731451044360252,2.357068494042136E-2,6.405419407771773E-2,5.1667470968839811E-3,1.5684678361185198,0.16009488488194543,0,5.6238841917778965E-3,0.28563765273593705,0.21035569366930701,1.4329363845215371E-2]
[null,1218,0.99815008859228604,0.99438496272943655,1.0348461794064279,0.99704023306964851,0.98675538032624122,0.9976905646833073,1.0046784081574909,null,3.927742524050696,0,5.0672787759535737E-3,0.47060322806861898,1.0696175824146035,2.479876665173817E-2,6.8290261862061302E-2,4.8054104282207414E-3,1.6072664494311302,0.1583036340233259,0,5.6238841917778983E-3,0.2922053165008397,0.21796803005327056,1.3327239201062335E-2]
[null,1219,0.99409005442816256,1.0214320587760675,0.97599490049896787,1.0108368486200527,1.0068808958022286,1.0114726188361329,1.0080609344106564,null,3.8711063559892662,0,5.810586675308013E-3,0.45260481628060972,1.0524453445507245,2.3659750566226618E-2,6.6267420048280123E-2,5.5067667591876465E-3,1.5990233050885754,0.16058422504719458,0,5.6238841917779009E-3,0.29146363510344298,0.20446542674276508,1.5272368285787836E-2]
[null,1220,1.0112184794606303,0.97695024275570741,1.0042247435561755,0.98152679282440647,0.98900552601029279,1.01834485230538,1.0246285332640612,null,3.9512828125292532,0,5.4614664463177682E-3,0.46397906710243125,1.0766821214392388,2.4653423583671365E-2,6.462113068084073E-2,5.1895539631107617E-3,1.6392324860506737,0.15588569648666106,0,5.6238841917779E-3,0.29355046039473842,0.21293383908295904,1.4392615999463405E-2]
[null,1221,0.9626390156114365,0.95254992444996844,0.99286660774068092,0.99650761268177679,1.006845754701182,1.0010812511627487,0.95552963326972284,null,4.057729023724983,0,5.8006877769742728E-3,0.47657449486493031,1.1597616580679289,2.4259350644502128E-2,6.5849620895646693E-2,5.513880273042387E-3,1.6231317606468192,0.15828213532511309,0,5.6238841917779061E-3,0.30365894465434368,0.2255818851601635,1.5292096777686351E-2]
[null,1222,1.0241215793012644,0.96675661172826255,0.99175810656165531,0.9986334388260184,0.99471848669687046,1.0028469296275384,1.005579446325451,null,3.8745169704819986,0,5.4609939697956326E-3,0.44689802285174041,1.0749778429722949,2.383675405513434E-2,6.2549835374828847E-2,5.1876394161176394E-3,1.5931236284108325,0.15862148124864314,0,5.6238841917779009E-3,0.28494747703224665,0.20982409266905008,1.4387306229128458E-2]
[null,1223,1.0250207470829158,0.99557494892339082,0.98675109080261059,0.9686170146311609,0.99642638383529791,0.99237046042439403,0.98145856776010409,null,3.7508910440467935,0,5.4290979135693139E-3,0.43680309166996123,1.0448880378715089,2.2775228146114525E-2,6.3641592627435933E-2,5.1467071174292577E-3,1.5259600726916718,0.15386111528037302,0,5.6238841917779009E-3,0.27938638789228087,0.20396023914663033,1.4273785325176995E-2]
[null,1224,1.0196849196663158,1.0431869584114044,1.0261202690299132,0.98329824400743193,0.9731002140441477,0.98942217917402298,0.98299580861761582,null,3.6978349285770293,0,4.9704842651025699E-3,0.4484439853084794,1.0012232678219652,2.308521471719005E-2,6.8837278398958618E-2,4.6994456356047919E-3,1.4975170527217108,0.15613459992161513,0,5.6238841917779052E-3,0.27992736864071149,0.20427995714071709,1.3033358343396114E-2]
[null,1225,1.009596525598579,1.0125601987495529,1.0446503870149086,0.98629426294185785,0.98997915117267854,0.97922046084948555,0.98161104977708158,null,3.7935408769769827,0,4.8017340143092268E-3,0.45820448789858859,1.0385078455888546,2.3894260758011768E-2,6.9095245882427436E-2,4.5445293036955941E-3,1.5323914579643219,0.15658306421847076,0,5.6238841917779009E-3,0.28282744908667551,0.21406666993493129,1.2603716163535636E-2]
[null,1226,1.0270109462475803,1.0387451281327231,0.98117751186378976,1.0000948012547828,0.99381532955713225,1.0208705476896482,1.0030864828665293,null,3.7211378589699748,0,5.5996850621485563E-3,0.44281018017855622,1.0021170436939613,2.278541854331733E-2,6.5310660282784233E-2,5.3049351459698501E-3,1.5288256154491571,0.15886976707849926,0,5.6238841917779017E-3,0.28422386868981192,0.19615355867313233,1.4712612105151707E-2]
[null,1227,1.0138959479210932,1.0024676777007835,1.0142346840043834,1.0179202637275786,1.0033325277600649,0.99163569816673369,0.99112385841125195,null,3.814705325624371,0,5.1712403694747526E-3,0.45136832134001842,1.0468800777586265,2.3715244068144171E-2,6.637731645356372E-2,4.9002957642327498E-3,1.5521767266681257,0.16165029695224564,0,5.6238841917779052E-3,0.283811830721929,0.2097821795829232,1.3590392492252374E-2]
[null,1228,0.98807719170365138,0.99116195482554381,1.0136123596493678,0.97958208553012349,1.0229021011749049,0.96355555983830088,0.99409653715029611,null,3.9021264177342858,0,5.1727236081888688E-3,0.4502106494570095,1.085946184170562,2.4271760123356353E-2,6.7472755552942326E-2,4.8967870486330946E-3,1.5994185943915831,0.15556294158246747,0,5.6238841917778956E-3,0.28319235658656305,0.21712256675431871,1.3580661483260821E-2]
[null,1229,0.99737559223010497,0.9890042970332622,1.0151492993774869,0.9745050923382963,1.0175117241953939,0.98857904470150149,0.98683601075337923,null,3.8876490255652754,0,5.242543284542771E-3,0.45908475098923729,1.0779057545155522,2.4045385547750021E-2,6.6825732790143658E-2,4.9705241151430327E-3,1.5818358465984115,0.15475443010355688,0,5.6238841917779009E-3,0.28850141964106252,0.21555867781453475,1.3785162542648263E-2]
[null,1230,1.0134037223235461,0.99908170986665612,0.99638311239689092,1.0064833007136966,1.0162913098157706,0.96642674871179102,0.97405604025077452,null,3.7571360866215735,0,5.2378154894715499E-3,0.43296652134745417,1.052439965699546,2.2967603657993659E-2,6.5137159400955755E-2,4.9571260714668247E-3,1.5219503863915196,0.15986125644380536,0,5.623884191777913E-3,0.27526821125816547,0.20745378300003489,1.3748004648319306E-2]
[null,1231,0.98058903708492939,0.99921798496789871,0.99549491242820887,1.0071890765464959,1.024256518052141,1.0468582466439273,0.9985296182608312,null,4.005305241385031,0,5.8743998293445841E-3,0.48640790653006638,1.0876037382256352,2.4497035560046908E-2,6.726784135006382E-2,5.5837456472413666E-3,1.6353991159761705,0.15997471632145388,0,5.6238841917778939E-3,0.30941615082321461,0.21391964643373321,1.5485860154973205E-2]
[null,1232,1.0371316551144194,1.0089012477387622,0.98907082944940339,1.0004062667831886,1.0170535606789766,1.0425488048138878,1.0067279210953854,null,3.779319717853372,0,5.5971717869513788E-3,0.45434793157542058,1.0195019586899408,2.3202982342728776E-2,6.3693714386381259E-2,5.3165356004316261E-3,1.5495718739651581,0.15890717385035036,0,5.6238841917779009E-3,0.29018563766448435,0.19982041277589496,1.4744784597754043E-2]
[null,1233,0.99434478618284017,1.0187627662034946,1.0024774263770933,1.0371892492271646,0.97945471995662825,0.98065753558875302,1.0103099141940437,null,3.8665511494840312,0,5.3305262982261611E-3,0.44860386475106706,1.0523333895171763,2.4150737777185953E-2,6.7790374967052355E-2,5.0437609220611492E-3,1.5959648450365864,0.16472873198444068,0,5.6238841917779043E-3,0.2841306749529201,0.2095231354909417,1.3988276191045023E-2]
[null,1234,0.99979236731313026,0.99982673206044925,0.99885068622348627,0.98329242883240597,1.0134987518113396,0.99584113107470018,1.0099404491887649,null,3.8918750187871729,0,5.4417898713934928E-3,0.45388674560964154,1.0657784214836139,2.4123153608260124E-2,6.621577397037097E-2,5.1585832142062886E-3,1.6072720601338761,0.15617412849462656,0,5.6238841917778974E-3,0.28812545385896532,0.21065188181398864,1.4306722279238807E-2]
[null,1235,1.0079233986151026,0.97633674791220781,1.0146163971710482,1.0006197245482471,0.96214127880564715,0.97271320532645278,1.0322522149724869,null,3.9370746953651556,0,5.1212929944004643E-3,0.44765956835766446,1.0798416324986275,2.4954633747787447E-2,6.5432375947118829E-2,4.8545146469454754E-3,1.644276116476618,0.15890231817226197,0,5.6238841917778983E-3,0.28141374085945065,0.21577377949964383,1.3463423961656885E-2]
[null,1236,1.0059292512347509,0.95232480087947113,0.9947618797684179,0.97470618719032753,0.99610248779005373,0.98625604601554828,1.0062182475890358,null,3.9562868570128797,0,5.4473833537071348E-3,0.44973595858643078,1.1099142967458231,2.4363083092634637E-2,6.3116768497066877E-2,5.174057296655492E-3,1.6316916023092787,0.15481645326028559,0,5.6238841917779E-3,0.28621913260741216,0.21672936595690662,1.4349637822312173E-2]
[null,1237,0.9866310057547949,1.000658597963904,1.012932661038435,0.98650302082283814,0.99145158877927964,0.98773930795906029,1.0237521601076791,null,3.9626833333661797,0,5.3093866448064037E-3,0.46157742931101325,1.0777852320806194,2.4944793973444582E-2,6.8033029056643643E-2,5.0305844256048945E-3,1.6480438625040692,0.15666303477698687,0,5.6238841917779052E-3,0.29046385408018643,0.21587528287883032,1.3951732731807245E-2]
[null,1238,1.011048781164958,0.97988306695626726,0.98838829555393226,1.0362155090478005,1.0172274770124352,1.0244278709714216,1.0120710552700323,null,3.9304556962915953,0,5.6776839303416043E-3,0.46019169675061966,1.0753071186012539,2.4197921017153096E-2,6.3825202199772238E-2,5.3958843861473971E-3,1.6183015340598361,0.16459628775589094,0,5.6238841917779078E-3,0.29404380166094995,0.20968520049987011,1.4964849098662754E-2]
[null,1239,1.0163107890171772,0.99168681935231451,1.0253038733383515,1.0088387723051708,0.99190508093340823,0.98774072071117547,1.0036104039160993,null,3.8500419889474271,0,5.0295057885533789E-3,0.45384916775461459,1.0541349252732732,2.4223472228060972E-2,6.6341445395070087E-2,4.7676469822675481E-3,1.5763088521214388,0.16019132846169021,0,5.6238841917779009E-3,0.28344253325775948,0.21296573233350202,1.3222506736522165E-2]
[null,1240,1.019153284948457,1.0279405146890876,1.0134220558128917,0.98670466543201163,1.0168047930946427,1.0017970480055707,0.96964995573528912,null,3.7150034006425061,0,5.1843438646081482E-3,0.45107792238646599,1.0170108447214643,2.2816514806368857E-2,6.7289152168704416E-2,4.9089992363362213E-3,1.4929609910881809,0.15669432899072439,0,5.6238841917779052E-3,0.28377113534522214,0.20441944102598716,1.361453054587658E-2]
[null,1241,1.0146587331499606,0.99207168698669768,1.0331673919225846,1.0110585370649956,1.0046151451013881,0.99895427321436803,0.9761874051859839,null,3.8284459480404172,0,5.0108168267124949E-3,0.46313159764995543,1.0547091312208983,2.3838927646789847E-2,6.6953712144597638E-2,4.7527646096361632E-3,1.5385527192513813,0.16053190390227198,0,5.6238841917779017E-3,0.28785894423810721,0.21432194778085353,1.3181232230858091E-2]
[null,1242,0.95313440189476439,1.0149109061012029,1.0109906016734489,1.0168350046410395,1.0288127311388504,0.99180260486319971,0.96741840552077119,null,3.9772742676814503,0,5.528029223178862E-3,0.47756833197264098,1.1009549207584344,2.4326256212089715E-2,7.1076315177465627E-2,5.2350339793208493E-3,1.6008648688435692,0.16148292911982706,0,5.6238841917778956E-3,0.30088664474021781,0.2202643624475589,1.4518749461725117E-2]
[null,1243,0.9913269845930367,0.96269021130131105,0.98995736845574878,1.0402616186047582,1.0026236650719564,0.99370534838544688,1.0180328132693102,null,4.0230669870979456,0,5.6153766505286189E-3,0.45694749166911736,1.1151843759081086,2.4899744947869371E-2,6.4297601921442391E-2,5.3328420483219618E-3,1.667362762399087,0.16523649639145532,0,5.6238841917778956E-3,0.2916838230454456,0.21732333261761674,1.4790008608231464E-2]
[null,1244,0.99030827451459302,1.0080235385410237,0.98785102292383353,1.0038228650230507,0.996118249144885,1.0250504226100294,0.97569344533146052,null,3.8819440253557222,0,5.7790163147120183E-3,0.4670057571036671,1.06870456889182,2.3447403823863164E-2,6.6583179168778456E-2,5.4845593137434565E-3,1.5686750626950849,0.15945174414114974,0,5.6238841917778974E-3,0.29849831303867391,0.20903779074747267,1.5210778554400659E-2]
[null,1245,1.0165072609725838,1.0142429660761678,0.99491615413304824,1.0264797498554079,0.97167617964288255,0.97292247139635879,1.0046124277428217,null,3.772007534025752,0,5.2598038140256051E-3,0.43270137610420062,1.0344436618513237,2.3419758084035944E-2,6.5615008036570652E-2,4.9757923265137212E-3,1.5538810053358367,0.16303961280496718,0,5.6238841917779E-3,0.27535153270121199,0.20441593309764841,1.3799773305692891E-2]
[null,1246,1.002553472674274,1.002129533734827,1.0085590672542082,0.99858226457985222,1.0015037977614631,0.99013523143237969,0.99572342479805398,null,3.8558800984473778,0,5.2848003858124906E-3,0.45352393693967002,1.0596026430365553,2.3912628470936004E-2,6.6756358926709752E-2,5.0075749315448949E-3,1.5768224298220126,0.15858789081730898,0,5.6238841917779017E-3,0.28616699792903921,0.21127263515447905,1.3887918613156285E-2]
[null,1247,0.97861498900642008,1.0053581092879367,0.99820295753592903,0.97186333147068038,1.0251274456514969,1.0303642916253206,0.99107791163709658,null,3.964924669816035,0,5.7547697387036415E-3,0.47981427513522706,1.0832070380950405,2.4211326284355704E-2,6.7899099416514702E-2,5.4637915480066851E-3,1.6164104232937995,0.15435982675056728,0,5.6238841917779078E-3,0.304706991554335,0.21382960168018392,1.5153181604924676E-2]
[null,1248,0.98225391495065151,1.0388336980484434,0.9953983541124285,0.98872925159569403,0.99319051647001344,1.0026104995060758,1.0336357406255707,null,3.9194866750185664,0,5.5812969423002451E-3,0.46000227117985631,1.0463825162894389,2.4543573996597279E-2,6.9215314606889788E-2,5.2821402776333055E-3,1.6418823920667709,0.15704283484638584,0,5.6238841917779009E-3,0.29263650148271481,0.20780714979716217,1.4649393225637531E-2]
[null,1249,0.99218131267255927,0.98525747374100459,0.96072383785199433,0.99467075434806407,0.99600550462604598,0.98336968884027653,1.0144430087331604,null,3.925305701090942,0,5.8788797005867354E-3,0.43765890038833788,1.0927085387549831,2.3837814191631581E-2,6.3617567177563727E-2,5.5733294781129756E-3,1.6358011477095888,0.15803944113289581,0,5.6238841917779052E-3,0.28459288236868407,0.20827410325984844,1.5456972138100072E-2]
[null,1250,0.99797306579530032,1.0067693993885842,1.0125757299987679,0.97790165226496073,1.0170567448617345,1.0171849691850035,1.0388785373029459,null,3.9614903136632957,0,5.4040533180410109E-3,0.46991536334576944,1.0594198257346168,2.5036694645991002E-2,6.7557517790512653E-2,5.1268997720987017E-3,1.656556405574944,0.1552976085448653,0,5.6238841917779043E-3,0.29577581806456482,0.21236549732773943,1.4218851988451357E-2]
[null,1251,0.99948952126645074,0.98497989773464334,0.99768562134433914,0.98417398058988492,1.011338640024144,1.0220431877009093,0.96652494847412562,null,3.8824314069905022,0,5.6144728489150387E-3,0.46767585151422042,1.0814943448646215,2.3438270315297844E-2,6.5395759846705259E-2,5.3337818607804895E-3,1.5584000613559512,0.15631588515910486,0,5.6238841917779052E-3,0.2970941735917732,0.21248125207191287,1.4792615067268837E-2]
[null,1252,0.99418002914730641,1.0040609283866007,0.97647521502251688,1.0241032363588431,0.96801597080885537,1.0010443912222555,1.03290039486944,null,3.9395337488099651,0,5.760920805721069E-3,0.44952538300528622,1.0696058459986009,2.4387346923639461E-2,6.5410699355990226E-2,5.4614666583320754E-3,1.6505362272573576,0.16269100350762589,0,5.6238841917778983E-3,0.28939257338469981,0.20751350553482611,1.5146733797547468E-2]
[null,1253,0.97754464627374582,1.0464692287869322,1.0076257737463639,1.0034242895889813,1.0250984569430386,1.0033453365427076,0.9890400088977227,null,3.8603334909848361,0,5.4634543987476906E-3,0.46682635553877516,1.0430041043527261,2.3850557294917561E-2,7.0753984541770343E-2,5.1687941084893442E-3,1.5727321419143083,0.15935828338388999,0,5.6238841917778974E-3,0.29473061345887674,0.20941318560751843,1.4335040990533038E-2]
[null,1254,1.014206873397163,0.96898469149087108,1.0249730599000797,0.99737781215941068,0.97131796352302324,1.0247183073651527,0.98303771119522587,null,3.9126429287697251,0,5.2527960894009334E-3,0.47501586886601721,1.079890774506501,2.4203047209033442E-2,6.5269015145995465E-2,4.9949118295265537E-3,1.5770786811306949,0.15837196205950238,0,5.6238841917778939E-3,0.2967216861107369,0.21687309481648492,1.3852798992856056E-2]
[null,1255,1.0058626664569195,0.97190931700856553,0.99795226223502365,0.9748554506944318,0.98922335223024449,0.98115211739661201,1.0133750650028099,null,3.9192051646462343,0,5.3648122709192515E-3,0.44656271755307719,1.0883669646223415,2.4313326685924761E-2,6.4323953859387051E-2,5.0889452003757794E-3,1.6237524152127309,0.15483543254802587,0,5.6238841917779078E-3,0.28363480389398499,0.21395394369040041,1.4113589459125098E-2]
[null,1256,1.0336621119262877,0.99510601776455165,0.99411036495107263,0.9979572938250989,1.0064278860971159,0.99394557983436305,0.95225816104283389,null,3.6867073149594076,0,5.3101739425207607E-3,0.43675926249036945,1.0359428534070594,2.2191444771869684E-2,6.3526191741625312E-2,5.0345297900161396E-3,1.4690521573625581,0.15851050831494573,0,5.6238841917779052E-3,0.27807366588192395,0.2033403162149883,1.3962674734791054E-2]
[null,1257,1.0151594970646141,0.9884046769097482,1.0081345202209715,1.0196078805282629,0.97819983131197552,1.0014289426903591,0.97774660071595443,null,3.8259222089970604,0,5.2957002884770014E-3,0.45449153157611744,1.0603008909187996,2.34967160297802E-2,6.5196185003799992E-2,5.0246048161424741E-3,1.5437388022409315,0.16192768727789714,0,5.6238841917778983E-3,0.28685279072196773,0.21062966751828441,1.3935148990038466E-2]
[null,1258,0.99836115932339253,0.97876208245059759,0.98132813728799295,1.0289044111140013,1.0210609990305191,0.99981885736362608,1.0121521596932088,null,3.9486683532537357,0,5.6963687473238142E-3,0.45153228799722012,1.0908385210018601,2.4249695886338577E-2,6.4148234397689505E-2,5.4069974996619622E-3,1.632861974307199,0.16344607187898955,0,5.6238841917779E-3,0.28979474598954835,0.21146663884215958,1.4995670008611961E-2]
[null,1259,1.0297353986149962,0.99254454074181331,0.99716216216011078,0.98649109993687523,0.98820591179873851,0.9592634863618581,0.96682186973065987,null,3.6922924853178509,0,5.1138323230837017E-3,0.42367104174031811,1.0421635628740824,2.2504502371596888E-2,6.3823425596125874E-2,4.8394541580119282E-3,1.4901405555632927,0.15668469685857814,0,5.6238841917779009E-3,0.26922762212645307,0.2053059166892634,1.3421655471431041E-2]
[null,1260,0.99181037513158465,1.0017978467277713,0.96155318606234108,0.98334763391101265,0.98078006216999669,1.0330257496009743,1.0055775343248419,null,3.9274201711277628,0,6.1500976172074824E-3,0.45981401704714436,1.0758619225939219,2.364174832533069E-2,6.4524564991260774E-2,5.8409730008161659E-3,1.6216587198162975,0.15623909285774101,0,5.623884191777893E-3,0.29884079500020883,0.2053253010308741,1.6199249889597162E-2]
[null,1261,1.0283634959798209,0.99349981122001496,0.9869039684527966,0.95735410916933705,0.97256883522334026,1.0210272527405575,0.99662029894669502,null,3.7957986797592929,0,5.567891822383866E-3,0.44891154850088449,1.0435467198949209,2.3134053869566011E-2,6.334072682476892E-2,5.2869666194291128E-3,1.554105822147392,0.15207182219355217,0,5.6238841917779043E-3,0.28710358861556878,0.20357866020829726,1.4662778515518509E-2]
[null,1262,1.0277572561275454,1.0164361692634238,1.0115003567160017,0.99099742203540331,1.0219714231462087,1.0063623375182402,1.0213263647974886,null,3.793555004355504,0,5.1950359422199095E-3,0.44981100661640666,1.0195146613904564,2.3856295590101939E-2,6.6024280094495791E-2,4.9232871957857992E-3,1.5701613810097921,0.15737891627324599,0,5.6238841917778974E-3,0.2833093729357673,0.20449279848322319,1.3654156516670112E-2]
[null,1263,0.97769718685394968,0.99092616517013354,1.0052878698568635,1.0241997075422618,1.0131924431889658,0.98725555438955537,1.0057057584977989,null,3.9901175633849109,0,5.4509582170224006E-3,0.46344739658817302,1.0985427057365011,2.4807445931438327E-2,6.7648648749765866E-2,5.1672238232214462E-3,1.6422790773517288,0.16266134305740779,0,5.6238841917778974E-3,0.2930209786390276,0.21803913154338861,1.4330685989499976E-2]
[null,1264,0.99639332249405077,0.99300832717338383,1.0051339911348824,1.0102982549657769,0.97998744014733796,0.9999958507133716,0.95633799212075465,null,3.8447778609253112,0,5.4175346882736732E-3,0.46066703085405364,1.0757944857019666,2.3291792110933515E-2,6.647849528874826E-2,5.13857790853632E-3,1.5340620864755459,0.160453777610163,0,5.6238841917779043E-3,0.29129081957239356,0.21314320597660813,1.4251239922853954E-2]
[null,1265,0.98344352215844322,0.9852541660055375,1.0234863346943599,1.0207931353799293,1.0074749728392924,0.96384245991283191,0.98758267485622853,null,3.9351839524600956,0,5.0968847878544521E-3,0.45698593430345696,1.0963098009130432,2.4572623762029077E-2,6.8096849719579147E-2,4.8266120584463798E-3,1.6018618095902597,0.16209231867159951,0,5.6238841917779078E-3,0.28571850630470047,0.22080645831051196,1.3386039422539813E-2]
[null,1266,0.98135050509151989,0.99004960334111525,0.98850867996795622,0.97882396778545355,1.0257344392758685,0.96985088928275653,0.9615716796085414,null,3.8681207514138394,0,5.5268299264937485E-3,0.44656507387467487,1.0970090051794963,2.3289189689123437E-2,6.6295810016323287E-2,5.2342293017742514E-3,1.560095279988718,0.15547982413068565,0,5.6238841917779052E-3,0.28531539770574099,0.21422336947858239,1.4516517783431786E-2]
[null,1267,1.0225802988041852,0.9938349056768554,1.0443311801555992,1.0024898316163997,0.96569836953046539,0.99695830543060915,0.973204093067082,null,3.7947920321793367,0,4.8450677718521133E-3,0.46281713681682463,1.0437092594723514,2.3751639763522379E-2,6.7212279990506593E-2,4.5946304676072504E-3,1.5200906748398504,0.15915473127639598,0,5.6238841917779009E-3,0.28572948825949745,0.21421070903879824,1.2742665834053054E-2]
[null,1268,0.96408591028382962,1.0349443328268622,0.97097625103584317,0.99912317538231687,0.99770022918318213,0.97887888923064215,1.0168513524251839,null,3.9307762537262896,0,5.8466498876577544E-3,0.44749893509609312,1.0722028175570055,2.4113959542601357E-2,6.8704255016037205E-2,5.526810254892274E-3,1.6416680638541687,0.15873106729846906,0,5.6238841917778983E-3,0.28909444123033201,0.20813071301483935,1.5327956557730706E-2]
[null,1269,1.0241712667203271,0.97860143493325502,0.99522468908310668,0.99211182514741802,0.99910848551265474,0.97261463777082502,0.98141902058672559,null,3.7783402958278369,0,5.2469209985698479E-3,0.43285361569912068,1.0622090752641362,2.3111792514830167E-2,6.3350352823369455E-2,4.97296888110895E-3,1.5362962178472566,0.15758036125378139,0,5.6238841917778974E-3,0.2753953714137411,0.20840163412449986,1.3791942812784409E-2]
[null,1270,1.0042023022022315,1.0140050206665476,1.0054303526507731,0.99118078946487354,0.97162711711215122,1.0237925211883347,1.0150000860747459,null,3.8888129689269566,0,5.4806007414899115E-3,0.46653418740862262,1.0463739605085931,2.4213705150175339E-2,6.7065514322214456E-2,5.199433797202762E-3,1.604002419479865,0.15741713092725693,0,5.6238841917779078E-3,0.29494661323693122,0.20849670409144672,1.4420016554354126E-2]
[null,1271,0.9979110120932132,1.0098370947136093,1.0149577613192673,1.0276378973661617,0.98737196321922627,0.96557267757308918,0.96859984861451898,null,3.7947635217413378,0,5.1019331268567876E-3,0.44543543869283231,1.056200055047728,2.3414761571228737E-2,6.7872632491671706E-2,4.8254918911591217E-3,1.5279463550184447,0.16319238085240628,0,5.6238841917778983E-3,0.27995679160401338,0.21201473073627988,1.3382932770651175E-2]
[null,1272,1.0187003625059561,0.96767579381084434,0.98957522829784972,1.0063438857528821,1.0234969437508141,1.0104796044933855,0.9964049574157815,null,3.8853226913181431,0,5.5563022701831518E-3,0.45190705713452495,1.0799298382501268,2.3748434132689459E-2,6.2799804897864367E-2,5.2800285499109735E-3,1.5882583989400134,0.15984954654638642,0,5.6238841917779043E-3,0.28853544198588371,0.21030302236134407,1.4643536597800341E-2]
[null,1273,1.0312153161213327,0.98396154083805243,0.99204812646000529,0.96458114627720115,0.97625672467091573,0.95458677566241623,0.99420462554072608,null,3.7371260783008875,0,5.1439064994784987E-3,0.41979709132527682,1.049779091433775,2.2995006775086892E-2,6.2997410517462812E-2,4.8688384906689077E-3,1.5361059599678002,0.15321223843429682,0,5.6238841917779095E-3,0.26761903855322716,0.2057682756577332,1.3503149453252719E-2]
[null,1274,0.97952614982380248,0.98827860950402602,0.99594096582980274,0.98172594521033285,1.0033602608578729,0.99047098852042559,0.98776967452266107,null,3.9500452356037141,0,5.56913344404583E-3,0.46064027414104053,1.100201429958352,2.4147206890139331E-2,6.6793122344756789E-2,5.280921275150903E-3,1.6131327035230834,0.1559296684693631,0,5.6238841917778983E-3,0.29294318955144805,0.21627595623665874,1.4646012465989146E-2]
[null,1275,1.0327378369735181,1.0159289751528406,0.97059433942508222,1.0130500584162772,0.98318178271313195,0.98619160936023764,1.0105380327530133,null,3.7186704374090898,0,5.5202124216474921E-3,0.42263527153807773,1.0187550970457793,2.2785499783384275E-2,6.3193008826113617E-2,5.2256871947674909E-3,1.5404596536700847,0.16094423180284217,0,5.6238841917779052E-3,0.27309823602785555,0.1969772524931736,1.4492827256876216E-2]
[null,1276,0.98232555285150713,1.0111637620483831,0.99766147388064319,1.0042750413776442,1.0314378038693299,0.99814951749408654,0.99870604167779931,null,3.9200580036130908,0,5.5547297261547826E-3,0.46145520879657875,1.0732758178761821,2.4162685979499453E-2,6.7912537376147594E-2,5.2632148705006728E-3,1.6084103476878719,0.15950856393029098,0,5.6238841917779052E-3,0.29314687891728058,0.21225668787259883,1.4596905840511614E-2]
[null,1277,1.0200662039620565,0.99448975198456069,1.0055762559118731,1.0093505844403308,0.96200344211827249,1.0323422215569125,1.0231700804975388,null,3.897688398651816,0,5.4565384139194208E-3,0.46535071466521322,1.0492978570841733,2.435249118032164E-2,6.5038178371264299E-2,5.1839916643750851E-3,1.6110531583275423,0.16030259447281767,0,5.6238841917779009E-3,0.29417182904349626,0.20839304844496179,1.4377189619788783E-2]
[null,1278,0.98042786243070923,1.0263853586674752,0.99062509377835872,1.0002654199745662,1.0089703120963545,1.0363241105972099,0.99868979631226407,null,3.9315225147507538,0,5.8495658305638583E-3,0.47647408069792319,1.0608523847936595,2.403962845127261E-2,6.8386832020853883E-2,5.5496716685356755E-3,1.609328203764262,0.15888243017670259,0,5.6238841917779043E-3,0.30402106754737662,0.20882253727614378,1.5391359992806873E-2]
[null,1279,0.98773459089645865,1.0184846053940535,0.99594758096711622,1.0282823007220065,1.0108909439381726,1.0405128259723087,1.0115119956871563,null,3.9538446264755973,0,5.7725326995878975E-3,0.47800854635600021,1.0602657853134723,2.4422607040716159E-2,6.7812347330500095E-2,5.4799284575967073E-3,1.6259702985923099,0.16332430539432874,0,5.6238841917778922E-3,0.30398725050862885,0.20952427056893977,1.5197935420916988E-2]
[null,1280,0.9929218836646585,1.0140025104476644,1.0119275749342702,0.99010156024052354,1.0001575757939722,1.0266857330720949,1.0257755904492274,null,3.9557700128195474,0,5.4831668812530057E-3,0.47594051776751128,1.0576494661119418,2.4828598179483446E-2,6.8240168535982554E-2,5.2026616488346084E-3,1.640373308386319,0.15723600734295828,0,5.6238841917779E-3,0.29968786835532552,0.21204173056041714,1.4428968620248542E-2]
[null,1281,1.0044689506675748,1.0045037913683339,1.0154689971460178,0.98331197958039862,1.0166422172305001,0.96676163499079459,0.95799633653739569,null,3.7597292759111709,0,5.0739182810178645E-3,0.44382224002195819,1.0545515425943386,2.3023761169485405E-2,6.7183524484003984E-2,4.8007077910247071E-3,1.5060247972733665,0.15615251750184081,0,5.6238841917778956E-3,0.27885522244213556,0.21145079973095779,1.3314196991302414E-2]
[null,1282,0.97704383721030086,1.018116481020263,1.0260463282590417,0.98236650409238746,1.0193535351934235,0.96297616345148085,0.97813286492519769,null,3.8666234682181955,0,5.0700581462224063E-3,0.4572197291665116,1.069349869329679,2.4067212136275582E-2,7.0486426993389306E-2,4.7924639798813187E-3,1.5683393275572153,0.15598676094891173,0,5.6238841917778939E-3,0.28541822891329849,0.21711828939432726,1.3291333753150876E-2]
[null,1283,0.9699865701859155,1.0009965358010191,0.96460580355552061,0.97779154419151793,1.002292017331911,1.0113394821841817,1.0247123649840348,null,4.0231512828675156,0,6.1182008370224538E-3,0.46111407599419291,1.1006139511649735,2.4513999407350877E-2,6.6128528054159835E-2,5.8043234609553018E-3,1.6840027142860101,0.15535170355602437,0,5.6238841917778965E-3,0.29910146513810437,0.21091723173872801,1.6097606712259772E-2]
[null,1284,1.0237741920120249,0.99523673662262135,1.0094521813719517,1.0049309266777933,0.9991851337737806,0.98053753570012758,1.0023845440093151,null,3.7959289119669939,0,5.1214264355701061E-3,0.44059563724877909,1.0443889122562591,2.3679157471431487E-2,6.5075902901912369E-2,4.8519111128000024E-3,1.5576795988023993,0.15959478487392256,0,5.6238841917778956E-3,0.27785609475748108,0.20824825141910414,1.345620336669562E-2]
[null,1285,1.0315717267635995,1.0223365059094847,1.0145688652586773,1.0068091421344219,1.0152665507437222,1.0081800482028156,1.0031913218914836,null,3.7461688537521529,0,5.1468469386241065E-3,0.44963505289002059,1.0098955713088873,2.342247746696477E-2,6.6266964118764246E-2,4.8766268776127232E-3,1.532297606342601,0.15988529396706419,0,5.6238841917779052E-3,0.28266386128923005,0.20322361261176297,1.3524749626087301E-2]
[null,1286,1.0055015905025793,1.0419149467629651,1.0205927937740178,1.0275636608679688,1.0022135975265412,1.0206806813165505,0.98011215078931335,null,3.7830638877783622,0,5.2617852921058453E-3,0.46784150308970163,1.0170295500478297,2.3452157838325272E-2,6.9385795996962069E-2,4.9839700624106399E-3,1.5236680349171217,0.16317187891974527,0,5.6238841917779009E-3,0.29302391773957975,0.20632252697507053,1.3822453291939494E-2]
[null,1287,0.96634681757946239,0.98322578947914996,0.9894561137875344,0.9924694881019045,0.97009923077662708,0.99738276767471767,0.9978343776311327,null,4.0356466444464205,0,5.7672574245206717E-3,0.46819677402565552,1.1213031241665079,2.4665702655352104E-2,6.7022883829038066E-2,5.4722984448393993E-3,1.658360952069337,0.15764589158673734,0,5.6238841917778922E-3,0.29895848426062899,0.21898713216085455,1.5176774480214279E-2]
[null,1288,1.0179647147644086,1.0281012674386358,0.95889781463921742,0.99184446402452275,0.95571705800447493,1.0126705288458728,1.0229327934429497,null,3.7818911268354647,0,5.8810489500011002E-3,0.43517474485741775,1.0229441420416665,2.3048439593506283E-2,6.3987076976085314E-2,5.5720098168662701E-3,1.5791170085115249,0.15759318450299462,0,5.6238841917779017E-3,0.2833088674511367,0.19594950562924729,1.5453312213237891E-2]
[null,1289,1.0057203450274033,1.0038152409833201,0.98626801026617317,1.0232530854907238,1.0403748773705781,1.0107521711078407,1.0070259989341748,null,3.8714124408520383,0,5.6336670641852016E-3,0.45286980961232548,1.0566691573082192,2.3800533107916664E-2,6.5251455342732675E-2,5.3437074546291864E-3,1.5937987237099256,0.1625406017063469,0,5.6238841917778922E-3,0.28975083546122821,0.20657725748967432,1.4820142531449074E-2]
[null,1290,0.97013378045561804,1.009454545698881,0.98875556895163375,1.0295559272449688,0.99399279352348791,0.99195395213925064,0.98297511359478407,null,3.9364647906217516,0,5.6965625449942135E-3,0.4607244083658561,1.0893715779496269,2.397732678416525E-2,6.8101266896317639E-2,5.3962189009216371E-3,1.6025654841943733,0.16353787818149904,0,5.6238841917779043E-3,0.29431637842467601,0.21358115244158185,1.4965776835945382E-2]
[null,1291,1.013017695121649,0.99689245418566352,1.0141168085647003,1.0048470994221181,0.97462247430402171,0.99647991872151354,1.0091359654142493,null,3.8616448851188516,0,5.2071786076980427E-3,0.45459974899768668,1.0533704176437506,2.4177638910159321E-2,6.6139235400643911E-2,4.9371092580486158E-3,1.5879294877388823,0.15957439845239388,0,5.6238841917779095E-3,0.28586442553494834,0.21094322722170089,1.3692490376551616E-2]
[null,1292,0.98382067810366847,0.97028829887389234,1.0260892064421936,0.99494615613784165,0.99641781360843895,1.0134520361441726,1.008894889734735,null,4.0564984150879653,0,5.3417029067518648E-3,0.48435095945437606,1.1117078841385921,2.5427542065845674E-2,6.7425070907903742E-2,5.0761996793776869E-3,1.6640644506778801,0.15798417877828561,0,5.6238841917778965E-3,0.30234692141003489,0.22375478543114355,1.407824125950282E-2]
[null,1293,0.99282059586677129,0.98906115489850954,0.96063645962190536,0.9710731875983899,1.0066279725825891,0.97604500061568933,1.0255263195305644,null,3.9207193032772021,0,5.828603645441981E-3,0.43353656476831065,1.0880163454387315,2.3934797698215948E-2,6.3762615191972197E-2,5.5222752513900374E-3,1.6469927352028477,0.15429024499759764,0,5.6238841917779017E-3,0.28192806103589685,0.20762500388564453,1.5315379260254291E-2]
[null,1294,0.98466573913404831,1.0221029153389332,0.99677389700320151,0.98488195233529052,0.97626296862753037,0.95758274034060387,1.0228458340202502,null,3.8787484313802354,0,5.3166329507551222E-3,0.43921488559533139,1.0599143620183105,2.4288883098516907E-2,6.8265166070467329E-2,5.0228133172965121E-3,1.6219339237278585,0.15642969667033982,0,5.6238841917778983E-3,0.27917272376169994,0.21026854540016293,1.3930180479230659E-2]
[null,1295,1.01051548412408,1.0328684966467259,0.98627596044631538,0.99108636190877641,0.98074598626313425,1.0318080530424509,0.96878902586810245,null,3.7498766911520947,0,5.6963908938124017E-3,0.4577630304862379,1.0235199443658207,2.2576211643331644E-2,6.6403795735315838E-2,5.4013177308011731E-3,1.5082617151843163,0.15743100467889751,0,5.6238841917778956E-3,0.29288010638854206,0.20073215380147133,1.4979917839396624E-2]
[null,1296,0.99014371175333582,1.0184705411062358,1.0065798581091541,1.0043680611506451,0.9869090004444333,0.9841154392746464,1.0129154276481789,null,3.8880319832250247,0,5.3261987274634227E-3,0.4538465219509098,1.0566999059903013,2.4320153046155101E-2,6.8324707360528494E-2,5.0407505368438377E-3,1.6081669303686088,0.15950975688472627,0,5.6238841917778939E-3,0.28672124973298774,0.21112439464704208,1.3979927242609144E-2]
[null,1297,1.0275612091916446,1.0195574607219482,1.0183554494078624,1.0331230994331515,0.96962157664232007,1.0220639943406238,1.0303748908550843,null,3.8296793764727108,0,5.1988977812450973E-3,0.45973816980250742,1.0161169737191569,2.429191605911208E-2,6.6618637013343043E-2,4.930346051644172E-3,1.5862581463316374,0.16405816469009757,0,5.623884191777893E-3,0.28834369510587743,0.20522460786774499,1.3673733421060603E-2]
[null,1298,1.0097836910312143,0.97489016262102546,1.0112992293627989,0.99266903232299863,0.99506570939164085,0.95393621260947303,0.96424736778108611,null,3.7998021595457172,0,5.0495329488582869E-3,0.43661291367988553,1.0796962697366217,2.3293267618715148E-2,6.5035033535198766E-2,4.7816924160775766E-3,1.5292430808645001,0.15764468372754717,0,5.6238841917778983E-3,0.27503078126904146,0.21462862536415545,1.3261460091051393E-2]
[null,1299,0.98115136779873258,0.99287907409800302,1.0097498543351988,0.97696870177490869,1.0311747031697693,1.0249019273475035,1.0295586776103782,null,4.0490151324428947,0,5.5844325233722928E-3,0.48206749170263735,1.092190936384339,2.5370002337570745E-2,6.7796241414459113E-2,5.3039043176221976E-3,1.6847389574641429,0.15515361716321011,0,5.6238841917778922E-3,0.30395392677389266,0.21769084999233829,1.4709753224277821E-2]
[null,1300,0.97049776072416283,0.97245527685181488,1.0022215455110524,0.97069173054248692,1.0076157806856578,1.0080992727366511,0.9794143144122569,null,4.029403801312351,0,5.6615298586885181E-3,0.47797068121844755,1.1269952480426391,2.4518900009200387E-2,6.6964964924804499E-2,5.3780359293878572E-3,1.6337916361383105,0.15416782289601053,0,5.6238841917779061E-3,0.3027787255845405,0.22196008372750614,1.4915348508409887E-2]
[null,1301,0.9669322255846442,0.97549498304667137,0.99772979531816941,1.0137126404515526,0.96499461686286836,0.99451824067500838,0.97474952613905919,null,4.0175597364052118,0,5.6559457353847643E-3,0.47073915604769945,1.1282469281721561,2.4414330376864777E-2,6.709219804708616E-2,5.3680119509365298E-3,1.625290767208845,0.16100742841238935,0,5.6238841917779017E-3,0.29903192927134076,0.22151350027536265,1.4887548186135101E-2]
[null,1302,0.99418397626818622,0.99382264907626339,0.98676013356564507,0.99114118455769629,0.9973848786926155,0.9981277872316624,0.9953129237318965,null,3.8985317605820078,0,5.6315315696880384E-3,0.45328695917853717,1.0791034344455939,2.3806151640344785E-2,6.5526036123646991E-2,5.3407871040781962E-3,1.5986616204116904,0.15743898000180034,0,5.6238841917779E-3,0.28992809204796727,0.21063530372271438,1.4812043283543954E-2]
[null,1303,0.99392924786610093,1.017548606636502,1.0061448492854681,0.99200782047629321,1.0032223048331494,0.98578055868916414,1.0290488197978691,null,3.9013820931859815,0,5.3205548180409179E-3,0.45284406236696562,1.053622565288524,2.456885557667134E-2,6.798875160192018E-2,5.0361348563122766E-3,1.6288403638102524,0.15754740538109799,0,5.623884191777893E-3,0.28616497524155199,0.21049852349204662,1.3967126196904791E-2]
[null,1304,0.99122151323658714,0.99599844435903451,0.99946822977424754,1.0053085067377563,1.0078280340227888,0.96366385003742627,0.97822075561409105,null,3.8495717401266512,0,5.3080383357932736E-3,0.4428243359448234,1.0788640653786203,2.3599402853305175E-2,6.6627407090997862E-2,5.0236051017297631E-3,1.56457116861934,0.15966995005960724,0,5.6238841917779052E-3,0.28099508120264011,0.2131485016196018,1.39323763999944E-2]
[null,1305,1.0356678918289739,0.99381804608211688,0.98907970764190611,1.031399132346716,1.0343671598806394,1.0255661849328732,0.99507029907695566,null,3.7850429760141995,0,5.5276546678914148E-3,0.44866598686629289,1.0356721410352641,2.3163687506858308E-2,6.3039245684711115E-2,5.2499095828612927E-3,1.5417352687681103,0.16383014850845151,0,5.6238841917779043E-3,0.28655506439387018,0.20247528894977651,1.4560005194113637E-2]
[null,1306,0.98519453088999587,1.0168115922378171,1.0423392498355368,1.0068824529209004,0.9840369293129807,1.014497419857715,1.0204368647057831,null,3.9791389871712135,0,5.1192882273206376E-3,0.48601567747406055,1.0602254907272519,2.5401535751054902E-2,7.0888315765302648E-2,4.8535561778626736E-3,1.6390034500863744,0.1598550815341501,0,5.6238841917779104E-3,0.30041172548483197,0.21851879244519043,1.3460765760671949E-2]
[null,1307,0.98597131309184549,1.0064509021984769,0.98763422652175958,0.99054476219887966,0.9985223475786249,0.99498672512282416,0.98368759183845522,null,3.8799159403221251,0,5.6382337239664184E-3,0.45463322439803316,1.0750206621614196,2.3586676431543819E-2,6.6780970543353052E-2,5.342707318978979E-3,1.5813664678786157,0.15734291835822675,0,5.6238841917779061E-3,0.29062964170593286,0.21040965228505204,1.4817368773152479E-2]
[null,1308,1.0263511044967462,0.95946412074374698,1.0100753692399247,1.0275493735109062,1.0229701067889727,1.0158778903188341,0.99995725485510156,null,3.9035234497733047,0,5.3186197717705209E-3,0.46013493431933877,1.0786412366282678,2.4199916115812327E-2,6.3122018965137527E-2,5.0576905199306074E-3,1.5911686690710121,0.16318589144300161,0,5.6238841917778974E-3,0.29006668491892251,0.21361423508362182,1.4026908288251672E-2]
[null,1309,1.0285735953428028,1.0293971783513571,1.0080520953404202,0.97640456567003708,0.99583708999164067,0.96217429903372809,0.95478500332600524,null,3.6105018273083256,0,4.9885107228381147E-3,0.4261367567380871,1.0068254677023307,2.2046762123116206E-2,6.6413020022892413E-2,4.7122863723412269E-3,1.4450966122405773,0.15506653120777472,0,5.623884191777893E-3,0.2689703495874024,0.20152969723222394,1.3068970612641491E-2]
[null,1310,0.98159855635874904,0.99263405298304164,0.98871846023894705,1.0106804771503628,1.0337357327070924,1.0220846382919542,1.0190298588984961,null,4.0191627611200431,0,5.817903673219306E-3,0.47165978513618173,1.0939947685730858,2.4792899557651876E-2,6.6427139479892247E-2,5.5249103041478615E-3,1.6658778280460329,0.16053969998468948,0,5.6238841917778939E-3,0.30130904250308105,0.21390801974835166,1.5322687268370465E-2]
[null,1311,0.99423947701415305,0.98825592872133028,0.99354943026682274,0.97630131266872022,0.99659534925488158,1.0239102339673414,0.98720436513004561,null,3.9270464499721784,0,5.7004874880236785E-3,0.46899172467334588,1.0841737084393559,2.388323397857179E-2,6.565547524474967E-2,5.4151182829513663E-3,1.5977356512754559,0.15507161505233144,0,5.6238841917779009E-3,0.2986999236109753,0.21247841066716913,1.5018192043517089E-2]
[null,1312,1.0119465767018756,1.0105876019861393,1.0179036399510049,1.0097581942156868,0.97466557579223445,1.0203862530068513,0.97146949445602448,null,3.8049669739939049,0,5.2832759894228896E-3,0.46674267042604911,1.0405398707839317,2.3391952332346096E-2,6.715373260128106E-2,5.0121959806401226E-3,1.5254744100721638,0.16034854444379368,0,5.6238841917779009E-3,0.29281801594557183,0.20924423865782996,1.3900734547938939E-2]
[null,1313,1.0063990936931102,1.0028294308559449,1.0078631288586668,1.0045333462064221,0.99380279870881416,0.98445471021744135,1.0056683399976551,null,3.8506617451261329,0,5.2414464877442125E-3,0.44871259764430715,1.0549188830066383,2.4015575290941862E-2,6.6494247427576161E-2,4.9647256265186431E-3,1.5842719269425827,0.15953405707604776,0,5.6238841917778956E-3,0.28325292802956908,0.21034528525975008,1.3769081118167209E-2]
[null,1314,0.97600569232711953,1.0131407210410781,1.0016975307047733,1.0061131422822034,1.0230868822494561,0.99494524207815627,1.0009389843104715,null,3.9430181729376415,0,5.5239499673963126E-3,0.46431796236440925,1.0778349659648989,2.4395684763264838E-2,6.8716421996588256E-2,5.2325780348455612E-3,1.6198482759155317,0.15979434445087204,0,5.6238841917779052E-3,0.29422590111912594,0.21404016591440889,1.4511938189311327E-2]
[null,1315,1.0175679621281908,1.0140787356010961,1.0058599195060358,0.98419181019440205,0.96339259565762236,1.0145930986467542,0.97267353806895951,null,3.7619472159403355,0,5.3551153222991576E-3,0.4562101906608696,1.0325190074685338,2.2977862800688E-2,6.6214976878713389E-2,5.0778759640065169E-3,1.5143919561058246,0.15630651683512581,0,5.6238841917778956E-3,0.28834298638452416,0.20555418373530651,1.4082890237264696E-2]
[null,1316,1.0189868243818616,1.0198362346101542,0.98086154709768036,1.0060873702791528,0.95646170413522957,1.0125624841328864,0.9844439367149177,null,3.7500080732391146,0,5.618735545442669E-3,0.44412446454373139,1.0278196658220542,2.2742002157186733E-2,6.4868974973725013E-2,5.3256975157381951E-3,1.5250516260949964,0.1598222017670862,0,5.6238841917779E-3,0.28512427808186741,0.20035381954684625,1.4770194089545507E-2]
[null,1317,1.0175235793236379,0.9730949135835939,1.0217098865292431,1.002498499685212,0.96715488694016083,0.98813144938333364,0.99282374780998572,null,3.8664720765069953,0,5.0799013377994329E-3,0.45397704505427994,1.0723590047693308,2.4110812482017553E-2,6.5074463176708397E-2,4.8202294328640889E-3,1.5737611179045194,0.15918997656722308,0,5.6238841917778956E-3,0.28414578733830503,0.21512131896468603,1.3368337963083515E-2]
[null,1318,1.018173348315405,0.98582189418543376,1.0097581117235834,1.0031503915846731,0.98527209337414023,0.96860505740024172,0.96732910614656065,null,3.7674282767794112,0,5.0918172054084674E-3,0.43836871410400485,1.0596431824657686,2.3109494139895416E-2,6.4969106340481933E-2,4.8229938942160816E-3,1.5161345605463703,0.15931155144003936,0,5.6238841917779009E-3,0.27639949810672582,0.21076110388485897,1.337600487067662E-2]
[null,1319,0.99652132344855493,0.99281664342783582,1.0321580342949044,0.97495885633961588,0.96311846083372088,1.0161644846422258,1.0092410776313554,null,3.960044386434749,0,5.2003160170231398E-3,0.47962929381637404,1.0732376412472928,2.4933450276342081E-2,6.8148858519362462E-2,4.9368530263636584E-3,1.6238532284929121,0.15480160834962098,0,5.6238841917778939E-3,0.29829576819270592,0.21809233659083274,1.3691779748186502E-2]
[null,1320,1.019849928928835,1.0118546675976643,1.0310675814586843,0.97390640760619718,1.0018529844994011,0.97986421854823347,1.0076989557993881,null,3.7902368563594755,0,4.8954670393753395E-3,0.44870967947121293,1.0300216265398137,2.3990663159319321E-2,6.7516006442012208E-2,4.6335868235597988E-3,1.5579089023044099,0.15463609028090108,0,5.6238841917778939E-3,0.27925085206897482,0.20999032542305318,1.2850706693816534E-2]
[null,1321,0.99103165203440602,0.9704186791978342,0.99399804690580829,0.98649450327478228,0.99386165353329348,1.0020825852164661,1.014527368671672,null,4.0032497307970898,0,5.6090198822197285E-3,0.46197987994227391,1.1066588920661307,2.4723146835103512E-2,6.4966277197262362E-2,5.32703089172268E-3,1.6573446016718758,0.15668998507305659,0,5.6238841917778983E-3,0.29415163666323857,0.21661952409625149,1.4773892050615774E-2]
[null,1322,0.9998648846413466,1.0202387151023071,0.97049701005802258,0.98515163479085621,0.98545198559283942,0.9994794114864608,1.0294761178954641,null,3.8662425910534743,0,5.7756100146440321E-3,0.44229287332714307,1.0480326915212097,2.3800271417859085E-2,6.5480415235459916E-2,5.470333394342739E-3,1.6210469318934289,0.15651213014513393,0,5.6238841917779052E-3,0.28581825871241129,0.20276908658498127,1.5171324644367294E-2]
[null,1323,0.9624468130898638,0.97338261775223933,0.97721933905866676,0.97301448480532604,1.0189870085326074,1.0344585680107099,1.0159080298972534,null,4.1359482731658082,0,6.1721737763046547E-3,0.48428389748779699,1.13790680533539,2.5164075020403149E-2,6.5998334045743692E-2,5.8707126269275517E-3,1.7155190982306749,0.15457383532044822,0,5.6238841917778939E-3,0.31162243468075834,0.21927564076627323,1.6281729235920833E-2]
[null,1324,1.0004162637965286,1.0146392651911575,0.97830314938493079,1.0133288115445422,1.0048353501868619,0.9767210923577031,0.99696068537506299,null,3.8088712529153574,0,5.5548238301525521E-3,0.43497451954258687,1.0522308838804868,2.3281746002442264E-2,6.5650578469374152E-2,5.2559381801084194E-3,1.5673817473130518,0.16097651578345298,0,5.6238841917778922E-3,0.27970156261253426,0.20477197597196981,1.4576724797726988E-2]
[null,1325,1.0006193477948953,0.98506786070124408,0.98964430058990682,0.97667465204704262,1.0327977193613034,0.98183212986753754,1.0130833103656434,null,3.9046287290612542,0,5.4789873773544483E-3,0.44462081226706823,1.0809519217651087,2.4114644521729508E-2,6.4833353348091344E-2,5.1938273865358986E-3,1.6199210236237795,0.15513672702439335,0,5.6238841917779061E-3,0.28387100238345336,0.21143605209122759,1.4404467835439734E-2]
[null,1326,0.96729139393127062,1.0240787975399133,1.0031435830144892,0.99338615164598854,0.99399696965118667,1.0144792470039525,0.96300539344061786,null,3.9110616798693947,0,5.6557542325329103E-3,0.47769393134848509,1.0763648136944215,2.3696530946398463E-2,7.00135187680824E-2,5.3601830248331019E-3,1.568845018399182,0.15777082236744944,0,5.6238841917778956E-3,0.3024302991132895,0.21405259666528673,1.4865835582721447E-2]
[null,1327,0.96936848452396684,1.0384478743383474,1.0161728745712264,1.012322444711051,0.99564451880593319,0.96978215632536136,0.99000491734832341,null,3.8789986742040323,0,5.2371003876296946E-3,0.4583049239455036,1.0587034798794752,2.4185208431857411E-2,7.149119742203057E-2,4.9469922890552284E-3,1.5846460432709222,0.16075838211686094,0,5.6238841917778939E-3,0.28783020477810278,0.21402555846836913,1.3719899797708055E-2]
[null,1328,1.0447341287067204,0.98461159726752379,0.98246425941489768,0.99580604335539258,1.0082633810292896,1.0106740334073951,1.0127427744505375,null,3.7758638828598134,0,5.484030938427655E-3,0.43629630218801502,1.0364206226801107,2.3207811388967065E-2,6.1652863015461398E-2,5.2068755050600282E-3,1.5592188202604305,0.1581865158798712,0,5.6238841917778974E-3,0.2798157881859315,0.20127777524899718,1.4440655253620224E-2]
[null,1329,1.0226048131413359,1.0363452224082719,1.0222989922056231,1.0094103227999676,1.0145331980995815,0.96899981613085628,1.0422246963525321,null,3.7730892445083848,0,4.8985658857566379E-3,0.43659082607835686,1.0049675304373391,2.4264264678706998E-2,6.8048220083829186E-2,4.6275121530306544E-3,1.5829766311319353,0.16028663436040239,0,5.6238841917778983E-3,0.27316522427626666,0.20460322369110773,1.2833859311388153E-2]
[null,1330,0.99981906746574634,1.0206807529867237,1.0049032712291113,0.98184525231391184,1.0175158123762329,0.99259155382836106,0.99912521983174707,null,3.8298463633782993,0,5.3369171934813239E-3,0.45266195550263116,1.0444768670223781,2.3737854247583897E-2,6.7671791141386994E-2,5.0527541399943247E-3,1.5714356299427177,0.15593526516683981,0,5.6238841917778983E-3,0.286269935909025,0.20830412548688221,1.4013217820563043E-2]
[null,1331,1.010466613668497,0.99765028280489121,1.0206681962363686,0.98733773019428284,0.98467993505565365,1.0105195731838992,1.0031887080492654,null,3.8761379869157198,0,5.2207420849011803E-3,0.46508923020464832,1.0546448752793756,2.4227607432866623E-2,6.6750676238723272E-2,4.9535387691332202E-3,1.5859195169220053,0.15678409401639112,0,5.6238841917779061E-3,0.29128663104789565,0.21234061920951255,1.3738055688287556E-2]
[null,1332,1.0014804052160615,1.0112997771889949,0.99648189643499441,0.98223911467142622,0.98651606724161334,0.9835769281242317,0.96955706625035687,null,3.7812730555717176,0,5.3821187220772851E-3,0.44517828299170603,1.0527233779867791,2.2992412206029326E-2,6.6546735806773519E-2,5.0954411913960666E-3,1.5274987186903135,0.15601036838781898,0,5.6238841917779095E-3,0.28301468083099629,0.20783966668594292,1.4131605324256391E-2]
[null,1333,1.0422967679340607,1.0154866021772699,0.96418356697520913,0.98826321141323392,1.0351179580919641,1.0107041430547512,1.0001190131210931,null,3.6882251350373241,0,5.681468959014631E-3,0.42732711552606656,1.0103929937446425,2.2316550777541782E-2,6.220937801627973E-2,5.385813837796574E-3,1.5175014412688614,0.15701608816300569,0,5.6238841917779E-3,0.27726032269150863,0.19393609615859106,1.4936919620262933E-2]
[null,1334,0.99769637326761351,0.98601596175580941,0.96269114371065945,0.99606693238938404,1.0311121677374961,0.96909561035069403,0.98981649114687342,null,3.8488675879963354,0,5.7371838190040433E-3,0.42926318535381314,1.0856875007431463,2.3171309262867684E-2,6.3423580386686371E-2,5.4343850488095162E-3,1.5826171977875243,0.15825824572942901,0,5.6238841917778983E-3,0.27878227373470427,0.20727158342976176,1.5071626146817505E-2]
[null,1335,1.010006017222167,1.0125758122323114,0.99037873954977129,1.0273428525314214,0.9699499177653278,0.99673283504721011,0.97465386275094901,null,3.7737706746613373,0,5.4765406546871329E-3,0.44512449061823089,1.0431502039636311,2.2951189683447198E-2,6.5671132632776907E-2,5.1883398463134604E-3,1.5250282379110445,0.16318380278914246,0,5.6238841917778965E-3,0.28406184000991946,0.20487484488005403,1.4389248789686561E-2]
[null,1336,1.006102018275002,1.0214477134103055,0.97996721280822607,0.98872138413764799,1.0044708012527794,0.96349111665229203,0.98958788581673218,null,3.7454783411055299,0,5.4236152646447581E-3,0.42632411634137685,1.0395033270454948,2.2860057492536428E-2,6.5724847515778256E-2,5.1259022298300099E-3,1.5377368799727118,0.15706487945056247,0,5.6238841917779078E-3,0.2738511049345031,0.20287087177300595,1.42160854225926E-2]
[null,1337,0.9899200256624574,1.0051799173374405,1.0302796278615685,0.98549901530281059,1.0034512979396517,0.95887566426964943,1.0293487842589186,null,3.9275004492950947,0,4.9491455509839957E-3,0.45217225944188272,1.0679371813200769,2.5137748959443904E-2,6.9148915140362352E-2,4.6802904720987717E-3,1.6392475223308631,0.15647791646176731,0,5.623884191777893E-3,0.28154058035361668,0.21750306241813261,1.2980233756059936E-2]
[null,1338,1.010420014078897,0.98443438967711616,1.007274492472179,1.0191406379889019,0.99795050339085678,0.99627370109943003,0.98746028595255264,null,3.8613210237024558,0,5.3063272646648842E-3,0.45420616495540828,1.0694439539708303,2.3819056291530333E-2,6.5244215359787944E-2,5.0343229482388467E-3,1.5683921043702045,0.16185480813335254,0,5.6238841917779017E-3,0.28682516630977856,0.21222157335269429,1.3962101083511121E-2]
[null,1339,1.0158464884889522,0.97415451469030134,0.97379058727896051,1.0101611286492347,1.0009238969506349,1.001948203085621,1.0132067681315546,null,3.8903899438869312,0,5.7039154053521906E-3,0.44223162313311964,1.0776012429662343,2.3779995852047774E-2,6.236371224402646E-2,5.4160688924961486E-3,1.6110819156786917,0.16048029881463555,0,5.6238841917778965E-3,0.2851816657424911,0.20731262332976341,1.5020828447000079E-2]
[null,1340,1.0191282745878509,1.0331306255986936,1.0107195648287661,1.0006767837748465,0.98546735396781659,1.0092640434736448,1.0400404126075651,null,3.8235125016927327,0,5.2484639128156886E-3,0.45306625389905408,1.0124271577950763,2.4262170077232019E-2,6.7385693409866596E-2,4.9704538156137169E-3,1.5991253363828579,0.15891726169497844,0,5.6238841917779017E-3,0.28549711130312633,0.20370067546076906,1.3784967575192947E-2]
[null,1341,1.002809286541875,0.96399536509383965,0.99347260318449038,0.98897519312417992,0.99796582731253136,1.0383996293140749,0.98569927490704912,null,3.964721118098355,0,5.7568537468019277E-3,0.47444267223030001,1.1006507895306323,2.4038581533198732E-2,6.3839939470886814E-2,5.479310922139863E-3,1.6072621512096177,0.15708479687006108,0,5.623884191777893E-3,0.30218612870642081,0.21467349442097949,1.5196222759143051E-2]
[null,1342,1.0093973191341403,1.0168469411216658,0.99066189906891866,0.98392020042741968,1.0155292732856331,1.0291224514438586,1.038047316682146,null,3.8959115366481449,0,5.650575411088021E-3,0.46036234678384375,1.0395855396035172,2.4297057103557101E-2,6.594445446528463E-2,5.3614240593366658E-3,1.6308695256099235,0.1562860958658315,0,5.6238841917779043E-3,0.29373397625105446,0.2046285306795215,1.4869277445582658E-2]
[null,1343,0.9894483592721256,0.98358062514537115,1.0373874615602703,0.97396041503041708,1.0329963469471344,1.0271174640528267,1.0092413680191208,null,4.0234252270808595,0,5.2441339675648613E-3,0.49175271394814668,1.0900434745089329,2.5350583752693532E-2,6.8466041142689268E-2,4.983604699610315E-3,1.6470285724043061,0.15463547808701222,0,5.6238841917778939E-3,0.30486795621235696,0.22209561209960471,1.3821440001293917E-2]
[null,1344,0.9897822937014783,0.98930481466178821,0.98392201519389699,1.0286043489234518,1.0128514999085363,1.0182678929995825,0.99913942357020091,null,3.9576537400132503,0,5.8095624573832362E-3,0.46428200006764719,1.0888832611464698,2.4145695126763334E-2,6.5407931999386687E-2,5.5168269282806909E-3,1.6216668688319866,0.1633943222547487,0,5.6238841917779E-3,0.29749101684662954,0.21175122609840144,1.5300268978540064E-2]
[null,1345,1.0093080745373351,0.97166142639851472,1.0205704733651229,0.98542121905442881,0.98563880688271621,0.98293594760944147,1.0159643267951433,null,3.9283781492262255,0,5.1078331564936531E-3,0.45483392717368043,1.0827172987474531,2.4740496900573596E-2,6.5459562605418228E-2,4.8457205138003499E-3,1.6233623286769208,0.15647990672113718,0,5.6238841917778965E-3,0.2848807561329002,0.21710306624873296,1.3439034470323786E-2]
[null,1346,1.0159730975530115,0.99952659327947657,0.98953079414323364,1.0033985698225238,0.99693138465121123,0.97194376791541703,0.98951390962401209,null,3.7729818984277674,0,5.3300044115825746E-3,0.43180921587945209,1.0499709950978278,2.3131889097238539E-2,6.457651604825522E-2,5.0458760775892817E-3,1.5432542310889032,0.15938177506173143,0,5.6238841917779017E-3,0.27571096921410415,0.20581240875697057,1.3994142325497415E-2]
[null,1347,1.0127770778528842,1.0308532928294254,0.99723138764366703,0.98240785899035499,0.97740251318169447,0.98362297976853597,0.99362889914244967,null,3.73953675111327,0,5.2969945106903235E-3,0.4386657429734846,1.0221409205320446,2.3066335316316255E-2,6.6841888010073652E-2,5.0097003359117079E-3,1.5319550156970438,0.15603605103324675,0,5.6238841917779017E-3,0.27874418721797833,0.20285620714452621,1.3893813171554286E-2]
[null,1348,1.005719494989723,1.0417908434402092,0.95407237410481949,0.97240137499818602,1.0080023293615759,0.98479737634250064,1.0030552766386753,null,3.731366027628086,0,5.8344498060410267E-3,0.42457204689776307,1.0228953344408664,2.2515220091156044E-2,6.5134414225085688E-2,5.5152100997473731E-3,1.5482695770813737,0.15451116164046685,0,5.6238841917779095E-3,0.27726448899724526,0.19560335487339015,1.5295784895248431E-2]
[null,1349,0.96601324833018021,1.0305065897934313,1.0324180945864754,0.98501362157077976,0.98930512242403135,0.98073389434257729,1.0226061972317704,null,3.9802080865413081,0,5.1424520373894601E-3,0.47280077721639296,1.0685865166808444,2.5365652313837469E-2,7.2391552967503311E-2,4.8628072477525704E-3,1.6528443230011038,0.1563976969292222,0,5.6238841917778939E-3,0.29400248454336808,0.21898842097470803,1.3486422512187776E-2]
[null,1350,1.0109905513596185,0.98183284339151911,0.98686900689191759,1.0020258264827657,0.97797394604523025,1.0358381123763025,1.0067635339764083,null,3.9234000804095435,0,5.7576138002257866E-3,0.46478309611808377,1.0734805547816579,2.4003167595670831E-2,6.3836144872648798E-2,5.4744612545688277E-3,1.6113668022947458,0.15916779703982772,0,5.6238841917779E-3,0.29726084135228176,0.20897817193052989,1.51827727779749E-2]
[null,1351,1.0021343447267324,0.99595739902160851,1.0332834558878714,0.97476324287394478,0.98039487569612616,0.99033030216885032,0.97721965120301546,null,3.8522034333080613,0,5.0251004228837213E-3,0.46429779107874447,1.0639165797863692,2.3972689729867356E-2,6.8004763557728401E-2,4.7630894015669089E-3,1.5537362148985188,0.15476891067950715,0,5.6238841917779009E-3,0.28856346928595678,0.21637127429705844,1.3209866823848143E-2]
[null,1352,0.98373697742558686,0.9787602218513991,1.008437294912053,0.99534684104495308,0.9941771342580874,0.98440278941914527,0.99274010763279463,null,3.9668439102489925,0,5.377429054388227E-3,0.46172564234140739,1.104395828874722,2.4514046058022917E-2,6.6784964562209698E-2,5.0999822829477228E-3,1.6212843189325206,0.15807424655987196,0,5.6238841917779087E-3,0.29136407882992649,0.2192101471637482,1.4144199506220005E-2]
[null,1353,1.001182759381559,0.97922717440612539,0.99838626222472338,1.002694291947684,0.97641043363937918,0.96823256362453025,1.0278740077412873,null,3.9344263875827301,0,5.3073297265073538E-3,0.4418558467988315,1.0856328165865636,2.4659511690335645E-2,6.5030367489620766E-2,5.0288004637214856E-3,1.6441501839052586,0.15925639010921858,0,5.6238841917779E-3,0.28056939229482886,0.21397973865520162,1.3946785123876374E-2]
[null,1354,1.0008099231188377,0.99951769069640872,1.0418420822586831,0.99837090625290037,0.99759081493887503,0.98707767255543655,0.97390126269198962,null,3.849516475121507,0,4.9225045772716197E-3,0.46635772593331465,1.0608880255573796,2.4074642618069655E-2,6.8823421450029232E-2,4.6641243664588307E-3,1.5467051250075325,0.15850450588200263,0,5.6238841917779061E-3,0.28834732422671971,0.21751480149722052,1.293539896826577E-2]
[null,1355,1.0099397990797974,0.9764346435812995,0.98901630095033943,0.97090550486515736,1.008833508956072,0.97876800012302678,0.98765241721321873,null,3.8435973981369345,0,5.4266781133860253E-3,0.43967811182080613,1.0800462391345345,2.3433751510827425E-2,6.3757654220360158E-2,5.1457136431948582E-3,1.5713758842419718,0.15422127568342001,0,5.6238841917779017E-3,0.280825830701321,0.2106447010605717,1.4271030041531674E-2]
[null,1356,0.98429521325578573,0.97080170853132086,1.0060413997610214,1.0067757536606539,0.99282005379969229,0.97355941450552352,1.0422994810831148,null,4.0539714613788922,0,5.3493909727798565E-3,0.45597096202145304,1.1126194090802766,2.5651219485792347E-2,6.6174996120453522E-2,5.072471614544786E-3,1.7055834820111178,0.15989295736221343,0,5.6238841917778983E-3,0.28815940518481326,0.22050416336794909,1.4067901911277049E-2]
[null,1357,0.97406536374991071,0.95871382678097294,1.0165286331728411,0.99061544154272219,1.0085197099970404,1.0269642269360195,1.01822679486902,null,4.1475907062852109,0,5.5896651919532109E-3,0.49325367104582407,1.136727449365357,2.5894023555815812E-2,6.6870470208277383E-2,5.3186004748734484E-3,1.7113217073948936,0.15731074551271065,0,5.6238841917779052E-3,0.30971144062444672,0.22639786781964041,1.4750511283542355E-2]
[null,1358,0.98870902359756108,0.9843266587438575,1.0058214956386282,1.0002260868327588,0.97487153809633531,0.99013207274935278,0.98009145326073088,null,3.9197410380528392,0,5.4059915597860818E-3,0.46058786519959777,1.0931836689651697,2.4037849567902701E-2,6.6580683968150242E-2,5.1271884822204463E-3,1.5892247823753336,0.15885309277023674,0,5.6238841917779009E-3,0.29111677674438319,0.21659158465591893,1.4219652691931258E-2]
[null,1359,1.0353428930815685,1.0022455671242847,0.99769657538350442,1.0362018158330231,1.0065663421272968,1.0237431556198815,0.97339470310261911,null,3.7385017270788001,0,5.4130660473334343E-3,0.45055944300585771,1.0269259772338328,2.2773683187710492E-2,6.3993311869982361E-2,5.1384037706892535E-3,1.5013446237749868,0.16457942423392277,0,5.6238841917779061E-3,0.28621890893924612,0.20250637594605517,1.4250756972068273E-2]
[null,1360,0.99220075575450517,0.96718524581193688,0.99883234656922626,1.0001395984280423,1.0093491384620721,1.0422538981342342,0.99432657939024882,null,4.0218243719402977,0,5.7714918121966018E-3,0.48331985222759494,1.1083965558050555,2.4563103028564331E-2,6.5016034531773043E-2,5.4934009829962884E-3,1.636884513454363,0.15884995446625919,0,5.6238841917779043E-3,0.30681297201819513,0.21740029316438805,1.5235299881523345E-2]
[null,1361,1.0262312907970323,1.0383726585370301,0.98550255531136965,1.034139953430202,0.99021765095711922,0.96324172641330341,1.0378768779310699,null,3.72617006818176,0,5.2402616242424333E-3,0.41838060028094604,1.002839109137633,2.3449148077910691E-2,6.5610460558960804E-2,4.9480274121492208E-3,1.5670585594546542,0.16427115677306431,0,5.6238841917778974E-3,0.26781308075755617,0.19769353257179528,1.3722770589554505E-2]
[null,1362,0.98903853631244587,0.98837513527894583,0.96668983916488693,0.99152781442426441,1.0144860250006631,1.0374199816082108,1.0239610208184213,null,4.0076236311712607,0,6.1414833199074518E-3,0.46668537606041766,1.0923239795281841,2.4388540474845715E-2,6.434428662331812E-2,5.8380066162395652E-3,1.6694434093469335,0.157530936735227,0,5.6238841917778956E-3,0.30231302845689279,0.20908264348558109,1.6191022971750037E-2]
[null,1363,0.99990590538778112,1.0062734092710293,0.99497541867625761,0.98330394080963746,0.97136863108771743,1.0028127536810454,0.98917534257979356,null,3.8491058851321225,0,5.5180160317717282E-3,0.45498324976044957,1.0595289784120929,2.3552853150270441E-2,6.6298924957990543E-2,5.2310959082620965E-3,1.5704502844505439,0.15618174911863264,0,5.6238841917778904E-3,0.28951999586249039,0.20874505766539123,1.4507827685994464E-2]
[null,1364,0.96939485911653767,1.0103048744003811,1.0005786449464489,0.96904054891386149,0.99699113238807113,0.99992356538708893,1.0008558190704506,null,3.9736795209872406,0,5.6052215955664552E-3,0.46978096399843755,1.0881889090906487,2.4497530778048813E-2,6.8961514635979951E-2,5.3118151714095585E-3,1.6346804523082323,0.15390799259802046,0,5.6238841917779052E-3,0.29789468895278698,0.21570529781299827,1.4731693044462509E-2]
[null,1365,1.0292424336103174,1.00161420015628,1.0160578630218431,1.0057492015291214,0.98087132559931012,0.9767701111771101,1.0074580848583206,null,3.771152892270774,0,4.9992810491427371E-3,0.43838318760406847,1.0319370794134928,2.3702228611407524E-2,6.5455121726658072E-2,4.7335743941987309E-3,1.5508668248387232,0.15971471505156415,0,5.6238841917778956E-3,0.27533817255758286,0.20726937449931956,1.3128010431123225E-2]
[null,1366,0.98824913724913888,0.9554811847117145,0.95966658560558127,1.015189840404112,1.0167272814882222,0.95893763389731401,0.99198053860890878,null,3.9483119319973485,0,5.7984348550830398E-3,0.43040259349444332,1.129691442362307,2.3734061578855062E-2,6.229667403477146E-2,5.4982636602122579E-3,1.6261717774378908,0.16130130056556005,0,5.6238841917779061E-3,0.28006401877250908,0.21407756481069351,1.5248785943407712E-2]
[null,1367,0.99028740273120053,0.99874628080701688,1.005576387458651,1.0054244456640864,0.96411054596711832,1.014828254525038,0.96873453130709353,null,3.8909297443453381,0,5.5212934559307975E-3,0.47034396458191746,1.0764695591783868,2.3681773112646805E-2,6.7217494434414188E-2,5.2396142520633668E-3,1.5627353160734201,0.15967905450180284,0,5.6238841917779043E-3,0.29732829177725512,0.21360063338947971,1.4531452308101604E-2]
[null,1368,1.0164029090320941,1.0407298450377502,0.97279117152625283,1.0121114938712354,0.98688277971793381,1.0405876038167949,0.9689656108288085,null,3.7180749273683915,0,5.8675586774467482E-3,0.4529584030135938,1.0114832406572374,2.2225621672419361E-2,6.5565315181716391E-2,5.5640130524268142E-3,1.4958742366119893,0.16079170058085085,0,5.6238841917779061E-3,0.29228429775265352,0.19614063920117986,1.5431134129989622E-2]
[null,1369,0.99625284745575349,1.0000023869571346,1.0008918376913243,0.99643888469977226,1.006229617246458,1.0145440638775587,1.0375717045259965,null,3.9735819165821202,0,5.5397484804046984E-3,0.46534144731282806,1.069192096025684,2.4942320872516858E-2,6.658761544255655E-2,5.256711474868123E-3,1.6624802860292054,0.15825906338550438,0,5.6238841917778939E-3,0.2950220946663169,0.21183727622170573,1.4578869439561324E-2]
[null,1370,1.0131584875652999,1.0019669777119882,1.0161394069610925,1.0215858453764302,0.9792097206969943,1.0050471344486216,1.0304615108843054,null,3.8975333892731747,0,5.2244637492146542E-3,0.45895579285268295,1.0479604944622336,2.4683165339234415E-2,6.6517536256784596E-2,4.95451114194192E-3,1.6192711170517871,0.16222947606881991,0,5.6238841917778904E-3,0.28824489880271636,0.21057622440479737,1.3740752449616839E-2]
[null,1371,1.0193999430175993,0.96824073707259084,1.0020352005100972,0.99275355315848945,1.0115752600406374,1.0258384080951239,0.9740454138581679,null,3.8669036082373944,0,5.4909718135947331E-3,0.46383535061737124,1.0773952950198384,2.3491515443026113E-2,6.3525836950177286E-2,5.2218850980721241E-3,1.5553726098538536,0.15767202029102054,0,5.6238841917778956E-3,0.29385845535126282,0.2119154446445812,1.4482282590009235E-2]
[null,1372,1.0346352937992667,1.008301850586854,1.0323795864542005,0.9830586582469204,0.98739321843465233,0.97297924049138595,1.0110523194511356,null,3.7458586937808755,0,4.7811853366574427E-3,0.43985420158172267,1.0185809223895828,2.3809009004712771E-2,6.6449132845316644E-2,4.5244658558309244E-3,1.5418283324856152,0.15608734989696135,0,5.6238841917779017E-3,0.27352165566077496,0.20781285264860283,1.254807255662951E-2]
[null,1373,0.99853945292557933,0.99782910764342148,0.97556338422258226,1.0008851051735308,0.99030725447395906,0.99216022980035068,0.99749621206238615,null,3.8654076520721303,0,5.7016761518930157E-3,0.44362025274853667,1.0713461960553685,2.3508144083849124E-2,6.4753391891742243E-2,5.4044076609570902E-3,1.5898688160678272,0.15900392782390729,0,5.6238841917778974E-3,0.28575592249031173,0.20723589781340443,1.4988487396340318E-2]
[null,1374,1.01681791917138,1.013254109507655,0.98988774100220422,0.97567172331173124,1.0086501110668675,1.0125937378633123,1.0213602736237637,null,3.8303373515744976,0,5.5314829205913166E-3,0.44930759539044735,1.0355474472084332,2.3729335193767683E-2,6.5235016212239053E-2,5.2447684926659448E-3,1.5913081226034684,0.1549770577756375,0,5.623884191777893E-3,0.28681955171840112,0.20353030872159386,1.4545746986659542E-2]
[null,1375,0.99187253918576423,1.0318721985553392,0.98573701498614141,0.97814092589338231,0.99817311105420659,1.0194632354628406,0.97740343153095877,null,3.8175300600041466,0,5.7414211722117813E-3,0.46035934974376175,1.0437635708048605,2.3071239423652277E-2,6.7566520401889443E-2,5.4406889588940058E-3,1.547658117604775,0.15537546769772373,0,5.6238841917778983E-3,0.29464102027074202,0.2046825127801572,1.5089109298122252E-2]
[null,1376,0.99295068659681385,1.0006990046136774,0.99987938587568426,0.99818101289032712,1.0206324632065897,1.0304865037552891,0.98613863474960239,null,3.9174845802998748,0,5.6568563062500792E-3,0.47412575610347141,1.0721342354027237,2.3927055404682141E-2,6.678186822313173E-2,5.3721194562165496E-3,1.5891833617648741,0.15853728989320826,0,5.6238841917778956E-3,0.30078052656518128,0.21177639973315721,1.48989398676999E-2]
[null,1377,1.0121047724735397,0.95779139269081393,0.98418751489857703,0.99559950406114117,1.0074575527373963,0.97905902118554466,1.010042782868682,null,3.9159612873852629,0,5.4896638124659995E-3,0.43886463663233855,1.098171034528203,2.4065727076339145E-2,6.2386083127908457E-2,5.2106779878764329E-3,1.6206207915462461,0.15815108164190173,0,5.6238841917779009E-3,0.28115773326767923,0.21274810020610596,1.4451200991348378E-2]
[null,1378,0.98704283754941213,0.99847255462527862,1.0025593680134084,0.99446070788516283,0.95821727156967629,0.97305951284613212,0.99288707388978437,null,3.8941167830318371,0,5.34544648438423E-3,0.45025647009916125,1.0805805075308885,2.4050293268012016E-2,6.7233789075247727E-2,5.0611063222415192E-3,1.5952970578181167,0.15794236530736186,0,5.6238841917779E-3,0.2851628755647494,0.21421749872547063,1.4036381613192598E-2]
[null,1379,0.97224860431140303,0.97297797220432802,1.0091720612047659,0.98271331832481945,1.0018464130377074,0.98997969150361442,0.99291299551466139,null,4.0301507175461762,0,5.468838896963985E-3,0.47088963954920066,1.1236916229476848,2.4862490207420204E-2,6.7308702826333042E-2,5.1898392237475941E-3,1.6476800320824578,0.15606678474049898,0,5.6238841917778922E-3,0.29701200383903315,0.22290114969878336,1.4393407136203653E-2]
[null,1380,1.0306463074018022,0.98230296147821794,0.98940232170808651,0.99385192523918175,0.99842551187216289,0.98616480083044755,1.025871090696173,null,3.8291124005427415,0,5.3480838208727587E-3,0.43385277668634298,1.0522927086830591,2.3826627592484592E-2,6.2792289972128865E-2,5.0716979491293879E-3,1.5962451916975247,0.15786556229620197,0,5.6238841917778974E-3,0.27703809371944066,0.20578589533404978,1.4065756241472851E-2]
[null,1381,0.961064782964554,1.0126262083832362,0.9957796045265157,0.99455314325388622,0.996456905032166,1.0400612462720369,1.0153236289405509,null,4.0720940168233843,0,5.9379678449574215E-3,0.49159345873499394,1.0956957892125572,2.5115571549159093E-2,6.9370302447295917E-2,5.6384883778385934E-3,1.682486747538493,0.15796728431409376,0,5.6238841917778974E-3,0.31265927017014644,0.21624350546859405,1.5637682663390801E-2]
[null,1382,1.0049130165139766,0.97655782463621077,0.99265963956235015,0.99448604373369287,0.99413362352527879,1.026141893681819,1.0319821004843051,null,3.9913765811607607,0,5.674193780964446E-3,0.46592067562173317,1.0849684526766934,2.4803808044924807E-2,6.430363078529712E-2,5.3939436288371802E-3,1.6638425030313631,0.15796134916017679,0,5.6238841917779E-3,0.29690907006018163,0.21236399110363602,1.495946663710389E-2]
[null,1383,0.98712274971383751,0.99744032040502828,0.95247684517474407,0.98592830802203679,1.0246603503073128,1.0238342761073622,1.0420026594380347,null,3.9998270671699325,0,6.2458377790612892E-3,0.45436131850300249,1.0863135871370695,2.4374842720227878E-2,6.4048731787951577E-2,5.9303891189641626E-3,1.6895161856463836,0.1566629847680697,0,5.6238841917779043E-3,0.29702325651020622,0.20577048961540409,1.6447234949934674E-2]
[null,1384,0.9782508821540068,0.97604796355159207,0.98999960951253485,1.022558447022436,1.03154963847508,1.0200051052962149,1.0014781409004858,null,4.0414105395568543,0,5.8268847450225437E-3,0.4745439122848959,1.1153561145838962,2.4726483759130821E-2,6.5863797917206354E-2,5.5375051649346127E-3,1.6573256329553616,0.16242443592268055,0,5.6238841917779078E-3,0.30290814989204889,0.21756989000027721,1.5357617629661421E-2]
[null,1385,0.98102047412755178,1.0085815444247277,0.99469652382850093,0.99683160830088757,1.0266806636083037,0.97524373213521898,1.0026622049811609,null,3.9089169818746519,0,5.470717849704352E-3,0.44995450492917688,1.0776025813668471,2.4149319196727644E-2,6.7678326639140293E-2,5.1775798438184377E-3,1.6125404541082407,0.15833082086518602,0,5.6238841917779061E-3,0.28636990353319713,0.21260091785872751,1.4359407191513579E-2]
[null,1386,0.99689160407988153,1.0039792839175454,1.0091685126272179,1.0019283346072985,1.0266690533067118,0.99975859696618974,1.002538556905638,null,3.8952936766288002,0,5.3579436831253571E-3,0.46083704308988377,1.0636957849551791,2.4218505690142736E-2,6.7270418866698892E-2,5.0790996967319032E-3,1.5977679225758044,0.15911836757100159,0,5.6238841917779043E-3,0.29067200063840648,0.21228230892061256,1.4086284115684239E-2]
[null,1387,0.98799058988070054,0.99803096228768973,0.97684505807744182,1.0296626477146622,0.99397571679796293,0.97366943645774895,1.0245847482419825,null,3.9341454372646343,0,5.6398342509699929E-3,0.44002517717671857,1.0824552677344044,2.4330441432261464E-2,6.5535009649329221E-2,5.3401483915360426E-3,1.6448990543047373,0.16357359777801714,0,5.6238841917778939E-3,0.2832103017245331,0.20998211724267066,1.4810271889620972E-2]
[null,1388,1.006445343294383,1.0361128338632115,0.9656495266072862,0.98539601475204486,1.0272762534244835,0.98982866775546774,1.007984694294128,null,3.7622130134756206,0,5.7254793597940586E-3,0.43155998718110988,1.0264505075425072,2.2913019270639962E-2,6.5535833854754297E-2,5.4154021952400513E-3,1.5609206430939599,0.15655831613663679,0,5.623884191777893E-3,0.27974478706216832,0.19819713286584847,1.5018979440772736E-2]
[null,1389,0.96535524464164912,0.98130451853364964,0.97991822369975823,0.99448833292653649,1.0118463566586779,1.0024486604528091,0.98596540006934019,null,4.0238730454007614,0,5.9214729566201682E-3,0.46740974364697357,1.125492118168828,2.4292203182599083E-2,6.6386933799280012E-2,5.6207160673215576E-3,1.6434155770709316,0.15798107176417278,0,5.6238841917778939E-3,0.30025191696347425,0.21773196024626162,1.5588393255762873E-2]
[null,1390,0.97841043412978834,0.99570865992749402,0.99585236572862801,1.0139084574409893,0.99623280252576851,0.98699446159413129,1.0236270214147223,null,3.9984858300547179,0,5.5499353326240652E-3,0.45866373172596492,1.0936443594976475,2.4930993945820955E-2,6.7255491085865704E-2,5.2596499199249044E-3,1.665746372537432,0.16104142354316717,0,5.6238841917779043E-3,0.29170233268363915,0.21558050738565218,1.4587018870444671E-2]
[null,1391,0.98040312208015012,0.98218434125953491,0.98448023215732194,1.0004388543759435,0.99541464255567957,0.97765605616390594,1.0134871918636874,null,3.9851075377529201,0,5.6315091511787447E-3,0.44997888734162317,1.1068280633769814,2.4549879295162974E-2,6.5697398322344308E-2,5.3379767443495667E-3,1.6553478993405233,0.15891936510111312,0,5.6238841917778965E-3,0.28822496707911677,0.21542647702889001,1.4804249082215278E-2]
[null,1392,0.98488967581811138,0.96710212476054347,1.0361364244925027,0.98257775327628594,1.00169542453562,1.0043447004491146,0.99847342746858225,null,4.0363646464015348,0,5.1800173148252209E-3,0.48377657190305601,1.1129667069984683,2.53261737624495E-2,6.780444722039787E-2,4.9210260721658889E-3,1.6455483788404668,0.15600548343108228,0,5.6238841917779E-3,0.3001501979034184,0.22577390783614767,1.364788555692675E-2]
[null,1393,1.0055681284707274,1.0202386458299944,0.98896746145877079,0.99734505556715081,1.0200746932031581,0.97421656402676093,1.0185995534150645,null,3.8140005058703017,0,5.3855680944534957E-3,0.43515554643242205,1.0404025964747965,2.3712688745809198E-2,6.626160886445627E-2,5.093525955378749E-3,1.5878478843480228,0.1584210802757853,0,5.6238841917779E-3,0.27794574422202389,0.20479522081128654,1.4126293642994088E-2]
[null,1394,1.0012296780257612,1.0055229247429112,1.0094409321000495,0.98869520752123541,1.0157915256116476,1.0009635688397962,0.98578840265411716,null,3.8481064794157516,0,5.336725229820127E-3,0.45937805605644072,1.0575153800372554,2.372074077353729E-2,6.7076324213720867E-2,5.0589155710752771E-3,1.563297593110857,0.15701637958200446,0,5.6238841917778956E-3,0.28970300330161997,0.21102262198413338,1.4030305823151635E-2]
[null,1395,1.0442284687884453,0.99689351287882955,1.002849888059216,1.0144479605250853,0.97137280354539313,1.0338365898778785,1.0251866735335837,null,3.8102083453401305,0,5.3664584619573181E-3,0.45394772753486923,1.0229162449462086,2.3823964250493174E-2,6.3490708982386027E-2,5.0981850170347199E-3,1.5751954390017544,0.16111633656200786,0,5.6238841917779087E-3,0.28744884286213401,0.20277425545228289,1.4139215001131768E-2]
[null,1396,0.99275399242522633,1.0296930177270582,1.0192680839538388,0.95627062115540984,0.98337325100858064,1.0076539973771372,1.0406904434008311,null,3.9252695547688106,0,5.2863922027211983E-3,0.46813722523546936,1.0418201806708287,2.4955643298366591E-2,6.9547375670622108E-2,5.0068091152973551E-3,1.6452330626632758,0.15185281125967634,0,5.6238841917779061E-3,0.29344723006197043,0.21104593009215014,1.3885794712093624E-2]
[null,1397,0.99200672278981805,1.0300588008480944,1.0039784744314479,0.99984963458372522,1.0197440736924395,1.0156226051183785,0.97918426731149766,null,3.8343976580693075,0,5.5060396606649012E-3,0.46609345391379448,1.0436807639552608,2.3479544444110347E-2,6.8633577394225598E-2,5.2170276095403374E-3,1.5508941737413502,0.15879609594353961,0,5.6238841917778983E-3,0.29493321891752683,0.20808314670051664,1.4468810918328629E-2]
[null,1398,1.017778488397971,0.9889654941407422,1.0209216729588131,0.96922772434796967,0.98544899823404264,0.97330122281958242,1.0340717907072365,null,3.8746592005658211,0,4.9970255084420979E-3,0.44478231650067923,1.0557878135881145,2.466514060828871E-2,6.5836185133484534E-2,4.7336853955155687E-3,1.6200385292851147,0.153907950190701,0,5.6238841917778983E-3,0.27852512228557741,0.21262728061482086,1.3128318280186948E-2]
[null,1399,0.99915314317533721,0.98265629872531024,0.98697075457745109,1.0109808142729959,1.0037184550168223,1.0217232813531552,0.96921410828396237,null,3.8905494550684976,0,5.7444029647385876E-3,0.46350655047808814,1.0853225371440773,2.339831574813787E-2,6.4640912706675019E-2,5.4577694516715096E-3,1.5650552790837688,0.16059010394412856,0,5.6238841917778965E-3,0.29642546181297547,0.21113656344111231,1.5136480030824078E-2]
[null,1400,1.0258916225561334,1.0200238816445193,1.0033410324811849,1.0075686066227798,0.97030131926076268,0.98995039248080052,1.0361557450951777,null,3.7962825661116337,0,5.2050452001608707E-3,0.43937712313471933,1.0186967035654297,2.3993517163759356E-2,6.5822462728666375E-2,4.9273336253783315E-3,1.5880455957716233,0.16002299600102191,0,5.6238841917778965E-3,0.27813767372289744,0.20317494259450275,1.3665378812017296E-2]
[null,1401,1.0020704158153768,0.98943306263151043,0.97591211950265744,0.96269799372607368,0.98338833583572727,1.0026408761921053,0.98313230636682303,null,3.8525796855255718,0,5.745592542742782E-3,0.44795436060194366,1.0761547119877635,2.318790053188027E-2,6.4122630320022231E-2,5.4515319109779171E-3,1.571574836939017,0.15293688112829723,0,5.6238841917778896E-3,0.2884840037544551,0.20771535575498359,1.5119180947199152E-2]
[null,1402,1.0328891436542487,0.95846287611374836,1.0287830105981617,1.0028701491673402,1.0017756065972667,1.027926604596062,0.96964303674885921,null,3.8534568484224243,0,5.142102937567102E-3,0.47062803711368328,1.0710689298567824,2.3730274314748168E-2,6.3769143244090859E-2,4.8930376874452902E-3,1.5374782727194287,0.15923835731633565,0,5.6238841917778974E-3,0.29329882265664525,0.21529992918694824,1.3570263072105846E-2]
[null,1403,0.95530552418214532,1.0014853557268597,0.9711389352040386,1.014916544846324,1.0057429485435325,0.97662879411906311,1.0001796918655368,null,4.0111435710138137,0,5.9172639858365702E-3,0.45386887531453918,1.1163743772215766,2.4372954928482262E-2,6.7591500074383262E-2,5.6027603344182293E-3,1.658329738449368,0.16123991164366075,0,5.6238841917779017E-3,0.2931792562580966,0.21533898143557167,1.5538595147774491E-2]
[null,1404,0.96852399995802818,0.98551366271445107,0.95327316881802071,1.0260351472506646,0.98525263475372704,1.0047564557079129,0.9841165055437594,null,3.989309360322999,0,6.249469444579386E-3,0.4555289304398229,1.1198430721334012,2.3709548417255196E-2,6.4718759604168077E-2,5.931493451584011E-3,1.631486961775513,0.16303465180023219,0,5.6238841917779E-3,0.29763382011599199,0.21159741015159028,1.6450297686240352E-2]
[null,1405,1.0219209513356204,1.0266805352603787,1.0333423133121078,1.0335137843935789,0.98489012977866108,0.99305624671907233,1.0042491165236156,null,3.772244554908446,0,4.9156582459526912E-3,0.45360596271438736,1.0136159079594869,2.3924508382555276E-2,6.8290968868877186E-2,4.6525914354631128E-3,1.5408913412878795,0.16409698991877394,0,5.6238841917779061E-3,0.28190837623028669,0.207646268420873,1.2903413744034633E-2]
[null,1406,1.0025231967184514,1.0199774748141879,1.0019478275928613,0.9877755788453485,1.0168039624469469,0.99684159581369447,0.97543118381940164,null,3.7872746458864457,0,5.3791997936627591E-3,0.45237530362842421,1.042616528478411,2.3156087317557899E-2,6.7266468650753738E-2,5.0941926694795898E-3,1.5317330401600657,0.15688153472989658,0,5.6238841917779E-3,0.28661360170805045,0.20716506144975338,1.4128142695938331E-2]
[null,1407,1.0264226820999416,0.96009836742935706,1.0378537446876948,0.98234205160481458,0.99224344507446305,1.0019236545234198,1.0079057202556658,null,3.9091959650377581,0,4.9466046067075959E-3,0.46444979296438532,1.0751794119592553,2.471185711004115E-2,6.4795163042584022E-2,4.7003918300952286E-3,1.5995712578431853,0.15596554611930585,0,5.6238841917778956E-3,0.28785999960638459,0.21824928247520706,1.3035982502246461E-2]
[null,1408,1.00957871509464,0.99343271261078703,1.0404245154313911,0.98930116352095798,0.99007680252251939,1.0169906318204283,0.99727780610090389,null,3.8985972940569491,0,5.04788436290852E-3,0.47715100230922058,1.0579351896355009,2.4549269278570988E-2,6.7813293472189617E-2,4.7922013515755181E-3,1.5836489145284047,0.15706665106766282,0,5.6238841917778974E-3,0.2952731404516083,0.21650102674883231,1.3290605384512095E-2]
[null,1409,1.0342817708097745,0.95296691343860873,0.99749302433039,0.99436370504269067,0.99840231057927298,1.003187559007553,1.0117844365740152,null,3.8824536842147102,0,5.3576182456920142E-3,0.44632185783516182,1.0785333750095316,2.4022271493241397E-2,6.1576880871087418E-2,5.0931639413505717E-3,1.5998995879517617,0.15793460525649741,0,5.6238841917779043E-3,0.28356292973066544,0.21111745653955,1.4125289639773192E-2]
[null,1410,0.98059087278972534,0.9834743529933655,1.0114071882702094,1.0091335262544026,0.9891948673437394,1.0173163349144885,1.0082608424106501,null,4.0349031006932607,0,5.5358674606923695E-3,0.48027893348455386,1.1025911404719775,2.5092320070698539E-2,6.7437479788825125E-2,5.2582236549273747E-3,1.6572030592223137,0.16025922756082892,0,5.6238841917778904E-3,0.30251669801662678,0.21959493839877561,1.4583063292649573E-2]
[null,1411,1.0025397464378125,1.011734662107828,0.99894545061366991,1.0104921755069152,0.98046499070611381,0.99339315940813677,1.0188815541816036,null,3.8722528649825487,0,5.4017132044457761E-3,0.45033036236326757,1.0509514042443886,2.4166114965126016E-2,6.6652893636779731E-2,5.1167190152898662E-3,1.6059779675720058,0.16049405776440923,0,5.6238841917778965E-3,0.28585101631491688,0.20829954125914643,1.419061685988827E-2]
[null,1412,1.0294675089040268,0.96107109381905254,1.0049359077964066,1.000201639674972,0.98812747222256103,0.98584512602456698,1.0186122308703689,null,3.8791153447047733,0,5.2001349268060021E-3,0.44231947026247048,1.0741580058147124,2.4251250480940779E-2,6.2711165167924438E-2,4.9368283066952142E-3,1.6059581860096075,0.15885055104703921,0,5.6238841917779061E-3,0.27972354284921847,0.21209088431008577,1.3691711191100849E-2]
[null,1413,1.0217531589478273,0.9633645712001192,1.0272263567735747,0.99282698622040311,0.96168510418890252,1.0002506796522554,0.9842491776667418,null,3.8739276116963888,0,5.0704089526929525E-3,0.46115592141679418,1.0776478985544791,2.4073782057392461E-2,6.4628181229680212E-2,4.8167948396425509E-3,1.5656673340298939,0.15764599141478391,0,5.6238841917778956E-3,0.28766834701001515,0.21671107338085524,1.3358812523767666E-2]
[null,1414,0.98145593864777947,0.99992533428641417,1.0178724637630929,0.98324679057441244,0.99859031952554833,0.999645756134524,0.98218508458018117,null,3.9315159745527688,0,5.3465488388669087E-3,0.47201946817388551,1.0837424843710879,2.4274322027080818E-2,6.8667521082756575E-2,5.069331896204652E-3,1.5935263898281506,0.15613860741530652,0,5.6238841917779043E-3,0.29613415963877782,0.21760716049392906,1.405919427267511E-2]
[null,1415,0.99822653985207099,0.99674366093880895,0.9920488008176136,1.0032139125258106,1.0050858726279355,0.95992561433684198,1.0251196188664808,null,3.889135640619096,0,5.3319930317274368E-3,0.43498337247616697,1.0712364514259427,2.430101152088349E-2,6.5737834939976439E-2,5.044959990901079E-3,1.6262328355421267,0.15934859266686854,0,5.6238841917779043E-3,0.27730011766573004,0.21066697156335881,1.3991601667086451E-2]
[null,1416,1.0237068191633636,0.984040490114379,1.0313625238058506,1.0315824164435106,0.98410256654018191,1.03071312349945,1.0282022782720619,null,3.9331920662005362,0,5.1510242631900996E-3,0.47452748094183933,1.0536743347002133,2.5023709359646439E-2,6.5832972554716693E-2,4.8959002797726719E-3,1.6223538000837148,0.16379338660327969,0,5.6238841917778965E-3,0.29526543146965045,0.21377398814472509,1.3578202134388243E-2]
[null,1417,0.96867254086809196,1.0257248197274733,0.9998494076924398,0.98899082862665955,1.0186908835853805,1.0003354806573344,1.0086367591823202,null,3.959193558158185,0,5.6060824475734081E-3,0.46847017931679619,1.0735058181253574,2.4535016307168828E-2,6.9785372642241272E-2,5.3085125095408007E-3,1.6352330235941945,0.15707769291874074,0,5.623884191777893E-3,0.29719822761674253,0.21333937988200052,1.4722533501197135E-2]
[null,1418,1.0019793743510674,0.98461196985402677,0.99329039474695657,1.0015561479067463,0.96835428724215245,1.0242650837727412,1.0056912615473028,null,3.940637178783315,0,5.6650189992632416E-3,0.46580834420888012,1.0796117108335208,2.4214048491535179E-2,6.4945009471269605E-2,5.3825155420935203E-3,1.6184268859110975,0.15908338241870507,0,5.6238841917778965E-3,0.29672046380076528,0.211558180726891,1.4927772186043305E-2]
[null,1419,1.0142422667750395,1.0315184121939711,0.99822177300711612,0.98520380885378278,1.0158609642114542,1.0051798365425682,0.96208209277543932,null,3.7072688241757561,0,5.393465723707103E-3,0.44851034248868504,1.019949566641688,2.2468671943179752E-2,6.6841115142698942E-2,5.1070378417049367E-3,1.4864109625441069,0.15647864978240064,0,5.6238841917779E-3,0.28482403090601394,0.20228426115071599,1.4163767266489203E-2]
[null,1420,1.0050783117250359,1.0019287310556868,0.97312634798217224,1.0018856165310994,1.0071730397046716,0.99568495448582794,1.0134412166882334,null,3.8606199337020661,0,5.7097928301495758E-3,0.44102417309461978,1.0604594967846448,2.3631158655407814E-2,6.4388465474871925E-2,5.4119995283387875E-3,1.6021678139079758,0.15916662392150149,0,5.6238841917779078E-3,0.28452287465073534,0.20492369377699537,1.5009542545341622E-2]
[null,1421,1.0124575113247163,0.9766690060591775,1.0220042032609067,1.0212822107042019,1.0064391758173858,0.99683931133937065,0.98673597270859226,null,3.8797560348765541,0,5.1439243295314874E-3,0.46023199590074998,1.0739421368179418,2.4121817266670925E-2,6.5605259855650536E-2,4.8823678623201496E-3,1.5711986932765696,0.16217225135405264,0,5.6238841917778956E-3,0.28800891320291477,0.21557196790720112,1.3540671570235129E-2]
[null,1422,0.99843827513847416,0.99315089802398082,1.0083321594663581,0.97237937717450462,1.010730461886884,0.97903074756245922,1.0183609814323344,null,3.9109243202698916,0,5.2575270942456578E-3,0.45081018732509504,1.0731375988087866,2.4500374409708228E-2,6.6548486800141943E-2,4.980974495006645E-3,1.6240744636112585,0.15442686397955516,0,5.6238841917779043E-3,0.2844945516833447,0.21377031662049475,1.3814145438961634E-2]
[null,1423,0.99738163998247709,1.0163944261284055,1.0334035963705743,0.95966398885895754,0.97968778909886278,1.0015312574805717,0.95668485065703501,null,3.8030413661919891,0,5.0874824129676895E-3,0.47002152444960493,1.0485317726267995,2.3393298949620937E-2,6.9427692262773497E-2,4.8200864268736036E-3,1.5145601720042561,0.15237134087721668,0,5.6238841917779078E-3,0.29209950817637514,0.21391162728682298,1.3367941352831206E-2]
[null,1424,0.99456038298687754,1.0000322150425576,1.0348023670876256,0.96511360825686554,0.99279857871821608,1.0051609794994874,1.0175028987576504,null,3.9529475457316749,0,5.1192395516261183E-3,0.4754210664705858,1.0677171455609691,2.5056323531341868E-2,6.883738021567469E-2,4.8552381685277868E-3,1.6307867181770908,0.15323459302117184,0,5.6238841917779E-3,0.29520462976746326,0.21786437561524397,1.3465430563452641E-2]
[null,1425,1.0039592991653108,1.0174919402478981,1.026395878680427,0.95985849096168041,0.99729765778006607,1.0172910046463906,1.0069954551658751,null,3.8704191095067397,0,5.209131576423439E-3,0.47171913382420161,1.0412553963819486,2.4286100757609973E-2,6.8586071088566958E-2,4.9393075543096672E-3,1.5872027638355819,0.1524122844553383,0,5.6238841917778965E-3,0.29440667492312644,0.21149803697867861,1.3698587092023365E-2]
[null,1426,0.9814131172462528,0.99485213743430767,0.9896720245354339,1.0323446055416592,0.99746397129952846,0.99115027889743712,0.97676087293518077,null,3.9149487144237827,0,5.6295078854008036E-3,0.45687508258652088,1.0917886552955334,2.378167144293393E-2,6.6615448634577801E-2,5.3365342979080016E-3,1.5864556645346501,0.16397939712207571,0,5.6238841917779104E-3,0.29168975173690342,0.21363188383920254,1.4800248627093162E-2]
[null,1427,1.0295629364511469,0.99193060678649114,0.98884509508699669,0.97743335303046619,1.0118644909088261,0.97106482871772226,1.0199568995663686,null,3.7837984396319793,0,5.269211086273512E-3,0.42616371007839621,1.0437206803756536,2.3507861372289527E-2,6.3305054556267795E-2,4.9900959030514868E-3,1.5760376012021944,0.15525843221422037,0,5.6238841917778922E-3,0.27222329901894948,0.20439758921681425,1.3839442588639046E-2]
[null,1428,1.0051974637391843,0.98980812370924787,0.99262009581447641,0.98698430909061474,0.9998892607671569,0.97646796606011188,1.0115002797990966,null,3.8721930914593328,0,5.3861531944244968E-3,0.4407372999001255,1.0708429628052607,2.3978963775483728E-2,6.4962356362477408E-2,5.1029981410516817E-3,1.6043162892672602,0.15676985430416715,0,5.6238841917779078E-3,0.28086784816780408,0.21022422410528421,1.4152563633061674E-2]
[null,1429,0.99658491958003914,1.0014519201422427,1.0136320822718532,1.0309190969447304,1.0030468312429925,0.9811301230461259,1.0438989436051436,null,3.9560084934489566,0,5.2128179460904861E-3,0.45393774140894061,1.0661495927731426,2.5233861417348531E-2,6.7439083845612327E-2,4.9370355930840951E-3,1.6610278281730233,0.16371550643098853,0,5.6238841917778939E-3,0.28553331224533723,0.21393117924033564,1.3692286075458594E-2]
[null,1430,1.0032216914352479,1.0087501169794095,1.0398597157661555,0.967343697234891,1.0066844025085246,1.0433614592671687,0.99256830430338727,null,3.9066052471737045,0,5.2044060831629921E-3,0.49141076587560306,1.0493172064748346,2.4444522063616126E-2,6.9026582799035868E-2,4.9437030081421031E-3,1.5803889349938718,0.15358138144864325,0,5.6238841917779E-3,0.3042011387928491,0.21516075624354788,1.3710777364945336E-2]
[null,1431,0.97709593412888585,1.0226067034001118,1.0073036510657467,0.98902438372707235,1.028054742634382,0.98362418294862541,0.98939536371917314,null,3.8878008295174862,0,5.3827852300759984E-3,0.4595445412377277,1.0666257909519747,2.4025307254845182E-2,6.9503333356002714E-2,5.0930502185086539E-3,1.5881675166393581,0.1570718519594469,0,5.6238841917778939E-3,0.29019104648469529,0.21321231821034606,1.4124974242880563E-2]
[null,1432,0.95661707805410789,1.0012384904952778,0.98468854464370259,1.0032134690105667,0.99559309915690919,1.0011116516515361,1.0285924257494878,null,4.0886005636379741,0,5.8883244221946338E-3,0.47093331395666377,1.1137817239372836,2.5309702814024265E-2,6.8361119084159358E-2,5.5830840488642342E-3,1.7109376008269148,0.1593597921319182,0,5.6238841917778956E-3,0.30160737953621924,0.21750726224245845,1.5484025289885454E-2]
[null,1433,0.97777122168341513,1.0174809823486231,1.0472605891374769,0.96648994695088275,1.0083305966997713,1.0268467617722485,0.98419810056334367,null,3.9573977212333262,0,5.1663798098795745E-3,0.49801647918033015,1.0671266787856555,2.4790119312015232E-2,7.1785560115059044E-2,4.9012633141848347E-3,1.5957928182234828,0.15343520777610006,0,5.6238841917779E-3,0.30691956743144261,0.22057944683519887,1.359307587795751E-2]
[null,1434,0.99840092033020333,0.97243716492066479,0.99028685735919408,1.0430501037372453,1.0405709048622458,0.97665507014442343,0.98022508801418518,null,3.8931416036325404,0,5.4667842175536389E-3,0.44465039985104482,1.096680383049188,2.3735783048203129E-2,6.4365676875832653E-2,5.1842335711218407E-3,1.5805580023563262,0.16567889886199386,0,5.6238841917778965E-3,0.28377562449123594,0.21397764103374303,1.4377860519626895E-2]
[null,1435,1.007750169958203,1.0027249875288722,1.017404153565153,0.99860519088766497,1.0197210739158991,0.96269208202206757,0.96567042905678191,null,3.7632597317250136,0,5.0171435472699142E-3,0.44132615125505448,1.0527075443855294,2.3193825519301329E-2,6.6992695098503141E-2,4.746303594072571E-3,1.5135328829540857,0.15857820977676793,0,5.6238841917779017E-3,0.27695747479615168,0.21145459033500338,1.3163313366031869E-2]
[null,1436,0.97166841332655141,1.0213743263604727,0.96826524485996823,0.99178984405996817,0.99897005845818121,1.0070409426208486,0.99553889103797832,null,3.9231631167548273,0,6.0150258178014006E-3,0.45773333317210219,1.0775148048796179,2.3683502134115488E-2,6.7295351435237183E-2,5.6991491812091672E-3,1.6142767684986594,0.15757015870291169,0,5.623884191777893E-3,0.29621651176905189,0.20775876035912047,1.5805918248826028E-2]
[null,1437,1.0117515760993128,1.0046422741550525,0.98277922257478623,1.018883806130755,0.99560964552313691,0.96348579531397971,1.0089269043897846,null,3.797592783155411,0,5.3765858378468003E-3,0.4265730494255815,1.0498703220010759,2.3451606606930783E-2,6.4689998743692245E-2,5.0860556073191931E-3,1.5732388126715822,0.16185199052458915,0,5.6238841917779043E-3,0.27352556408362227,0.20495250962357622,1.4105575513503991E-2]
[null,1438,0.97778838494190079,0.96039047649113074,1.0130564651707585,0.99352994082123303,1.002892662399665,1.0165845961147915,1.0118364508815378,null,4.1040321400092772,0,5.550848105255672E-3,0.48450003669001313,1.13086985294866,2.5532251778513339E-2,6.649149213546221E-2,5.2784655052737633E-3,1.6893927175834762,0.15777876942132488,0,5.6238841917779061E-3,0.30486546516673663,0.22461085101548484,1.4639201677802725E-2]
[null,1439,1.0043806587966819,1.0021856236643054,1.0429480390066306,1.0294967232778358,1.016240359709365,0.95428563482001594,0.9946179706923185,null,3.8337441888774713,0,4.728872003405939E-3,0.44856588074852716,1.0543340687023723,2.4386471254211839E-2,6.8791125247810433E-2,4.4714763272513218E-3,1.5625502173610724,0.16344444593568846,0,5.6238841917779043E-3,0.27716190273165936,0.21674247603322139,1.2401112347282025E-2]
[null,1440,1.0052234381790359,1.0288536588148287,0.98213741134239441,0.96787759044197053,0.99901044556643359,0.97558985582816482,0.98368775351249893,null,3.7348591185104065,0,5.4650277077719087E-3,0.4325104112629049,1.0330978209952968,2.2711847953750308E-2,6.6290444211376837E-2,5.1667280566912938E-3,1.5272499534093689,0.15375048892060181,0,5.6238841917779087E-3,0.27744486853680828,0.20214838764011137,1.4329311039486045E-2]
[null,1441,1.0076604187304472,0.95419419411838102,1.0207257034078832,1.0005304990339661,0.99240353858013386,0.9869548660411338,1.0224377473088009,null,3.99270357125258,0,5.1512858799862742E-3,0.45943853147752678,1.1033680228804605,2.5199693515758664E-2,6.4654712678062318E-2,4.8925178465725376E-3,1.6538959116163396,0.1588789506055191,0,5.6238841917779017E-3,0.28773745001901047,0.22059636094679438,1.3568821354741398E-2]
[null,1442,1.0065342593994282,0.99290242191548328,1.01953002699586,0.95835843732094128,0.99984010816627467,1.0313799678900228,0.96561940634586396,null,3.8571762755718884,0,5.366471719400065E-3,0.47708936703186899,1.0636888341842974,2.3537243602690945E-2,6.6692114162024738E-2,5.0985797865221874E-3,1.5421165955750502,0.15218397255612165,0,5.6238841917778965E-3,0.29901077811233362,0.21336106824084319,1.4140309847756709E-2]
[null,1443,0.9952737695584033,0.97508476089051577,1.0160320536315257,1.0135748515485268,0.99541932142780476,0.98858151676605976,0.99241785588292508,null,3.9427606772829518,0,5.256462602027577E-3,0.46185175324771777,1.0947630023096253,2.4487919086256613E-2,6.6284962365710548E-2,4.987366248648587E-3,1.6065465872948346,0.16095748122450437,0,5.6238841917778965E-3,0.29008282747329583,0.21859948422859338,1.3831872214015054E-2]
[null,1444,1.0273403364783611,0.99298248986032012,1.0340182905915538,0.99916073049485277,1.0384599967851325,0.98470697833121346,0.97417880543254276,null,3.7615578464917427,0,4.8688801605201214E-3,0.45077606911056012,1.0407003743133747,2.3453723441427734E-2,6.6226432075363495E-2,4.614288150763186E-3,1.511865619164656,0.15864154751179313,0,5.6238841917778939E-3,0.28003480832184285,0.21169279627031978,1.2797184100384544E-2]
[null,1445,1.013300248527025,0.99812830582036893,0.99631182548857644,0.98157719626769846,1.015671847820651,0.95566670953063804,1.007197883799128,null,3.7967179107954694,0,5.1816340447309161E-3,0.42798068056914412,1.0535102592671852,2.3589582301656545E-2,6.5090951231036601E-2,4.9010829977983224E-3,1.5716943642772503,0.15590548880631563,0,5.6238841917779009E-3,0.27211044642853349,0.20790022897777985,1.359257579172121E-2]
[null,1446,1.0101747226671485,0.97685240848763355,0.95172048534434917,0.99550221337176958,0.96994702007024458,1.0456255838289161,0.99008614157952179,null,3.8976416186405336,0,6.2650543435533116E-3,0.45569811675751426,1.082875158360938,2.3106015850190533E-2,6.1532248097830179E-2,5.961300276328102E-3,1.5926336853311531,0.15818543742084576,0,5.6238841917778965E-3,0.29804241271382947,0.20371545058363066,1.6532963400048232E-2]
[null,1447,0.99224158232983561,0.99785369825136894,1.002046925656819,1.0078526341002736,0.99925567253998704,0.97774334429032406,0.96472966140745586,null,3.8370151083344819,0,5.3493432954748784E-3,0.45003343367397347,1.0756020488044804,2.3365449546739775E-2,6.6817080836035603E-2,5.0663253999781695E-3,1.543736918695678,0.16007008252977772,0,5.623884191777893E-3,0.28511230695520245,0.21288606488641848,1.4050856109896729E-2]
[null,1448,1.0240141446838713,0.99121508378647349,0.98146438022249516,1.0376002494390821,1.0111940606732137,1.0003850053617775,1.0171675533701146,null,3.8368723850023843,0,5.5433776018559864E-3,0.4393133300780907,1.0507802009267617,2.3680619812172812E-2,6.3169200941904785E-2,5.2585407975668848E-3,1.5890133045989674,0.16482722824404519,0,5.6238841917779009E-3,0.28192836136046828,0.20423714880211724,1.4583942850364935E-2]
[null,1449,0.97217925032054731,1.0374200081090368,0.97689408894546359,1.0197177632503411,0.95320427335110081,1.018695799444961,0.99531659816074736,null,3.9096533079964688,0,5.9572911724115113E-3,0.46508327330989935,1.0603190047407447,2.3747778346624462E-2,6.8645546043555772E-2,5.6434279231059072E-3,1.6029694425657477,0.16199366328187859,0,5.6238841917779009E-3,0.29932898145434594,0.20660421540144797,1.5651381909751818E-2]
[null,1450,0.99329270863115926,1.0149982228684582,0.99450158030853419,0.98326399398588793,0.97112479839503651,0.96842739046481652,0.97837324380308599,null,3.8001861413286666,0,5.361853651853505E-3,0.44041744976469988,1.0579100908027228,2.3222745070572027E-2,6.7161290230304482E-2,5.0707827610401157E-3,1.5467835088846069,0.15617611315793384,0,5.6238841917779017E-3,0.28033424195331541,0.20878467008832308,1.4063218075220069E-2]
[null,1451,1.0095546185701194,1.0004909424414596,0.96536326802008698,1.0278643655183781,0.97676486849619892,1.0290504545788035,1.0067254556161325,null,3.8713188285456623,0,5.9724126759586067E-3,0.45157712920134779,1.0579156312665852,2.3451159480663654E-2,6.3557801540950712E-2,5.6714321794715432E-3,1.5950306206690161,0.16330608122913362,0,5.6238841917779E-3,0.29277372623972475,0.2026547268102383,1.5729048412708752E-2]
[null,1452,0.99342594144751739,0.96823795926273881,1.0143481082897192,0.97608912041182794,0.97801590964676011,1.0094809193939784,0.99118365148919552,null,3.9793559721491865,0,5.4031031511068348E-3,0.47305756344384209,1.1043485857016095,2.4556211174444662E-2,6.5940856918174931E-2,5.1340327293251074E-3,1.6196432661168312,0.15500715716419153,0,5.6238841917778965E-3,0.29742885605472746,0.21978002740112049,1.4238634404248557E-2]
[null,1453,0.98611793604141218,0.96345404226948816,0.98773084712192971,0.99922963052649383,1.005642760923052,1.0142248952850852,1.0247238725955645,null,4.0674581311061697,0,5.7877593114316382E-3,0.46834239506734782,1.1204494598900743,2.5109694618441796E-2,6.4541311458505599E-2,5.5022279643610009E-3,1.6924842958690094,0.15872231742148563,0,5.623884191777893E-3,0.29937523570897195,0.21783528775410602,1.525978047352022E-2]
[null,1454,1.0073764874123103,0.95259384929095359,1.0092355212151802,0.9788182225897184,1.0158473458359683,1.0194787276788759,1.0247118849458992,null,4.0264940064051888,0,5.4542847194830411E-3,0.47094415720985711,1.1065899503199983,2.5145972245109095E-2,6.3901373048178972E-2,5.1894596963434503E-3,1.6688430317020491,0.1554481024730936,0,5.6238841917779017E-3,0.29703474820263714,0.21883525747392404,1.439235456169957E-2]
[null,1455,1.0027276984676212,0.99927115317011939,0.98595555051043682,1.0012260662505235,0.99908179878996473,1.0071444609641726,1.0169853078074451,null,3.9007851806339229,0,5.6382952075442281E-3,0.45283759688328951,1.0644348883192349,2.4065224926041628E-2,6.5195715022404704E-2,5.348307956184733E-3,1.6173117504391554,0.15904215552930931,0,5.6238841917778904E-3,0.28978711488251885,0.20794393621149956,1.4832901480053251E-2]
[null,1456,1.0024467266856574,1.0094288748855569,1.0033133480977763,1.006362924684217,0.97188137713530209,1.0299292224387615,0.97962607545311531,null,3.8556515648162386,0,5.5519195214852376E-3,0.46989457317670685,1.0529216877894956,2.3555816643133089E-2,6.6813780000457013E-2,5.2700017832821265E-3,1.5562811550047189,0.1598315506770725,0,5.6238841917779043E-3,0.297461158373377,0.20893414815485592,1.4615728542843974E-2]
[null,1457,0.97470445625828872,1.0188926713706326,0.98329999565999293,0.9806450481647383,0.98610937125418585,1.0049350626804168,0.97728198129834321,null,3.8920270833729438,0,5.8009853896500091E-3,0.46170674643513154,1.0752305500252493,2.3489097747946441E-2,6.7924082389000551E-2,5.4964132187847918E-3,1.5814090773733116,0.15577689613466913,0,5.6238841917778956E-3,0.29595677726053893,0.20997089002388428,1.5243653962300213E-2]
[null,1458,1.0018333372597357,0.99934177770514676,0.99552226235515495,0.99968579586310868,1.0219354431272853,0.99558157204602094,0.99325146378121965,null,3.8586828217425078,0,5.4677679209551517E-3,0.45155836214884315,1.0644126447778237,2.3697786347445429E-2,6.5849455868303666E-2,5.1832660086362737E-3,1.5777957976655934,0.15878290724242794,0,5.6238841917779009E-3,0.28724258813998454,0.20962872017346273,1.4375177099161623E-2]
[null,1459,0.98684961623774181,0.98056995071760877,0.99572017501766186,0.99772066517225377,1.0172425566565115,0.988981793230154,0.96466138488592967,null,3.9018157464868866,0,5.5293590502297294E-3,0.45719701444025929,1.1002259643887489,2.3590827466665385E-2,6.588005145097231E-2,5.2448960385474775E-3,1.5699881905575419,0.15847047967099981,0,5.6238841917778939E-3,0.29079350459136427,0.21578419202011989,1.4546100720122629E-2]
[null,1460,0.98190918162440854,0.98182251614666483,1.0405264464700605,1.0017473658783291,0.99785185329688253,1.0189639608355372,0.95327396792048646,null,3.9606574873717144,0,5.209407745029618E-3,0.49290990166527482,1.0999689349806494,2.4344192902946971E-2,6.9094268716385368E-2,4.9489753420240423E-3,1.5669582086471909,0.15904252361599994,0,5.6238841917779052E-3,0.30500638416819331,0.2242442213250084,1.3725399561288818E-2]
[null,1461,0.99576292843686698,0.96994598192885506,1.0220603181785222,0.97859008475678566,1.0138250333484018,1.0234668986040742,1.0146981375896027,null,4.0262115399012552,0,5.3755285637289247E-3,0.48186865157250897,1.0991448752999509,2.5215234109816777E-2,6.6350195951080757E-2,5.1110471733212069E-3,1.6567285161746022,0.15539296711674896,0,5.6238841917779087E-3,0.3015385796261742,0.22043823057402304,1.4174886674973571E-2]
[null,1462,0.9918289769762384,0.98969336408059017,1.0064353825791799,1.0264162736458682,1.0020320814265513,0.98294007303594244,0.96589487221224035,null,3.869514132016787,0,5.3380473865241862E-3,0.45532071195041851,1.0840624305589632,2.3632050442803053E-2,6.6691617015270405E-2,5.0592997276278006E-3,1.5546776340835957,0.16301159102110988,0,5.6238841917779043E-3,0.28767830193348692,0.21506328724220036,1.4031371236052907E-2]
[null,1463,1.0250784225427876,0.9886098407367685,0.99578218260592433,0.97735628283041698,0.95250706882833835,1.0304183118979906,0.99273353110662754,null,3.8302905145584392,0,5.537814695533101E-3,0.45879419602501548,1.0509905385287921,2.3410053233768584E-2,6.3832126158368863E-2,5.2622463221777983E-3,1.5598546387059502,0.1552358614942014,0,5.6238841917778939E-3,0.29179808078345193,0.20643248412452614,1.4594219685942818E-2]
[null,1464,1.0008563108191146,0.99789676100160463,0.9746221851771949,0.95780782404696252,0.99269963760643654,1.0144374726586625,1.0070403820873171,null,3.8884516430122602,0,5.8275884327657918E-3,0.4526897426296092,1.0688852502206385,2.3637435096992017E-2,6.4549011329840325E-2,5.5304083788030225E-3,1.6076250515213744,0.1521619126913695,0,5.6238841917779017E-3,0.29177192262993323,0.20646667722455511,1.5337935530130645E-2]
[null,1465,1.0135986817144094,1.0243683057375106,0.96698527121674616,1.0027006734466075,0.99773494238059979,0.96261394606801098,1.0452163041338693,null,3.7940537187917909,0,5.5238596923895258E-3,0.41761439233524689,1.0301857912796741,2.3616392173177493E-2,6.4579809548014677E-2,5.2195459936282837E-3,1.6092465660866158,0.15930558997667033,0,5.6238841917779043E-3,0.27047450684443919,0.19923530469528705,1.4475795359645669E-2]
[null,1466,1.0166121044081824,1.0015485663596631,1.035836092735247,0.99151439421306631,0.98992598299241352,0.97547092697866022,1.0061928564025318,null,3.8220669434935242,0,4.8484439324306718E-3,0.45087354582294364,1.0429550703587234,2.4255336409962084E-2,6.7487964906749257E-2,4.5904269409938496E-3,1.5680944136719732,0.15742481267400177,0,5.6238841917779043E-3,0.27978700021237135,0.21309192438781324,1.2731007848642313E-2]
[null,1467,1.0208602549330135,1.0256049966151823,1.0316291283831152,0.99482330766953908,0.95909493170475468,0.98327524870743266,1.0067542974043704,null,3.7642875177537922,0,4.8907871961101435E-3,0.44879207193164167,1.015837676703651,2.3859307414107293E-2,6.8198349845117121E-2,4.6267100220567922E-3,1.5444864090881385,0.15795642413826314,0,5.6238841917778956E-3,0.27920685209289786,0.20775898482653871,1.2831634695714021E-2]
[null,1468,0.99004494851051172,1.0151783250727262,1.0114091595333103,1.0193126407405575,0.97170513863274599,0.98808752945870992,1.0317857304322917,null,3.9357556308868915,0,5.297104092004512E-3,0.45808621353310852,1.0596043858781903,2.4910912401339733E-2,6.8467255061906179E-2,5.0152223310680815E-3,1.642404048749551,0.16187575691175382,0,5.6238841917778956E-3,0.28853766138445469,0.21261826676174075,1.3909127774004038E-2]
[null,1469,1.0351918151755346,1.006949693468415,1.0061880005981914,1.0157080118384996,0.99521378968467666,0.98573620754700886,1.0070113943338916,null,3.7439403894090115,0,5.1167552273685543E-3,0.43579594275550448,1.0217400794108045,2.3391582541401331E-2,6.4750372822075325E-2,4.845917980165506E-3,1.5391549921422283,0.16131132516512983,0,5.6238841917779061E-3,0.27538442999949053,0.20361903550779575,1.3439582120003648E-2]
[null,1470,0.98898024382987737,1.0179671678502047,1.0305887867281582,0.99610031712996772,0.98845926757332514,1.0110438414745961,1.0139213108960574,null,3.9384417464782011,0,5.2089151272874954E-3,0.47744240806025928,1.0561563070719435,2.4900482933975992E-2,6.9920393900637423E-2,4.9373150515145525E-3,1.6201627841096684,0.1581607347691471,0,5.6238841917779061E-3,0.29721891658939936,0.21543437380669542,1.3693061120463611E-2]
[null,1471,0.99023957660527784,0.99491930399536765,1.021513093147066,1.0079586052745595,1.0030785458292226,1.0124957137101893,1.000855757419461,null,3.960184065794035,0,5.3307755911734195E-3,0.47620302415748572,1.0789144202994494,2.4726336121172369E-2,6.8021944135080781E-2,5.0591800977007701E-3,1.6175338472517626,0.16005730229710499,0,5.6238841917778965E-3,0.29809300138874278,0.21725086198837429,1.4031039456556241E-2]
[null,1472,1.0190696809697242,1.0150008641267745,0.98396421266756162,0.99602785663059068,0.98384728398350707,1.0092750426914665,1.0107215942163712,null,3.7979590803150884,0,5.5682248583588589E-3,0.44425432617127986,1.0321076510880696,2.3363646471721417E-2,6.4814159074815705E-2,5.2781839980480388E-3,1.56878844308819,0.1582194656550967,0,5.6238841917778939E-3,0.28465062470821823,0.20178849977552554,1.4638420950705616E-2]
[null,1473,1.0495454410895866,0.97509144085856481,1.0231999501941249,1.0252049103947365,1.019529894669118,0.97175059142610642,1.0091317609006454,null,3.7621421024805337,0,4.8264219254331459E-3,0.43280011135352642,1.0374751023220274,2.3782506973663235E-2,6.3277269388522933E-2,4.5750596980184905E-3,1.5446199042891862,0.16279330750851323,0,5.6238841917779E-3,0.2706443206295725,0.20868866943890627,1.2688388612251866E-2]
[null,1474,1.0410204287631624,1.0325004164839491,1.0017710835683307,1.0199797260579735,0.97288527575748107,0.99038057757126996,0.98966413956429311,null,3.6489525277232926,0,5.1381352029790713E-3,0.43143479613661101,0.99250270605120428,2.2584503916900412E-2,6.5387623941536979E-2,4.8609399866656779E-3,1.4850159405449255,0.1619965691346566,0,5.6238841917778965E-3,0.2733762277071316,0.19782622743112319,1.348124388373812E-2]
[null,1475,1.0030226749400852,0.9997551175035595,0.99936202158238263,1.0294134966359341,1.0070207493270578,1.010146310463474,0.99463170904013343,null,3.8784778621068337,0,5.4963501445356253E-3,0.45949497280795587,1.062370064306017,2.388593556865579E-2,6.6030539406956607E-2,5.2143740030871355E-3,1.5818845517137072,0.16349863486366645,0,5.6238841917779E-3,0.2915927345793099,0.20991706935650878,1.4461451453726062E-2]
[null,1476,0.97896610675451257,1.0136221450944984,1.0180488251185464,0.99506333850684869,0.96457838570735066,0.98022707360217998,0.98856590391222432,null,3.9023073088047204,0,5.2420898245930971E-3,0.46220340415845945,1.0725198813327455,2.426275880466592E-2,6.9587994018181512E-2,4.9613070821951802E-3,1.590587431964184,0.15801479937185361,0,5.6238841917779009E-3,0.28994440725709436,0.21608393025957623,1.3759600188577793E-2]
[null,1477,0.97664515024752796,0.95655983496753538,0.9875911905828656,1.0130820574073214,0.9945512147883856,0.99191924841142276,0.99275008084167327,null,4.0449268686373223,0,5.7240341949269255E-3,0.46261973878976942,1.1390961311019128,2.4638559270026287E-2,6.4794744425512307E-2,5.4372599396471369E-3,1.6556362237334752,0.16092291784352827,0,5.6238841917778974E-3,0.29574310336967113,0.22105874084936164,1.5079599317567895E-2]
[null,1478,1.0222281097379458,0.99005308184861951,1.0176080336993214,1.0079580493682183,0.99901535391664109,0.97862518550482125,1.0026835392938824,null,3.8162948074824881,0,5.0365611318399514E-3,0.44401316422981818,1.0504073271356626,2.3922863015760968E-2,6.5404340136201569E-2,4.7723060879009301E-3,1.5645239651752505,0.16006313167799946,0,5.6238841917778956E-3,0.27860885984243866,0.21075609890489186,1.3235428216626014E-2]
[null,1479,1.0036541227051643,1.0046216179897531,0.95987867480154943,0.96664372071782878,1.0220536870524448,0.99079293717363104,1.0310449745631975,null,3.8694628978119625,0,5.8466803980082383E-3,0.43390239016640253,1.0604775287480721,2.3664631526806909E-2,6.3800557028196911E-2,5.5394614138665234E-3,1.6283460501098803,0.15358759627459603,0,5.6238841917778956E-3,0.28230297137427379,0.20270146432069275,1.5363043055406393E-2]
[null,1480,0.96629349363866157,0.98333157648555702,0.98584275577737579,1.0305875145896133,1.0029878984285521,0.97206492728455385,0.98561374024447934,null,3.9906913074599593,0,5.6637644531618795E-3,0.45422711188329551,1.1216080934509962,2.4306777748435773E-2,6.6803561246890603E-2,5.3665236705864915E-3,1.6306876504611831,0.16370632283394201,0,5.6238841917778956E-3,0.29069692120576102,0.21844480460417975,1.4883420616072266E-2]
[null,1481,1.0275333137995986,1.0064545036240875,1.0224114367224066,0.99592258058262306,0.9910256148719091,0.98456762419318877,0.9899839688489781,null,3.7500298757603021,0,4.9765003308401105E-3,0.44479534483170768,1.028337965452248,2.3427765711287744E-2,6.620029201630602E-2,4.7128972619781854E-3,1.5246882441600855,0.15814471598506816,0,5.6238841917779061E-3,0.27827947098326089,0.20772513065440318,1.3070664843017601E-2]
[null,1482,1.044293540740395,0.97447736057065615,1.0062464267793765,1.006976279307215,1.0010761566765043,1.0217158145398961,1.0110600120461846,null,3.8242049608439221,0,5.285785799216132E-3,0.45190022375842337,1.0449104960307889,2.3788407070138094E-2,6.2569134794257492E-2,5.0241186274250678E-3,1.5694090127743598,0.15992449178762519,0,5.6238841917779087E-3,0.28555058154960661,0.20685659545577084,1.3933800602958834E-2]
[null,1483,0.96780478932645553,1.042545138103212,1.0253316115722926,0.97961855560968902,1.0014030958961102,0.97405739966349159,1.0021345274737421,null,3.9014639588147637,0,5.1647073445354507E-3,0.4644687000331475,1.0555864793135372,2.4552511095832036E-2,7.24397088230508E-2,4.8788018952321899E-3,1.6045762783856803,0.15555147266318689,0,5.6238841917779052E-3,0.2900698419277194,0.21535020604913918,1.3530781780991477E-2]
[null,1484,0.97928053997339792,1.0377001507257657,1.0082284216231581,0.98708391989977584,0.96268237903194109,1.013393575009472,1.0167528781232513,null,3.9255701099896232,0,5.5091132490031492E-3,0.47205058671560268,1.0494505857674032,2.4532655978712611E-2,7.0206022835528223E-2,5.2172693129891833E-3,1.6242271229816316,0.15676229703466982,0,5.6238841917779052E-3,0.29791791436632514,0.21062140279963934,1.446948125434396E-2]
[null,1485,1.012898241780517,1.0061187473189492,0.99514874639491835,1.0217478550285057,1.0433360746636271,0.9860360620573031,1.0113321697205999,null,3.8259408177145184,0,5.3542988018238178E-3,0.44130354109927494,1.0460753101444897,2.3774796858892385E-2,6.5451349442239792E-2,5.0711958286643356E-3,1.5804415854615608,0.16228766671013192,0,5.6238841917779052E-3,0.28078479322282346,0.20641662988691326,1.4064363669569684E-2]
[null,1486,1.0229869676741832,0.97984829108965665,0.99132250515270715,1.0036610979570284,0.99331442699672057,1.0205765408192289,0.97976243785607831,null,3.827175676237295,0,5.5561047049496933E-3,0.45420488667395315,1.0625183987847395,2.3219491044206664E-2,6.3253654687767169E-2,5.2793081566422755E-3,1.5473771259904714,0.15942073357564304,0,5.623884191777893E-3,0.28968537835730135,0.20750738080773085,1.4641538672013532E-2]
[null,1487,1.0125751585205132,1.0095518366722265,1.0019293041985413,1.0123094822547587,1.0044404680384393,1.0410122022726853,1.0074160867331836,null,3.8749875314581215,0,5.5715816789349637E-3,0.46988359471778185,1.0423975125061449,2.3969964561756183E-2,6.6065985821548337E-2,5.2916452389086995E-3,1.5874085595160932,0.16077811264544495,0,5.6238841917778956E-3,0.29770983850950067,0.20675426131312694,1.467575411497387E-2]
[null,1488,1.0168544300868032,0.99998942184311201,0.99230514725599583,1.0396949076169588,0.97562055818200788,1.000684734923754,0.95912485911805601,null,3.7583077042450395,0,5.4506554638382564E-3,0.44595996767932505,1.0483419240633318,2.2696762442635552E-2,6.471307233476159E-2,5.1683168972991265E-3,1.5018713120047973,0.16514275859986371,0,5.6238841917779017E-3,0.28425206935537217,0.20565457463814407,1.4333717501566494E-2]
[null,1489,0.99515730095730437,0.99969519012467889,0.98108366913060507,0.99008659800184873,0.98174341460461689,1.0120345413873217,0.96234234072543146,null,3.8395321755564238,0,5.7668647700635563E-3,0.45659237233478611,1.0725593327851106,2.295282518430521E-2,6.5410645785584975E-2,5.4715793516090126E-3,1.5429772571977867,0.15728005917924984,0,5.6238841917779E-3,0.29308750643345965,0.2081687977228856,1.517478015993042E-2]
[null,1490,1.0202335347472877,0.98637178338019904,0.98916488721970253,1.041235153865179,0.99750340472115806,0.98765547248602092,0.99903008069445698,null,3.8237428393659543,0,5.4097472171921075E-3,0.43848686838020462,1.0588816710406006,2.353124720029692E-2,6.3623742275371889E-2,5.1294994603910708E-3,1.5672145049007908,0.16539239269363598,0,5.6238841917778956E-3,0.28003888554232209,0.20700382898036396,1.4226061917392516E-2]
[null,1491,1.0280502901770643,0.9803924201497346,0.98100563693076437,1.0331890615710249,1.0157575874428548,1.0142530933827139,0.97853035516645237,null,3.797951903601871,0,5.6139322332455352E-3,0.44487146880476908,1.0576893294986145,2.2943361663364997E-2,6.2357524643434796E-2,5.3323628053581996E-3,1.5355285252033155,0.16412721809715375,0,5.6238841917779009E-3,0.2855778914055408,0.20472559003740273,1.4788679484380571E-2]
[null,1492,1.0174760738319919,0.97978073772313379,0.97346281301741022,1.0196613092162443,1.0387726597379743,0.98527428358695468,1.0212123301837714,null,3.868420158911809,0,5.5983861879911768E-3,0.43310693296732822,1.0700241206168508,2.3798197965815678E-2,6.2524601486419737E-2,5.3095090877162176E-3,1.6113775648542636,0.16199006858408746,0,5.623884191777893E-3,0.27935550068836923,0.20618286726391702,1.4725297393256873E-2]
[null,1493,1.0040278423427749,0.9800461895103737,0.99262768271746193,1.0025947064241569,0.98407714149575176,0.99003257033805536,1.0377735138348374,null,3.9582644007303784,0,5.4764100633294833E-3,0.44870323003954832,1.082248794173688,2.4779860682284702E-2,6.4537630751109631E-2,5.1951127704039472E-3,1.660834114080493,0.15924935499907872,0,5.6238841917779E-3,0.28594292526273007,0.21221787114655732,1.4408032696033969E-2]
[null,1494,1.0110452329170019,1.01184312330227,0.98810087758148712,0.9873287370206314,0.98045420597489441,0.9954138122683639,0.98462477288732164,null,3.7782259591867589,0,5.4904698260489068E-3,0.44322087788053904,1.0430050078916231,2.3018519432504436E-2,6.5425657663917738E-2,5.2013515074749378E-3,1.5392625888095619,0.15683136598857209,0,5.6238841917779043E-3,0.2832512065962759,0.20445063395288784,1.4425335097670539E-2]
[null,1495,1.0239897856874238,1.0134114708641591,1.0296892344949018,1.0069906802058477,0.97462951703401046,0.99469903246810465,0.98939139970090118,null,3.7640310693926509,0,4.9626144817519653E-3,0.45334981514602624,1.0244876038663475,2.3597256898679024E-2,6.7238202660290708E-2,4.7007202371882962E-3,1.5261699210196591,0.15989126060964631,0,5.6238841917778922E-3,0.28237514776234163,0.20852297818185275,1.3036893300595534E-2]
[null,1496,1.0313224081997496,1.0169075887640515,1.0103688055985904,0.99689509648036834,0.96771486661604023,0.99072582997604086,0.99813802436021049,null,3.7277024410738582,0,5.1083769800671737E-3,0.44042565575794246,1.0156456151675264,2.322195876878224E-2,6.5750407422935253E-2,4.8368246113368232E-3,1.5245481761069999,0.1583172207788745,0,5.6238841917778939E-3,0.27759178162943043,0.20343493088453585,1.3414362733786052E-2]
[null,1497,0.99968790509548178,0.99123945816403836,1.0245560790794734,0.99864379509567602,0.97704718311574923,1.0005998082984893,1.0002876468383133,null,3.9188484459146711,0,5.1882623616621385E-3,0.46747573083800087,1.072195725280835,2.4534234523102313E-2,6.7374213206295983E-2,4.9217235482754244E-3,1.6012376062363411,0.15857360983216168,0,5.6238841917779E-3,0.29208604181978698,0.21636411887507936,1.3649819924674863E-2]
[null,1498,1.0288561428400429,1.0357713061388705,0.99083702011874308,1.013366437164398,1.0098387822839796,1.0169198568937301,0.9992252508799041,null,3.7185082357436441,0,5.4591384173971963E-3,0.44428208964420068,1.0021952813017705,2.2882517143173083E-2,6.564535841866212E-2,5.17145168500922E-3,1.5215991628733794,0.16096307188262987,0,5.6238841917779E-3,0.28344289266505096,0.19781925288973665,1.4342411465647402E-2]
[null,1499,1.0082721511384989,1.0091085890506306,1.006637962636187,0.99458449767656387,0.98130193932745746,1.0061268652079991,1.0066161752745928,null,3.8529703827811259,0,5.3550465291350444E-3,0.45716921323435383,1.046843559686814,2.3962027664667152E-2,6.6618307715081537E-2,5.0767764510261208E-3,1.5835330536813768,0.15795588265698299,0,5.6238841917779043E-3,0.28881000234290688,0.2086528808176068,1.4079840867660726E-2]
[null,1500,0.99880337678543996,1.0002593110349829,1.0095815505670278,0.99742583832737342,0.98446503955832598,0.97058293018720432,1.0115337866469742,null,3.878471511938125,0,5.1903613307562012E-3,0.44632363838100042,1.0653744083572088,2.4300784705329186E-2,6.6973357102086226E-2,4.9130964819369977E-3,1.6039316958193066,0.15840269411613184,0,5.6238841917779087E-3,0.2814459027312306,0.21274651760943586,1.3625893773430754E-2]
[null,1501,1.0166887912255393,0.97664606026129064,0.99878369792209565,1.0258869320085875,0.99010816689808334,0.96865268887934031,0.9872369420930257,null,3.8219212815606647,0,5.2266295062311768E-3,0.43572355142449387,1.0717263806551942,2.3534635996042278E-2,6.3930724777099796E-2,4.9531404268199682E-3,1.5574354613714041,0.162939422153316,0,5.6238841917779E-3,0.27660706521078671,0.21093669392710679,1.3736950932851594E-2]
[null,1502,1.0208715379708597,0.99875892696725699,0.98887091833360741,0.98892297491837611,0.9926289962661774,1.0181717139213844,0.97640875490871815,null,3.7823016517401551,0,5.5651260150135122E-3,0.45113952187999867,1.0457577321863596,2.2891280226108864E-2,6.4188127658793837E-2,5.2821395306226074E-3,1.5286233103838993,0.15708343909277261,0,5.623884191777893E-3,0.28817259055332017,0.20445536089762403,1.4649391153891441E-2]
[null,1503,1.0388674442391805,1.0132085806407372,0.97567521724087669,0.98805313490256597,0.96844915263088094,1.0015363711747918,1.0051701216786779,null,3.7096551690060484,0,5.5166541457111352E-3,0.4292472573556112,1.0148785782706859,2.2676571089487237E-2,6.2993416910263375E-2,5.2275636917540093E-3,1.5297005811823465,0.15696522878671618,0,5.6238841917779009E-3,0.27647804245452973,0.1968826677185799,1.4498031500004449E-2]
[null,1504,0.96339327667200647,0.99177503872671757,1.000996762488632,0.96980951732920506,0.9579473924859836,0.9910429400466656,1.0176696476263007,null,4.057836950579893,0,5.6025536072862028E-3,0.47036563834243506,1.1143719755756873,2.5218359119570249E-2,6.8423242177730909E-2,5.3118067531860817E-3,1.6867773180677754,0.15402950889113456,0,5.6238841917779017E-3,0.29818794072271104,0.22039816064765388,1.4731669697512322E-2]
[null,1505,0.98596858167660506,0.98634112058155754,1.0426380247444749,1.0100657671980231,1.0171964825903896,1.0004336821424673,0.98707365375210587,null,3.9731338712245399,0,5.0670233153018119E-3,0.4818702158264358,1.0904547738815669,2.4957547420510155E-2,6.9190424360499131E-2,4.8078904871554709E-3,1.6065786197179215,0.16036002357064913,0,5.6238841917778965E-3,0.29779574933228586,0.22322764839895473,1.3334117352085976E-2]
[null,1506,1.0169276485934868,1.0033605583890344,0.95446151837529358,0.97114469299703576,0.98533269399690526,0.99193349425617439,1.0027855818330882,null,3.7776135668603121,0,5.8438279748353212E-3,0.42678228328437273,1.0483768372286983,2.2731586599078989E-2,6.257890733312868E-2,5.5374769390981451E-3,1.5643656898248866,0.15431089313139229,0,5.6238841917778956E-3,0.27863808538015788,0.19915421157392435,1.5357539348632182E-2]
[null,1507,1.001500307343778,1.014259290923234,1.0154591805542554,1.0324483227773491,1.0103575834748253,0.98104002089500431,0.98581402610330882,null,3.8178791497077027,0,5.155861664184273E-3,0.45111758037897648,1.0480056959755131,2.3740236363002386E-2,6.7891941794730015E-2,4.8797620816761512E-3,1.5501347860289207,0.16395551274998701,0,5.6238841917779052E-3,0.28344062341235021,0.21071154365007477,1.3533444744875089E-2]
[null,1508,0.98718507112636988,0.98931460538485116,0.97985968795441625,0.96423892112568732,0.98995052351884638,1.0054571255034455,1.0006068732315199,null,3.9431270881417571,0,5.8006497333442696E-3,0.45767682072588356,1.0921278749734484,2.3973459027694117E-2,6.5328235476633773E-2,5.5046364337962908E-3,1.6245892822204588,0.1531758384404053,0,5.6238841917779078E-3,0.29401060347950247,0.21165064282598867,1.526646007950852E-2]
[null,1509,0.99175781748374647,1.0305211033942758,0.9745957386971652,0.96974678064091657,0.97705440580419145,0.98451040906811127,1.0218847641923914,null,3.8464782694301456,0,5.6772002190294216E-3,0.43949673397723138,1.0462055172778255,2.3683035669309915E-2,6.6794752606110966E-2,5.3696561501129572E-3,1.6091699841735692,0.154058631598226,0,5.6238841917778965E-3,0.28327338647337152,0.20358777935296188,1.4892108178678042E-2]
[null,1510,1.0110922724367295,1.0026572631520709,0.99131387240211244,0.9937831522870173,0.9879435667994938,0.99507077041000991,1.0045292060707138,null,3.8318131965812454,0,5.4598545059890528E-3,0.44519558568490863,1.0517406582367697,2.3614060731926408E-2,6.5156305969362963E-2,5.174724518881001E-3,1.5780560952337535,0.15785174158755655,0,5.6238841917779009E-3,0.28394090930942351,0.20656759733839211,1.4351488284480273E-2]
[null,1511,0.97797398223461052,1.0106994832737257,1.0111499728320017,0.97434036532952573,1.0145606923119177,0.99274493341517955,1.0007011036604576,null,3.93863890930038,0,5.3946923430205013E-3,0.4663977199738511,1.0772255087365215,2.4469403330194098E-2,6.9057002358492145E-2,5.1101588763247949E-3,1.6178071735692134,0.15473414768951821,0,5.6238841917779017E-3,0.29381984145500906,0.21561633837449776,1.4172423087996015E-2]
[null,1512,1.0027028511865153,1.0213191940684245,1.0388444613794225,0.96577168430995131,0.98194005531592021,0.96987244662379568,0.99811333066176355,null,3.8095154979742172,0,4.8406749970633907E-3,0.45356445072460083,1.0376747222914042,2.4120616741510812E-2,6.9667665969963682E-2,4.5767404516410112E-3,1.5588410895109013,0.15333325888838659,0,5.6238841917778974E-3,0.28094511689567075,0.21331557732117934,1.2693049984240793E-2]
[null,1513,1.0052629466545058,0.98605953372404664,0.98938250866663957,1.0236526024329005,1.0074139526842687,0.96664442117554372,1.0000832956544528,null,3.8552226969086858,0,5.3713494086804741E-3,0.43514701862948246,1.0749538871223729,2.3759662731717479E-2,6.4568569176897142E-2,5.0871279700201539E-3,1.5865926430614048,0.16259919644497781,0,5.6238841917778983E-3,0.27786798693474946,0.21028552046895574,1.4108549585009331E-2]
[null,1514,0.98105765324255689,0.97349220732614694,1.0060525517291492,1.0127075352574266,0.95774968597431842,0.99545529819673118,0.96940741129917551,null,3.9638474177343013,0,5.4850493576548212E-3,0.46804547535329899,1.113352863433116,2.4151947279197325E-2,6.65375517849843E-2,5.2066222559460067E-3,1.5952654098330001,0.16083500715972396,0,5.6238841917779095E-3,0.29578807832528992,0.22008567457855235,1.4439952897063912E-2]
[null,1515,0.99604030488162687,0.98812389312904891,0.97835953239687401,0.95892214348075933,0.96782175057818509,0.97456520645723443,0.95827713906252188,null,3.8080833473315816,0,5.5910895450469655E-3,0.43845165165329758,1.08380212189445,2.2726747757750295E-2,6.4594488600965144E-2,5.2970623610675855E-3,1.5346164192345149,0.15233343785814379,0,5.6238841917779009E-3,0.28192741541684352,0.20961043004328278,1.4690777864531006E-2]
[null,1516,0.99575504873960308,0.98843744616514639,0.97698397096746159,0.99484211025626579,1.0123324497498825,1.0023869454587899,0.97812284721687603,null,3.875563798261608,0,5.7686101455148783E-3,0.45120673088881991,1.0839161119847394,2.3311700178959945E-2,6.4544479745478597E-2,5.4735786011067059E-3,1.5742892665237616,0.15804174812652186,0,5.6238841917779009E-3,0.29038148407397529,0.20936309924930493,1.518032484267425E-2]
[null,1517,0.99288878744910458,0.96467210311136953,0.97327972916478622,0.99024790312280675,1.01258632126215,0.98568632693726865,1.0014621022408994,null,3.9577955995303435,0,5.7567634318330873E-3,0.44548086671103415,1.1128845252691664,2.4025523520306676E-2,6.3289891484427888E-2,5.4641875694509809E-3,1.6332935644445528,0.1573175410925281,0,5.6238841917778887E-3,0.28737010548398301,0.21364799327124784,1.5154279923704252E-2]
[null,1518,0.97665840618537048,0.99771874253111736,0.97799171897174619,0.95942212096845114,0.98895283198534356,1.0039143983992447,0.97936213597936439,null,3.9260265162115302,0,5.8687183600578171E-3,0.46023637419786495,1.0952308867289409,2.3591004650418732E-2,6.6351575377113323E-2,5.5663549888759246E-3,1.5993923405961807,0.15241340502209369,0,5.6238841917778896E-3,0.29600395139564473,0.21204782820809598,1.5437629214585875E-2]
[null,1519,0.99909776224307212,1.0304162388374665,0.98190045165317741,1.0176690322575055,0.97951806898456462,1.0035502144294657,1.0296245509314046,null,3.864592618712011,0,5.6574961489166409E-3,0.4481099217176695,1.0379560173085725,2.3997538221411627E-2,6.6760872267749127E-2,5.35686306100346E-3,1.6151375153906515,0.16166038983533157,0,5.623884191777893E-3,0.28749450759493317,0.20329597721732218,1.4856628054507692E-2]
[null,1520,0.99885622556229425,1.0243059847507112,0.98576381272180802,0.98149183622833314,1.0263284435052744,1.0206620223956842,0.95956220002359105,null,3.7806124038185493,0,5.7146731738006024E-3,0.45845667912826471,1.0437357756280083,2.2639566416441031E-2,6.6711763314447198E-2,5.4177695939355616E-3,1.5151226876219772,0.15590771201061751,0,5.6238841917778956E-3,0.29341832340877705,0.20426737053619731,1.5025545141907041E-2]
[null,1521,1.0242238525074898,0.96288830955979532,1.0095568402895434,1.0202690611943104,1.004643204293387,0.98651755897599291,0.97065893588365293,null,3.8233367418738577,0,5.1781355409074798E-3,0.44652284859020547,1.0772707137912787,2.3427925564136646E-2,6.339843679643159E-2,4.9156509195542233E-3,1.5368329501083682,0.16203049870605185,0,5.6238841917778974E-3,0.28157581826944605,0.21328317227255433,1.363297820496006E-2]
[null,1522,0.99882341915100215,1.0215303096584201,1.0045237768004798,0.97437960983773608,0.99240457045702324,0.99427328612105259,1.0378044674063038,null,3.8941181477297961,0,5.3548096832207199E-3,0.45368968240399082,1.0447271371546833,2.4566859579970519E-2,6.7759144280345379E-2,5.0699518159062007E-3,1.6336469388951242,0.15475014241144064,0,5.6238841917778956E-3,0.2869873684621303,0.20859093467077786,1.4060913546870604E-2]
[null,1523,1.0076571402862506,0.98384178890659091,1.0055195149349132,1.0185676453076695,1.0094623452626585,1.0062000536326092,1.0053183177488347,null,3.9113029465479316,0,5.3942846289056672E-3,0.45958760360507794,1.0731592688244127,2.4280941523187619E-2,6.5285140947519457E-2,5.1206558369961026E-3,1.6044431057161661,0.16176651305130796,0,5.6238841917779078E-3,0.29053888320787585,0.21268969910182201,1.4201535170687037E-2]
[null,1524,0.97587179561052984,0.95497080573484783,0.99879049339644643,1.0031815022555366,0.97738178899852901,1.0020387353456699,1.0042196604400457,null,4.0880445647068964,0,5.654351036263724E-3,0.47278845965495442,1.1406710164272231,2.5166751556348965E-2,6.5449287944074327E-2,5.3743714783007265E-3,1.6807276172526449,0.15933315706779072,0,5.6238841917778939E-3,0.30013542924572245,0.22352375533891736,1.4905185585407104E-2]
[null,1525,0.99368499100108931,0.98583819683627327,0.98543500179466625,1.0205023916313056,1.0131873837641026,1.0249725747244738,1.0135854494466119,null,3.9812899244325228,0,5.8098704049596517E-3,0.46664986162041239,1.0880902629127676,2.4453866496704488E-2,6.5066088641187667E-2,5.5200013404650286E-3,1.6437386300543024,0.16210496148941919,0,5.6238841917779E-3,0.29872380433467011,0.21181936091934642,1.5309072836428036E-2]
[null,1526,1.02042364317695,0.99211238508929844,1.0428175766596335,0.96752639578823674,0.97931446584705928,1.0402084487358914,1.0086995987879361,null,3.9032830851044831,0,5.0836476073079792E-3,0.4845667042261656,1.0477871602778837,2.466642276688508E-2,6.7170142950262662E-2,4.8322178726181598E-3,1.5924296764209229,0.15360613127126549,0,5.6238841917778974E-3,0.29942978551304678,0.21485302073381771,1.3401586487145421E-2]
[null,1527,0.97236803267956218,1.0034625760618698,1.041730712012952,0.99101445275137801,1.0377812063982963,1.0063580992608201,0.98497731372232245,null,3.987522562317185,0,5.1632463842730316E-3,0.48942342014887547,1.087848650330274,2.4976620172854277E-2,7.1047241023042482E-2,4.8964274486736374E-3,1.612111861603404,0.15733673630287964,0,5.6238841917778939E-3,0.30262908056105597,0.22321222274344846,1.3579664175174869E-2]
[null,1528,0.98811270522091732,1.0437935977640997,1.0248082560971363,0.97915819572714502,1.0115035604732672,1.0145289040921674,1.0121155100410408,null,3.8823889928621735,0,5.2735043272803426E-3,0.47459233444896126,1.0327665974933262,2.4448503035649088E-2,7.0982798905821792E-2,4.9929041979982448E-3,1.5978393435915008,0.15547914147524525,0,5.6238841917778922E-3,0.29648695071233855,0.21060280807329826,1.3847231063538667E-2]
[null,1529,1.0130530231833188,0.9799752259655562,0.98212716372855791,0.98250527674985155,0.98598241733688186,0.99296044957807106,0.97311946423959061,null,3.8137914443933298,0,5.5647694113953455E-3,0.44196189301661365,1.0736763695788292,2.2971504668798739E-2,6.3327026878475412E-2,5.2797959291675158E-3,1.5442221852278217,0.15607415966326901,0,5.6238841917779087E-3,0.28350959428474087,0.20806690891362961,1.4642891451597429E-2]
[null,1530,0.96863401164012353,1.0438529489134558,0.96791942180521739,1.0256794370590705,0.99475434727384182,1.0188377645765392,0.95622780429561516,null,3.8412786727392301,0,6.0868490305026838E-3,0.46249010955016145,1.0587981443732686,2.2765359660408987E-2,6.8639512674634404E-2,5.7643236907746701E-3,1.5404392965113609,0.16295489892735054,0,5.6238841917779017E-3,0.29936072758206739,0.20454259254175697,1.5986672066167076E-2]
[null,1531,1.0110648851973105,0.98851487016092787,1.0074581126392921,1.0071537080153985,0.97239314042250113,1.0077735032398409,1.0026228038515053,null,3.8850585743356989,0,5.358341703520641E-3,0.45909578942410972,1.06454643399882,2.4107823564681521E-2,6.542454058098858E-2,5.0857375881746556E-3,1.5911014309382021,0.15995082430432317,0,5.6238841917778965E-3,0.28987997734403298,0.2114957805792009,1.4104693524905296E-2]
[null,1532,1.0179620607207041,1.0030311943659458,0.99205399650201587,1.0131866286944129,0.95784995341337342,0.99358141999753602,0.99673450086939164,null,3.7959078367124137,0,5.4061610422772256E-3,0.44174582421859176,1.0442041985353019,2.334974074011395E-2,6.478063364673195E-2,5.1233119234694374E-3,1.5545258110437916,0.16093263194346327,0,5.6238841917779043E-3,0.2816102376344744,0.20520882236363869,1.4208901513333021E-2]
[null,1533,1.0008520432614809,0.98890489375119739,0.98601332274976972,1.0019657237819235,0.98012300417328102,1.015152985970823,1.0250500340982667,null,3.9526410557213789,0,5.703100804903819E-3,0.45855984017312601,1.0770556588777191,2.4439181889475029E-2,6.4792307926338791E-2,5.4149585013626286E-3,1.6448058519829518,0.15915955975299967,0,5.6238841917778904E-3,0.29343833144179948,0.21003683288061345,1.5017748908121095E-2]
[null,1534,0.97808330702075863,0.97579868045111073,1.0421877449354782,1.0432003233155007,0.9784741366179629,1.0030484512163682,1.004459716546015,null,4.0651984506757213,0,5.1354185365682292E-3,0.48805656375052525,1.1105885791665708,2.5754402584785455E-2,6.9137541556550067E-2,4.8761305364593268E-3,1.6585037616529212,0.16562122901348245,0,5.6238841917778974E-3,0.30170076748214103,0.22694763619465069,1.3523373082423561E-2]
[null,1535,1.0280868900943372,0.97954321506996345,1.0267749390403953,0.96228057110769816,1.025597619053811,0.97382428883256278,0.95296515655569702,null,3.7321843352552695,0,4.8968574052400274E-3,0.44375513918644155,1.0542069232659332,2.2889005924492122E-2,6.5042708987524234E-2,4.6412671324133513E-3,1.4859686835475707,0.15279633086042166,0,5.6238841917778956E-3,0.27688994272170248,0.21239529971741919,1.2872007124811609E-2]
[null,1536,1.0073487156330108,1.0266519345050646,0.97683580010618098,0.9991335423290123,1.047434604524472,1.0433028410153149,0.99313668186581705,null,3.8200856300994404,0,5.8991445244953944E-3,0.46131345406599583,1.0334986336103675,2.3115326276880031E-2,6.5708310442157816E-2,5.5986577125860873E-3,1.5591616014079694,0.15872371709215591,0,5.6238841917778965E-3,0.29691366448202555,0.20080030833214468,1.5527217009876557E-2]
[null,1537,1.0361987463468934,0.98689243424304951,0.9986056826788634,0.98151120779136136,0.99104023015523712,1.0180421996925437,0.96836599224017472,null,3.7455562013901353,0,5.382205456285395E-3,0.44942218664742173,1.0411715719653041,2.2698987296445424E-2,6.3229159512548053E-2,5.111571311135453E-3,1.5034188567744271,0.15589158636605893,0,5.6238841917778956E-3,0.28533488196612777,0.20485938050577551,1.4176340309398587E-2]
[null,1538,1.0108159699417303,1.0252406298773982,1.0170653487214534,0.98305433985370816,1.0224198062675076,1.0236568637244281,1.0160691364331049,null,3.8484748517607565,0,5.3027199807872388E-3,0.46702848049411205,1.0276282466259221,2.4152884900200778E-2,6.7935032056372691E-2,5.0277879321689251E-3,1.585809041307189,0.15610924052280234,0,5.6238841917779061E-3,0.29314813271381274,0.20737086401017521,1.3943976987006239E-2]
[null,1539,1.0201633423533831,0.98685619017647619,0.9956242605509279,0.96213777073193574,0.98489114371125963,1.0190617483666182,0.96881784328096043,null,3.798771125796427,0,5.5066398358167741E-3,0.45577133968158068,1.0578544043666125,2.2941523205449881E-2,6.4041384709057292E-2,5.2300354025491477E-3,1.5280324202025524,0.15281889951483266,0,5.6238841917778939E-3,0.28990407208353081,0.20755491577585289,1.4504886498447285E-2]
[null,1540,0.9808919644011177,1.016979168666194,1.0348244765178756,0.99449184805667412,0.98472110025018433,0.97523461353779428,1.0444355900652251,null,3.9836411246738339,0,5.0216267050224731E-3,0.46518864532395521,1.0654384669404935,2.571144831295025E-2,7.0718922913114532E-2,4.7504274955539735E-3,1.6728852186675616,0.15789905005102364,0,5.6238841917779087E-3,0.28884711158355386,0.21842482537833829,1.3174750520527873E-2]
[null,1541,1.0050611573971961,1.0087877245224841,0.99756194319367553,1.013671308179585,1.0227678617917719,0.96899063038165434,0.97780952765541496,null,3.7770008400816972,0,5.2736565300094832E-3,0.43730103250630709,1.0513550764177724,2.3155301270681033E-2,6.6248391895381883E-2,4.9891990383466112E-3,1.5331030544858544,0.16100112216848203,0,5.6238841917779E-3,0.27781977398023372,0.20784070541673605,1.3836955240132315E-2]
[null,1542,0.9674176232178564,0.96928745046770659,0.9967106040299214,1.0065809269924979,0.96678455523741624,1.0440500534338453,1.0268756606023881,null,4.1731265623073011,0,5.9537992536959376E-3,0.49543654676127918,1.1346578796735198,2.5836413908169292E-2,6.6661539695203068E-2,5.6668266067455763E-3,1.7322404249443457,0.15987626140864292,0,5.6238841917779009E-3,0.31492062791319192,0.22244368105830736,1.571627539981138E-2]
[null,1543,1.0044100421676523,0.96649558440699868,1.0099505719791542,1.0039513934483706,0.9629476424907647,0.97794783027673415,1.0250959740027972,null,3.9647040758027536,0,5.2267637854522273E-3,0.45094707448044152,1.0945786896258887,2.494367449899329E-2,6.4861754397983071E-2,4.9585413752462797E-3,1.6491732090321882,0.1594384676642665,0,5.6238841917779052E-3,0.28429660472727436,0.21735700976767522,1.3751929826468539E-2]
[null,1544,0.9980234175086502,1.0095757363523439,1.0295752698136404,1.0210396949281508,1.0299955831981242,1.0042274618830607,0.98871469842478044,null,3.8772513431661682,0,5.1450093941527086E-3,0.47019434648162173,1.0549487711614687,2.4247460464265923E-2,6.8776604459273236E-2,4.8770305091366678E-3,1.570695565644608,0.16212215510865211,0,5.6238841917779061E-3,0.29288730016265047,0.21449736532633484,1.3525869050525455E-2]
[null,1545,0.98232381904512445,1.0071878299379442,0.99935927481774889,0.9859576599903892,0.970202743628927,1.0138111002863714,0.95867627328134286,null,3.8780285854036811,0,5.625554285908026E-3,0.47020596726295238,1.0771426429540336,2.3378428131396067E-2,6.7812371292048465E-2,5.3359666119140309E-3,1.5515857163970357,0.15659667976109667,0,5.6238841917779052E-3,0.29839037690602227,0.2127834319643776,1.4798674216926591E-2]
[null,1546,1.0087930786968615,1.0274378923901908,1.0326119368249538,1.0382907032272561,0.96576974308903163,0.9882130944180787,1.0263731577895392,null,3.8475874255767342,0,4.9623696331125644E-3,0.4567788963162574,1.0261555914414855,2.4655082534731993E-2,6.9172930579300212E-2,4.6953150986575919E-3,1.5932995219118593,0.1648565816903767,0,5.6238841917778965E-3,0.28400615053734546,0.21028393812183832,1.3021902786218129E-2]
[null,1547,0.99802047145397088,1.0135767480009159,0.98802769200567986,1.0346048732091611,1.00380249070063,1.0150768243235393,1.0066010995363381,null,3.8859143317623559,0,5.6712383866577816E-3,0.45816596512959584,1.0549056325226271,2.3916797185904573E-2,6.6363468996382388E-2,5.3779105986895646E-3,1.5982586315556169,0.16434101789929872,0,5.6238841917778956E-3,0.29281567782644291,0.20690158332418104,1.4915000918496327E-2]
[null,1548,0.99026870247668553,0.95696829238562431,0.97568820453975491,1.0259006718141499,1.0322096745351994,0.99769456346361851,1.0169665651815019,null,4.0322629224786839,0,5.8209139321914721E-3,0.45416892580608126,1.1241463009520234,2.4688761417401329E-2,6.3206624576056511E-2,5.5308564835912259E-3,1.6738329151575115,0.16297778708559149,0,5.6238841917779043E-3,0.29252767647616312,0.21604092596874869,1.5339178295923236E-2]
[null,1549,0.99011029840812281,1.021652778191837,0.98073142036414651,0.96307316434693346,0.99310513759457864,0.98306358796174809,0.98397800182238626,null,3.8111805445187459,0,5.613999869996153E-3,0.44280312895577484,1.0560205521733246,2.3104879687339167E-2,6.6845352684647613E-2,5.3119142539021884E-3,1.5590266980749083,0.15298936381848269,0,5.6238841917778983E-3,0.28429932875407726,0.20603747395643482,1.4731967838072678E-2]
[null,1550,1.0058492190565231,1.0096582898282924,1.0313428553475952,0.98591563403710625,1.0104129252212584,1.0120189344389834,0.97704302575925739,null,3.8333572837794203,0,5.1253841856023679E-3,0.47106516899549628,1.0464918527563307,2.3802182978590894E-2,6.835719499539121E-2,4.8604622391260959E-3,1.5421642029391818,0.15654250007587764,0,5.6238841917778939E-3,0.29311457836414534,0.21298072152183536,1.3479918907269855E-2]
[null,1551,0.99223506931026673,0.99346651423634391,1.0236986637547365,0.99065391932567015,1.0163184853025109,0.99201778164083831,0.96520392548135292,null,3.8732918711582158,0,5.1898018039162009E-3,0.46615097976865622,1.0780292965725289,2.3823149274922406E-2,6.7945252854443694E-2,4.9203042927737769E-3,1.5524094055344912,0.15730617991567683,0,5.6238841917778939E-3,0.29141089885034172,0.21721643791963038,1.3645883786890085E-2]
[null,1552,1.0155071667060076,1.0073694205524764,1.0414069315526451,0.98506378539467909,1.0403514509312384,0.99593949430459161,0.96499764049627301,null,3.7727440934720207,0,4.8928791933803796E-3,0.4629913454961741,1.0378265794691754,2.3469447985181715E-2,6.821538986437739E-2,4.6364440515823157E-3,1.5063313259026325,0.15639246297542334,0,5.6238841917779017E-3,0.28634102529368261,0.21295043655656004,1.2858630878831913E-2]
[null,1553,0.97460432843752021,0.9793995309898712,0.98502058912056434,0.99079381145307321,0.95866603209166257,1.0154354663038783,1.0076665960902043,null,4.0451599919646526,0,5.8800995304149496E-3,0.47162975182180622,1.1163733001962595,2.472726292825728E-2,6.5975847859309364E-2,5.585806928662943E-3,1.6692819215175909,0.15738643482090942,0,5.6238841917778983E-3,0.30199033736208308,0.21697396699246477,1.5491576875943536E-2]
[null,1554,1.0311844697029777,1.0099278227296102,0.98621051328613363,0.99913613978763305,0.99039944460514351,1.0387622236832927,1.0039086183159669,null,3.7876651131853669,0,5.6417431510404339E-3,0.45396657194481582,1.0246492951229516,2.3186095498667719E-2,6.3938722194020567E-2,5.3575672991199681E-3,1.552216977143188,0.15870978691516183,0,5.6238841917779017E-3,0.29046304817832108,0.20033632667249415,1.4858581175884818E-2]
[null,1555,1.0111327422330603,0.99428992406361294,1.0224562262933752,1.0074895468778799,0.97906343233544924,0.9875268526226838,1.0211016961391692,null,3.8891533853256188,0,5.0823221184102601E-3,0.45468068303301173,1.0571667618017191,2.4632163847125525E-2,6.6641751137740457E-2,4.8169972367056368E-3,1.6095945939725071,0.15998139201307726,0,5.6238841917778965E-3,0.28445629085975438,0.2132818155024517,1.3359373848156834E-2]
[null,1556,1.0360563235864011,1.0228998456741742,0.99887794776728578,0.96583750059236162,1.0084852108697142,1.0150342685577727,0.95391010081592487,null,3.6443227408770422,0,5.3317931572722096E-3,0.44468645431204612,1.0064066924872359,2.196691086942117E-2,6.5047043317023739E-2,5.0536082277402496E-3,1.4518851919081606,0.15340176145186363,0,5.6238841917778974E-3,0.28228035682670155,0.19928704391012683,1.4015586532218093E-2]
[null,1557,1.0062108706457007,0.99021766293058966,1.0257520095145345,0.98709945563945567,0.98161275626299682,1.0103044397674656,0.99322407221940234,null,3.894761050275092,0,5.1924312102149071E-3,0.46978673956078143,1.0661751789293754,2.4279710640026674E-2,6.6957656322549394E-2,4.9284989138162535E-3,1.5832357120545237,0.15673872624889779,0,5.6238841917778939E-3,0.29331581051221667,0.21524295350924613,1.3668610602096915E-2]
[null,1558,0.98368052398741435,0.98626132077699169,0.97734266142782156,1.0068970711584391,0.99089726603502959,1.0389242884412775,1.0184690725825449,null,4.0351673371140846,0,6.0499809220969638E-3,0.47467105344030391,1.0994899732063352,2.4655436172941501E-2,6.5246791096337242E-2,5.7520643909262734E-3,1.6720517750570687,0.15995625872808159,0,5.6238841917778974E-3,0.30541302844025603,0.21240438096858202,1.5952672343571558E-2]
[null,1559,0.9855980818879686,1.0050824299394934,0.98946306231014847,1.0275637745464423,0.9920014308780557,0.96888375608646071,0.99000072303485542,null,3.873326037643992,0,5.4726481448317682E-3,0.44306519483595919,1.0766461544250645,2.3760436150680988E-2,6.685084475587591E-2,5.1784525000014804E-3,1.5859223828142781,0.16322032922181029,0,5.6238841917778939E-3,0.28290994202628894,0.2112592374665487,1.4361827400539517E-2]
[null,1560,1.026864544676189,1.0159973886011457,0.97475550675325984,0.96915966089769201,0.97305335784330227,0.97647033932606897,0.97501377310182702,null,3.6687018872627166,0,5.4494165293904537E-3,0.4221905794366379,1.0241444980264371,2.2118378614125727E-2,6.3810593185384151E-2,5.1557552631664935E-3,1.4922016264990825,0.15396512106146901,0,5.6238841917779E-3,0.2720913199511546,0.19855066827238807,1.4298879290482864E-2]
[null,1561,0.98039774722677375,0.9742542493400359,1.0127094305960596,1.0186860324137694,1.0050473012031704,1.0267268164981556,0.9812286006038774,null,4.02432212006243,0,5.5817888341054608E-3,0.48660505328642917,1.1126085258025527,2.4680877411084334E-2,6.7038348116329194E-2,5.3068767200087847E-3,1.6240747068255845,0.1617742473479197,0,5.6238841917778956E-3,0.30625547638091277,0.22121791598212495,1.4717996831811367E-2]
[null,1562,0.98511073157581208,1.0086390857688454,0.97038430697333999,0.99746070608915149,1.0191089762506826,1.026199396504031,0.96257555856271981,null,3.8678059611084703,0,6.0317848435476867E-3,0.46269660845388072,1.0753655441300811,2.2947439956201389E-2,6.5863901130513797E-2,5.7246150196606357E-3,1.5553440080526924,0.15846785896660001,0,5.6238841917778939E-3,0.29902497428274127,0.20690236701885734,1.5876544749011151E-2]
[null,1563,0.967629754916009,0.98699784714916261,0.99998261616057071,1.009975334031461,1.012650524981821,0.9923820788381662,1.0143048609310019,null,4.0534693339689536,0,5.6020220301787865E-3,0.46905420966614408,1.1147020339362994,2.5175319573755968E-2,6.7803022608356162E-2,5.313021919812728E-3,1.6786387736601776,0.16041037876654771,0,5.6238841917779009E-3,0.29754408660062848,0.22007158525676598,1.4735039818867059E-2]
[null,1564,0.98783924056664241,0.97960483745836568,1.0147825948817282,1.0215402840637808,0.97241992354212137,0.98624558772751236,1.0066199249897863,null,3.982300909525196,0,5.293265988776657E-3,0.46319018483567492,1.0982813820447153,2.4902636059966975E-2,6.6947309196818822E-2,5.0204486032865668E-3,1.636964989765139,0.16222432883289195,0,5.6238841917778922E-3,0.2911470388869481,0.21936835087299889,1.3923622223755212E-2]
[null,1565,1.0154623817922039,1.0011232470744449,0.962511341677045,1.0112483492360755,0.97647608386532481,1.0362256736536868,1.018279864620341,null,3.8700607097118609,0,6.0141094315394553E-3,0.45102447372477117,1.0513892419809914,2.3502290908995586E-2,6.304652876367596E-2,5.7129459258851755E-3,1.6053976026687264,0.16067059788596239,0,5.6238841917779078E-3,0.29294868829644466,0.20091438290279939,1.5844181893365797E-2]
[null,1566,0.9984715000466905,0.98685005870723042,0.99797236185237659,1.0135481253167342,1.0163717213855299,0.99109615281298247,1.006445519154898,null,3.9189308607440303,0,5.4449987861236076E-3,0.45315626107122281,1.0806172538366987,2.426347043208002E-2,6.5577036208066805E-2,5.1637747731539761E-3,1.613922383817566,0.16098092502600847,0,5.6238841917778983E-3,0.2878190972868741,0.21293065243087689,1.4321120455826584E-2]
[null,1567,0.99161304252004101,0.99042191336166263,0.99094089515447159,0.9924788379345596,0.97819953485978939,1.0119901151911088,1.0355027978151832,null,3.9997850474147887,0,5.6779158586677805E-3,0.46317793548357072,1.085034060130339,2.4915959885536736E-2,6.5779866939453049E-2,5.3897306412102729E-3,1.6747911245511291,0.15764512955297455,0,5.6238841917778983E-3,0.2954788382869562,0.21267865119781704,1.4947782412687764E-2]
[null,1568,1.0288764262406866,1.0272426848254668,1.0066312047616002,0.98524825280437067,1.0131078133417208,0.96383743159501101,1.0454681904630623,null,3.7559919610509138,0,5.0123469147722328E-3,0.42645809631994547,1.00866234434478,2.3949977846129959E-2,6.6197079189272562E-2,4.7358306700526522E-3,1.5841457777867938,0.15647314812390292,0,5.6238841917778983E-3,0.26940982746021491,0.20221407408665368,1.3134267946159236E-2]
[null,1569,1.0017622842458276,1.0092122632509968,1.0087970758734714,0.97741416321644492,1.0308138841638832,1.0375834120533267,0.98402500491177314,null,3.8727734891857959,0,5.5331096556896818E-3,0.47620436674023225,1.0533401740870321,2.3731672364852099E-2,6.7192037249128519E-2,5.2542764141764713E-3,1.5667051855193774,0.1552257685629255,0,5.6238841917779043E-3,0.30043383404221213,0.21002328358390837,1.4572116085858965E-2]
[null,1570,1.0352189728754499,1.0166469313308946,1.0151241187751356,0.99324976731925696,1.0326099697343263,0.99904900121395057,0.98559324283567562,null,3.7063003338401255,0,5.0810712251581304E-3,0.44452867498403636,1.0116379211410536,2.2987150438865889E-2,6.5780657184411076E-2,4.8132856595529362E-3,1.5022164819605952,0.15773118029095259,0,5.6238841917778956E-3,0.27935830870692968,0.2033547802805398,1.3349080226567977E-2]
[null,1571,1.0072760587716956,0.96019958704136532,1.0370139010615635,1.033403512743795,0.99500587201642299,0.98040367658988603,1.010888671458348,null,3.9689992306112472,0,4.9410254189265175E-3,0.46223544215762613,1.0955908012038771,2.521701354659241E-2,6.5981321951627966E-2,4.6896668613803632E-3,1.6285532542030865,0.16407382082217295,0,5.6238841917779052E-3,0.28663313941058977,0.22233567361530712,1.3006238066131803E-2]
[null,1572,1.0132720514331781,0.99683023522826708,0.992383971512657,0.96467280302076541,0.97917396270763957,1.024464042738032,0.99254004149218689,null,3.8443891759759983,0,5.6019645190519309E-3,0.45910201960596381,1.0552117691700922,2.3446828884783662E-2,6.4786593178670276E-2,5.3193728829818441E-3,1.5689594750956006,0.15322630344229521,0,5.6238841917779078E-3,0.29261430429412394,0.20694793628240243,1.4752653466353835E-2]
[null,1573,1.008870395037917,1.0018022762005232,0.98541571599695899,1.0274274419300937,1.007876097407886,0.97564978955239112,0.97623084548698769,null,3.7776741684117416,0,5.4325500062993573E-3,0.43479048439979595,1.0554618089673597,2.2964248174802995E-2,6.4893573935237175E-2,5.1434325419631539E-3,1.5323184289015177,0.16320502350548718,0,5.6238841917778956E-3,0.27833254229706872,0.2061085878267922,1.4264703676237627E-2]
[null,1574,1.0198108151352883,1.0355835455640541,1.0167668402254271,1.0418093994244739,1.0245602760784247,0.99835307429273035,1.0190678563319944,null,3.7819575013319038,0,5.1206733561248762E-3,0.44972896409823315,1.008926573555103,2.3931416069223419E-2,6.7846279858040273E-2,4.8458517626020318E-3,1.5608349803626655,0.16544002476611416,0,5.6238841917779E-3,0.28234118802193514,0.20411961352893115,1.3439398473399278E-2]
[null,1575,1.0308143861123695,1.005003135827133,0.98722749779284624,0.95954464314903432,1.0174964886423736,1.002013913114544,0.96625182647859975,null,3.6960252485493252,0,5.4369859926266754E-3,0.43807716286957055,1.0296998421255636,2.2261329002273837E-2,6.3779607668365476E-2,5.1543923614184983E-3,1.4887802935996677,0.15241930552786706,0,5.6238841917779087E-3,0.28011749383043361,0.20125382392181898,1.4295099443188988E-2]
[null,1576,0.9806289953611087,0.97694673822282019,1.0062812775502015,0.98112761324158992,0.99105760704443813,1.0172841560307457,0.98262971195259396,null,3.9989208099900182,0,5.6017232347891684E-3,0.47879157007975093,1.1100675466718819,2.4437491451673659E-2,6.6765098165709566E-2,5.322537877333073E-3,1.6208067616577821,0.15581924425564536,0,5.623884191777893E-3,0.30253638925934334,0.21959057840891785,1.4761431204992168E-2]
[null,1577,0.97350462765737034,0.96894792435302757,1.03350385492193,1.0118112059456443,0.99685708730705103,0.99427303786107157,1.0017841382615211,null,4.0744848704359669,0,5.2152447917176792E-3,0.48296758843547571,1.1242103929866321,2.5623453500419752E-2,6.8533345234941451E-2,4.9513734812048618E-3,1.6655967904352986,0.16065090134905485,0,5.623884191777893E-3,0.30012671306426708,0.2276836220310777,1.3732050517534419E-2]
[null,1578,1.0178068597566121,1.0234503113940803,0.99620303966180757,0.98006979259444116,1.0213063831558895,0.98343223232039756,1.0327526697746783,null,3.7969831784691488,0,5.2875270751665138E-3,0.43670757153911427,1.0241712321029826,2.3841055899308895E-2,6.6074768233988598E-2,5.0026415072933145E-3,1.5905526449227398,0.15566622756435253,0,5.6238841917778904E-3,0.27767784746217444,0.20307859577787507,1.3874236342710665E-2]
[null,1579,1.0167010050424869,1.0138622475922678,0.9988526240706852,1.0336001508128434,0.99209222161495181,1.0156761766352238,0.98697314951812953,null,3.793019643871459,0,5.4450979604670135E-3,0.45432705522369127,1.0342543744383104,2.3292393986357202E-2,6.5826550340357018E-2,5.1635576803771618E-3,1.5383573470649954,0.1641643879693821,0,5.6238841917779078E-3,0.28840461275180146,0.20473005981026363,1.4320518374608208E-2]
[null,1580,0.98851331972967038,0.99484861834661964,0.9971696312974625,0.99363308614477808,1.0058998542039568,1.0132712824809482,0.96122410754361032,null,3.8848600477744681,0,5.6247207307586937E-3,0.46736069232321814,1.0832303737472824,2.3419450689336447E-2,6.6605751780669478E-2,5.33838778718667E-3,1.5561782847921792,0.15781904953210099,0,5.6238841917779043E-3,0.29698943234847053,0.2131140722519447,1.4805389061056582E-2]
[null,1581,0.99144814380925117,0.96569567202419637,1.012765444243394,0.99500004271640252,0.9760170893396205,0.97536013688843948,0.98603361207058626,null,3.9487611272025478,0,5.2506701196815388E-3,0.45677465637316328,1.1094829434165836,2.4396239419216727E-2,6.5839919938766339E-2,4.9807184258951658E-3,1.6071024041993465,0.15801266755249668,0,5.6238841917778956E-3,0.2874711477471048,0.22051378079640405,1.3813435261474891E-2]
[null,1582,0.99246291168835254,0.99742438502776809,1.0101669202518568,1.0229552537373818,0.98068771996434234,0.99111575062106461,0.99440157864204026,null,3.907484934954446,0,5.330011613194195E-3,0.45973655179648115,1.0750221457224773,2.4245862162114586E-2,6.7288930263377858E-2,5.0519347541634514E-3,1.5951205817869842,0.16245615436602931,0,5.6238841917778983E-3,0.28979917072738448,0.21445878544627223,1.4010945350577567E-2]
[null,1583,1.0318684133758274,1.0145916293791017,0.99990214186389026,1.025708391953265,0.99403478294816017,1.0174786073333737,0.9952266590717157,null,3.7524624151535684,0,5.3621141603410949E-3,0.44883069702938294,1.0182605839987549,2.3156615097088655E-2,6.4959353538712905E-2,5.0851670796805415E-3,1.5283268797876608,0.1629093232761821,0,5.6238841917778956E-3,0.28472957033742474,0.20183934369037901,1.4103111286867384E-2]
[null,1584,0.99316746632311137,0.96737036864106507,0.97918832416784185,1.0203498746149653,0.98531721746801204,0.98970570413708614,1.0036628073965297,null,3.9669226363598331,0,5.7049741272983791E-3,0.44935985384963689,1.109041839034999,2.4222879714321195E-2,6.3767811399276952E-2,5.4154407339873532E-3,1.6351484710754178,0.16209049078159685,0,5.6238841917778939E-3,0.28879020378413933,0.21414764959853522,1.5019086323444149E-2]
[null,1585,0.98051167046792898,0.9883731659083308,1.0188432629792943,0.97073685744559868,1.0149256438001968,0.99799419304810644,0.983302567273585,null,3.9594012539664902,0,5.3424005654853753E-3,0.47325844136890849,1.0967460393876918,2.4444423072463115E-2,6.817491689214504E-2,5.0679814864264296E-3,1.6065567315002756,0.15415062489985806,0,5.6238841917778974E-3,0.29673469471084646,0.21993046795119475,1.4055449070386429E-2]
[null,1586,1.0259284712742642,1.003394048512988,0.98791699842201575,1.0080719373253437,1.027844153494379,1.0177256920808975,1.0045204552048956,null,3.8013102265817924,0,5.5420236519646161E-3,0.44787471244123428,1.0361182997552385,2.3351447966975126E-2,6.4045055232639342E-2,5.2588480296871911E-3,1.560819410954686,0.16012658438594965,0,5.6238841917778974E-3,0.28625837974209956,0.20279083261104705,1.4584794922423859E-2]
[null,1587,1.0050265742418252,0.99851152652723718,1.0101997909433771,0.99050971133721888,1.0160177678527131,1.0188804966991039,0.99200586839712246,null,3.8793428229569034,0,5.40946307147096E-3,0.46730934410749259,1.0604811346269201,2.3942839766798337E-2,6.6506287549911822E-2,5.1346479610802831E-3,1.5781943722134375,0.15730340860514691,0,5.6238841917778974E-3,0.29456677413614601,0.21144925219268651,1.4240340676977551E-2]
[null,1588,0.99578723323274332,0.99810495476596772,0.99868121110297925,1.0303959214359277,1.0319821361446635,1.003943845022657,0.97020276092155178,null,3.8621643013806639,0,5.5116891257605792E-3,0.45972929512238864,1.0718366652633946,2.349473834093678E-2,6.6382212169150273E-2,5.227624423421842E-3,1.5539249650339007,0.16365573565625993,0,5.6238841917778965E-3,0.29186506742379426,0.21143760294927616,1.4498199932124116E-2]
[null,1589,1.0432832959149725,1.0174736454524083,0.98316310225098269,0.9882364799401695,0.98042674040794753,1.0282457038747526,1.0085991884650343,null,3.7231704398188006,0,5.548262964578634E-3,0.44199809366227671,1.00589529997851,2.2841075710419063E-2,6.3382009332378281E-2,5.2639391583451231E-3,1.5322981965278153,0.15698301313064694,0,5.6238841917778965E-3,0.28334783748652476,0.19648643903724108,1.4598914567445066E-2]
[null,1590,0.99142612927647378,1.0414044059474383,0.99497145241199469,1.002243019178052,1.0032641033998666,0.98990599121405864,0.98225116016295877,null,3.7854683420056303,0,5.4622374571749654E-3,0.4492300606046587,1.0343107156751106,2.3182726328795041E-2,6.8679685879667385E-2,5.1650105952776946E-3,1.5402259452472324,0.1591899180179587,0,5.6238841917779E-3,0.28585977035039578,0.20513831470916249,1.4324547862766903E-2]
[null,1591,1.0210037975126238,0.99481562885333952,0.98069171081926831,0.98207425973170703,1.0148758420368216,1.0043848229738213,1.0252978729993176,null,3.8476063197377788,0,5.5875663550754434E-3,0.44180906450651503,1.0503206715715496,2.3755019788346255E-2,6.3488300670136069E-2,5.3006171796283457E-3,1.604393271895983,0.15600784998912581,0,5.623884191777893E-3,0.28366820158285566,0.20412636798228731,1.4700636734649027E-2]
[null,1592,0.9990224786219547,1.0244819065555577,1.0076563096805204,0.9691159348800471,0.99676239689036195,0.99749853730721594,0.98848023026641518,null,3.8127488333451742,0,5.3333176490085229E-3,0.45611589230893274,1.0413683726535115,2.3521881766848086E-2,6.8097527755590498E-2,5.0497466572015995E-3,1.5541949302101861,0.15390957592110668,0,5.6238841917778965E-3,0.2879631298985863,0.20823233270878064,1.4004876921659516E-2]
[null,1593,0.99779799800208224,0.96400629858777154,1.008637563358401,0.99798153032579351,0.99991984291570934,0.97876002579495258,1.0396415908739747,null,4.0188551368160015,0,5.282631252796338E-3,0.45406969747168763,1.1046711610768629,2.541595918105833E-2,6.5080531196408692E-2,5.012429548622712E-3,1.6862639967534547,0.15849236797538571,0,5.6238841917778983E-3,0.28649746842797152,0.21910888992436806,1.3901382321197892E-2]
[null,1594,1.0203673194209817,0.96924579020676049,0.99997174409353584,0.97508582266868782,0.98378348524477344,0.99592896380903884,1.0093098639804683,null,3.8823039764495126,0,5.3479934145849537E-3,0.44827131958493305,1.0755090517349783,2.4037479712891715E-2,6.3394140247526348E-2,5.0777765751263059E-3,1.6008215933416021,0.15486903206910776,0,5.6238841917778904E-3,0.28436240289147285,0.2116026749207596,1.4082614593924698E-2]
[null,1595,0.99365686770193473,0.99910055054852287,1.0143302964556948,1.0053454224666771,1.0285043740215845,0.97493839849911335,1.0068427438575391,null,3.9015389803305824,0,5.1896138158421838E-3,0.45275301738633439,1.0716169702443621,2.4446722846138406E-2,6.7557812084736268E-2,4.9139305421133572E-3,1.6070834279025275,0.15965321095271529,0,5.6238841917778939E-3,0.28466575369142649,0.21478565736331257,1.3628206940983129E-2]
[null,1596,0.96550859799185584,0.98572202454739843,0.99884647492345224,0.98527970969321843,1.0031960645807505,1.0028556914103988,0.95907472516811243,null,3.9785301120058438,0,5.6883653591787995E-3,0.47497548154463032,1.1186398143632617,2.3956984486660976E-2,6.7811069110178548E-2,5.3983318717226343E-3,1.5947761140849197,0.15648977015255031,0,5.6238841917778956E-3,0.30151328767958063,0.22006210296842696,1.497163691131467E-2]
[null,1597,0.99137895974129187,0.98841101818945643,0.98978617210110564,1.0001929272276535,1.0225405548107782,0.978857572950938,0.98134062456782578,null,3.8805746712166016,0,5.5085118288521794E-3,0.44705190654301091,1.087501946454841,2.3627517773254805E-2,6.5619601636105349E-2,5.2200180649395085E-3,1.5800297476958727,0.15887219496099911,0,5.6238841917778896E-3,0.28539777555612655,0.21266148557476561,1.4477104593763888E-2]
[null,1598,0.96884342177175764,0.98706796424544785,1.0208945184316474,0.9889225222441167,1.0146257758056894,1.0016367964449349,0.96361495600863023,null,3.9832343580502729,0,5.4043046064267729E-3,0.48179945044470457,1.1111453209382585,2.4368586915769354E-2,6.9056221202369872E-2,5.1280618301752408E-3,1.5955504871295576,0.15703541446112884,0,5.6238841917778983E-3,0.30171047058802269,0.22299869013542761,1.422207481950458E-2]
[null,1599,0.99788541396683661,1.0033894352441612,1.03025407045424,1.0116447819535304,1.0165841718169866,0.9952111466365624,1.0238708897245152,null,3.9370056647181513,0,5.0974859430028465E-3,0.46671002832396785,1.0612122381760394,2.506070483944876E-2,6.8500009402940071E-2,4.8311332211391951E-3,1.6296089913496317,0.16062939011366603,0,5.6238841917778939E-3,0.29059689417077944,0.21593129853759938,1.3398578334163302E-2]
[null,1600,0.99167157546559992,0.98793828374715753,0.99245361405851207,1.0018322514533227,0.99678665479502582,1.0001954075391204,0.99676709149605447,null,3.9309246150828416,0,5.5960186696057028E-3,0.45832989150614667,1.0874192573804053,2.4097520213329827E-2,6.5741041506362716E-2,5.3093245184858842E-3,1.6109145018475479,0.15912851440503131,0,5.623884191777893E-3,0.29210945606884714,0.21312245660225604,1.4724785512259706E-2]
[null,1601,0.96228029938007431,1.0156520853508102,0.97070212841607062,0.97400650990393112,0.97976173595672311,1.0085627583900707,0.97092931519719905,null,3.9314526870384023,0,6.0577027083756774E-3,0.46452213827349759,1.0936207454874538,2.3433240030001794E-2,6.7812522749740478E-2,5.7417508702352427E-3,1.5950434012303401,0.15474118431043224,0,5.6238841917778983E-3,0.30014410363058858,0.2109033499626688,1.5924069010035829E-2]
[null,1602,1.0049720615672824,1.0236918487914779,0.98442579959850951,0.98749859282103547,0.95662921064703377,1.0391843310739532,1.0394700061832347,null,3.9076467042111558,0,5.7997724672923402E-3,0.4638978033090142,1.0380975847440643,2.4276438687627702E-2,6.6190847104244513E-2,5.5039864082983949E-3,1.637207108832696,0.15686389123458111,0,5.6238841917778896E-3,0.29715062579989415,0.20336964905581636,1.5264657310436733E-2]
[null,1603,1.0023363765254671,0.96791947289491964,1.0002864729424714,0.98803762813016571,1.000486904185981,1.0022221599094583,0.97340554363047194,null,3.902250787522664,0,5.4762551090188002E-3,0.45963790411745348,1.0962539146621426,2.3712757415640245E-2,6.4484688923884717E-2,5.2016524176606545E-3,1.5745645690473071,0.15692564425851535,0,5.6238841917779061E-3,0.29151577750728486,0.21538008045342186,1.4426169636589317E-2]
[null,1604,1.0274061303298028,1.0041374281826274,1.0208295638321561,1.0438811804739057,1.040595423337338,1.0124315187585744,0.99209129698386023,null,3.7950136612964966,0,5.1370315773714148E-3,0.45774626605694191,1.0308684320628776,2.3685453978104593E-2,6.5992722772632753E-2,4.8729915869917114E-3,1.5376175784280941,0.16576264659993925,0,5.6238841917778965E-3,0.28665938524542972,0.20780666437488046,1.3514667576198897E-2]
[null,1605,1.0041060720134853,1.0061886750668971,0.98842055425144315,1.0283696926391703,1.0007390857006104,1.0191645640349825,0.99835950685546071,null,3.8694467687837535,0,5.6618528013529954E-3,0.45821583646731695,1.0557934605850245,2.3703744196194417E-2,6.561029524193418E-2,5.3722001592977275E-3,1.582979873629115,0.16334997875026563,0,5.6238841917779061E-3,0.29277538280904403,0.20678480186695422,1.489916368817959E-2]
[null,1606,1.0030986510176303,1.0083098074299306,0.99108048290950768,1.0299457788008493,0.98448742122663557,0.98568753856739533,1.016783783208844,null,3.8642071300388117,0,5.4489896547946087E-3,0.44363583947500312,1.0544920704753418,2.4018301793427944E-2,6.5949622190888013E-2,5.1601832724169896E-3,1.602435267577367,0.16359615139505715,0,5.623884191777893E-3,0.28298746000268443,0.20744617946762425,1.4311159852018109E-2]
[null,1607,1.0227014101467553,1.0205213168516523,0.98973596855917045,0.98412534579569733,1.0239954769530781,0.99795152892293126,1.0019080718420585,null,3.7495049984220215,0,5.4153788642193196E-3,0.43915947277748996,1.0226341353082151,2.3076790085515358E-2,6.5212935924256546E-2,5.1286292380984247E-3,1.5419836519661336,0.15632007077806409,0,5.6238841917779017E-3,0.28036806880310128,0.20118908975511046,1.4223648458474609E-2]
[null,1608,1.0293986903182391,1.0140920656186805,0.99659350224557519,0.99262657309039048,0.99851030642198257,1.0153178712740398,1.0074623655357842,null,3.7716469707551705,0,5.4013652033244874E-3,0.44764117222947458,1.0214816070971733,2.3331368213627506E-2,6.4888125246811826E-2,5.1219275782142361E-3,1.5506073127685862,0.15766005404699135,0,5.6238841917778922E-3,0.28456062008393168,0.20192720230690817,1.4205062195000378E-2]
[null,1609,1.0010352132970053,1.0009003833928856,0.97845846912621115,0.99806547069912976,1.0357879308837781,1.0132690239833619,0.97800363281571145,null,3.8417765828323445,0,5.7704308338342742E-3,0.45331259805444069,1.0652857424522206,2.3128226921363539E-2,6.4925581600657367E-2,5.4749854794179896E-3,1.5581694389092544,0.15855155727035591,0,5.6238841917778939E-3,0.29146488108903135,0.20642589104387832,1.5184226653780986E-2]
[null,1610,0.99329389254796763,1.0182121317833419,1.0296877648491707,1.0110556207114563,0.98853761520663774,0.98321958239090845,0.96777016494188817,null,3.8181699925544299,0,5.052950111154822E-3,0.46118322053208172,1.051415120894976,2.368555397780809E-2,6.9571966395687662E-2,4.7819645998289613E-3,1.5318563074411875,0.16053669925460087,0,5.6238841917778904E-3,0.28725454851207494,0.21405146190497057,1.3262214960591786E-2]
[null,1611,1.0077032078665138,1.0039776414785977,0.97365295829310849,0.96328533381676162,0.99842354653100063,0.9774699486763424,1.0039701318999124,null,3.8061714981173438,0,5.5826724185479154E-3,0.43139388802039313,1.0555957193778807,2.3211017332111179E-2,6.4355467120932708E-2,5.2855083177823945E-3,1.5761880559969614,0.15303353065428502,0,5.623884191777893E-3,0.27821702430766465,0.20419134112825094,1.4658734087854437E-2]
[null,1612,0.97097844905335717,0.99294480261639961,1.0092577212055069,1.0065845242105991,0.97438573325087718,0.99795564009870263,1.0083173953007558,null,4.0279860439697313,0,5.50020240362579E-3,0.47342274226646647,1.1036129515048601,2.5075687600999541E-2,6.8478609290385448E-2,5.2164271635700421E-3,1.659289387845192,0.15985769125089244,0,5.6238841917778965E-3,0.2985939518020137,0.21984776780496776,1.4467145652230557E-2]
[null,1613,0.98713076101052621,1.0219063434558544,0.99871626787138335,0.99994981139962613,0.98921519231563926,1.0270598881601738,0.99665125739066873,null,3.9070811487044557,0,5.6651947807789095E-3,0.4725935881054571,1.0572785751270781,2.4008228082209818E-2,6.8208908888483966E-2,5.3733443020456354E-3,1.5963751147011651,0.15881998729043653,0,5.6238841917779043E-3,0.30002558235893345,0.20953679360446315,1.4902336833181311E-2]
[null,1614,0.99021423859089586,1.0148392490231721,1.0430712179662411,1.0321086262751702,0.99932977202275242,1.0192319907471099,0.99619916350961357,null,3.9343666241897686,0,5.1108642649730042E-3,0.48644404581289075,1.0567281774403847,2.4851345305473387E-2,7.0469445271114123E-2,4.8472871298140619E-3,1.5949889681052731,0.16385892664235599,0,5.6238841917778965E-3,0.30054393293291837,0.21767809632762861,1.3443379295113014E-2]
[null,1615,0.99397904731355979,1.0147300663474532,0.98607014565669071,1.0013312672912122,0.97469005465016278,0.98058631775179739,0.99361561866491455,null,3.8337453439293037,0,5.5223579792871569E-3,0.44266403155564099,1.0582329994237929,2.347370372991785E-2,6.6569047055740627E-2,5.226365355359289E-3,1.5733445844872616,0.15905869110651419,0,5.6238841917778956E-3,0.28325628506722933,0.20732340188004042,1.4494708055313443E-2]
[null,1616,1.0016007246867742,0.99797064777011479,0.99282544263682015,1.0241634403070858,0.96165289214367422,0.98770369601010877,1.0069287507218008,null,3.8784683060896121,0,5.4577840222974992E-3,0.44696246931139,1.0663058436563007,2.398819978816925E-2,6.5627320251436597E-2,5.1719089902724407E-3,1.5988202587623472,0.16267496422135014,0,5.6238841917778904E-3,0.28479838154867948,0.20960917964231446,1.4343679747872587E-2]
[null,1617,0.98345216755236708,0.99689793619264677,1.0184331021882667,0.99741541928464639,0.96693927293883364,0.99775234612242836,0.99266687557623257,null,3.9483758080274529,0,5.3220258709997951E-3,0.47066390712420408,1.0846110797536237,2.4534816981793803E-2,6.8401863775856192E-2,5.0463505658999647E-3,1.6093848124795729,0.15838773021607569,0,5.6238841917778904E-3,0.29518215925911312,0.21786577128765935,1.3995458262878626E-2]
[null,1618,1.0062270964911797,1.0140896421343393,1.0359420048425998,1.0004985793706154,0.98892027937971916,0.99429899621143447,0.98539930608732273,null,3.8220227615586748,0,4.981504552112056E-3,0.46358314745646406,1.0413186807733654,2.3971029178684947E-2,6.8856234140710321E-2,4.7183408925444122E-3,1.5462462773334855,0.15885109249502199,0,5.6238841917778896E-3,0.28765542181638304,0.21309439572183575,1.308576211051681E-2]
[null,1619,0.99436313973660617,0.99458227629537233,1.0339340153422707,0.99786108099848958,1.0205049330046938,0.99269666409172841,1.0145963912518765,null,3.9518647712005404,0,5.0706935593590168E-3,0.46951221250137948,1.0735776437432578,2.5069985810423384E-2,6.850342949703174E-2,4.8072809243717169E-3,1.6276865745307465,0.15843532145608855,0,5.6238841917779009E-3,0.29168913514604172,0.21869757015719957,1.3332426801580768E-2]
[null,1620,1.0179809054901909,1.0429050318730881,0.99309715109165009,0.9867435892576204,0.98083131684482971,1.0004265389334828,0.96674649618380903,null,3.671424683787178,0,5.3961632636828913E-3,0.44155684901654763,1.0061203894570188,2.2271927552121928E-2,6.6845159025854348E-2,5.1052235854993112E-3,1.4779996273986171,0.15673090210794888,0,5.6238841917778904E-3,0.2813062081583696,0.19910194091628186,1.4158735640827765E-2]
[null,1621,0.98156122799102741,0.9755548503559095,1.0318175363523783,1.027016255065238,0.97794623126265523,1.0020774376731914,0.9883365658785237,null,4.0146907647145254,0,5.2255848701922118E-3,0.48154130818822732,1.1079642524857645,2.5071570599003903E-2,6.8226013083255266E-2,4.9615513480874502E-3,1.6259146825423041,0.16306767870679723,0,5.6238841917778956E-3,0.29954684073792287,0.22423829007035098,1.3760277631227814E-2]
[null,1622,1.0129078161944469,0.98639128698233713,1.0163821289511339,0.99755644362750207,0.96684236254391676,1.030392124363382,0.99248072866120607,null,3.8948599713206824,0,5.3689545845946127E-3,0.47299221770131661,1.0639335477528518,2.4097387180287356E-2,6.5740708630362424E-2,5.1023509935088614E-3,1.5803645997118989,0.15841320379705146,0,5.6238841917778922E-3,0.29701610848791782,0.21279414861264342,1.4150768845658935E-2]
[null,1623,1.0212169493609495,0.97459141924601222,0.99520900381827682,1.0364989746694864,1.0117096631310893,0.96573990127450648,0.98830603972106312,null,3.8085280237925865,0,5.2287116438177088E-3,0.4312551958827191,1.0694551929052425,2.3436714669346392E-2,6.33295280596822E-2,4.9548365300880887E-3,1.5531596826898513,0.16463054190570059,0,5.6238841917778956E-3,0.27438109132159716,0.20978841240512583,1.3741654875272664E-2]
[null,1624,1.0082420469254452,1.0096498340432143,0.98963537371880517,1.0051940680904881,0.9943387122770494,1.0130120861857654,1.0074922566288522,null,3.8520237285993737,0,5.587124358000602E-3,0.45357969018419486,1.0479227238247699,2.3719564664864665E-2,6.5591645253899267E-2,5.2986213039329464E-3,1.5862300005160945,0.15966681513556266,0,5.6238841917779017E-3,0.28959247541345445,0.20569033106007267,1.469510140874805E-2]
[null,1625,1.0088062994886198,0.97108084507402659,0.96922129119465961,1.0151808938311093,1.0196444448087005,0.99440974930468962,1.0258028573719005,null,3.9339009439294137,0,5.7582594231795929E-3,0.44029035567690478,1.0888260996369332,2.4134713548812595E-2,6.2371664520926892E-2,5.466344799012428E-3,1.6430990881566734,0.16128490585515656,0,5.6238841917779E-3,0.28475515091095965,0.20864673330990588,1.5160262745526957E-2]
[null,1626,0.98141627262389253,1.0126305174717822,1.0177910506119598,0.98820436763053554,0.98302670638488165,0.98667225425170912,1.000537153249355,null,3.9205794777942948,0,5.2671033046597232E-3,0.4642486414565668,1.0708628029121023,2.4491298113492738E-2,6.9344681309987652E-2,4.9870834690449832E-3,1.6085343228883913,0.15692598675238295,0,5.6238841917779E-3,0.29127347394309799,0.21572331810397996,1.383108795812792E-2]
[null,1627,1.0027232421712542,1.0308632799165267,0.99890436290278717,1.0146689437863323,1.0024339941964551,0.97426117527861866,1.0029975113649152,null,3.786383042185721,0,5.2806121625965695E-3,0.43925163032387671,1.0322267252761905,2.3537684565302912E-2,6.7618826259589954E-2,4.9914517589309771E-3,1.559285372675524,0.16115750719988106,0,5.623884191777893E-3,0.27882582721042537,0.20530154199177272,1.3843202895047426E-2]
[null,1628,1.0072857165838422,1.0384068474817709,1.0257753233988443,0.95685002431932464,0.9986256832101974,1.0027755996847543,1.0243630479902335,null,3.8260097167323308,0,5.1071798407163497E-3,0.46077165553684407,1.0180086755624778,2.4272459220406051E-2,6.9413301080383766E-2,4.8335872704514679E-3,1.5874874114323683,0.15193547130574639,0,5.6238841917778965E-3,0.28768306531800658,0.20768200130401807,1.3405384350565938E-2]
[null,1629,0.99362752480030059,1.0137525795740934,0.9959819496361626,0.97531379654617489,0.98279980831606317,1.037087755536771,0.9543479603457744,null,3.8360518735101881,0,5.7234558023329099E-3,0.4740213493555453,1.0586498046791184,2.2974285354437685E-2,6.7167924018441669E-2,5.4336624485071703E-3,1.5278970788095902,0.15491115215500198,0,5.6238841917778974E-3,0.30144514937777417,0.20858141682224421,1.5069622100083105E-2]
[null,1630,1.0282953493393494,1.0159747517146431,1.0276205466183408,1.0180462530175405,1.0019424644787152,1.0010002047698618,0.97259523049946561,null,3.724708824230671,0,4.9927565657921086E-3,0.45340624105189747,1.0179424327492776,2.3132476250042458E-2,6.6960727423846428E-2,4.7303028195489864E-3,1.4935856690488023,0.16164983063439195,0,5.6238841917779078E-3,0.28276618107661866,0.20678489844566117,1.3118937104594185E-2]
[null,1631,1.0283223687338972,0.98884438485037363,1.0020060431066271,1.0016958000803124,0.96775747303710991,0.97871612915411521,1.0128809852694558,null,3.8033334909424723,0,5.175131997644568E-3,0.43555651730527239,1.0468588287009812,2.3737069619454914E-2,6.4015719732165896E-2,4.9039461965583904E-3,1.5719550094685566,0.15909229836405239,0,5.6238841917779E-3,0.27594766663791831,0.20721716618750213,1.3600516535873164E-2]
[null,1632,0.99944726329569145,0.9941252873396933,0.97421877486906872,0.99478736253738431,0.97697941799751253,1.0066059198502062,0.96971573023105062,null,3.8385316196876884,0,5.7993312789573828E-3,0.44985191545641356,1.0742925975244362,2.2954394833634522E-2,6.4424606625759023E-2,5.5023596689417068E-3,1.5512642433977608,0.15803727488211727,0,5.6238841917778983E-3,0.29001700953281934,0.20710251911233787,1.5260145740645098E-2]
[null,1633,1.0172110874242821,1.0115397983899483,0.99392773505646681,1.0031447681779948,0.99342982052313833,0.96155191002814366,1.0085248188355966,null,3.7648859173315432,0,5.2078389804416291E-3,0.42694039401985345,1.0364443626449567,2.3407148553995068E-2,6.5372371154236594E-2,4.92402669539415E-3,1.5579326982749391,0.15933473946893806,0,5.6238841917779E-3,0.27185324994447618,0.20460467393178056,1.3656207431637063E-2]
[null,1634,1.0086478699351991,1.0319011724284672,1.0206744123088931,1.0381979192191233,0.9824753430968467,0.99541288553996876,0.99777405379355355,null,3.7943518847161051,0,5.122863467773942E-3,0.4551923725414686,1.0231898868635678,2.3805089167145226E-2,6.8655477492481853E-2,4.848040402697029E-3,1.5473467041418076,0.16486041768927548,0,5.6238841917779052E-3,0.28508711733367897,0.20742028995134223,1.3445468408633067E-2]
[null,1635,1.0093537530057284,0.98534086973296153,1.0005862738049798,1.0104456454576807,0.99547282232534362,1.0122746002009873,1.0188576988506952,null,3.9258747117334112,0,5.472718942995035E-3,0.4595820954972239,1.0702754507780727,2.4436788253072623E-2,6.4951886374615367E-2,5.1963784463110712E-3,1.6236462025799061,0.16048415080427192,0,5.6238841917779043E-3,0.29142606160743034,0.21131298924479816,1.4411542898922403E-2]
[null,1636,0.97283425968381543,0.98701092948543556,1.0203021851795144,0.9895392004274719,1.0220069104320244,1.0140326723478716,1.034070517118812,null,4.099871272501419,0,5.4555927327192147E-3,0.48583688153384424,1.1067070784460797,2.5930604952638135E-2,6.873206084195424E-2,5.18015238071989E-3,1.708961947136572,0.15713422029891069,0,5.6238841917779017E-3,0.30434916033828541,0.22250433329407987,1.436654181927355E-2]
[null,1637,1.0055240791204811,0.95613613782449525,1.0135252978644675,0.98530082943482378,0.98811446739088049,1.0040161564808283,1.0020616772023583,null,3.9744390941624843,0,5.3297768022867878E-3,0.46565507747754487,1.1042899225433864,2.4667311192976802E-2,6.4462065414112618E-2,5.0660831161557819E-3,1.6273169302274793,0.1564712384372268,0,5.6238841917779043E-3,0.29292293964040789,0.219243234559415,1.4050184164283811E-2]
[null,1638,1.0143698324989361,1.0009243068883269,0.96715098989531978,0.98686240065192488,0.9914066207836445,1.0142462722873458,1.026826277791504,null,3.8639096575578216,0,5.8363060224591208E-3,0.44329462747028281,1.0522965693948054,2.3656731592426886E-2,6.3385882149421105E-2,5.5377690189350034E-3,1.6145671771121082,0.15678900822608577,0,5.6238841917779095E-3,0.28707638985652795,0.20215957517028585,1.5358349397619627E-2]
[null,1639,0.99406361809458688,0.9718475070374365,0.97040522275095986,1.0216178182594637,0.97214491520482671,1.0217678495441753,1.00685346606273,null,3.9879044723024966,0,5.9888005372382138E-3,0.46017861141204497,1.1040300854777143,2.4180036484767409E-2,6.3407352075420753E-2,5.6931061591421707E-3,1.6438341298455996,0.16230569740144049,0,5.6238841917778983E-3,0.2973937242842305,0.21145748686792068,1.5789158639675647E-2]
[null,1640,1.0349506095323577,1.0165160330496688,1.0061119059651891,0.95268116839636419,1.0039449029480354,0.97392035355330209,1.0020887246831691,null,3.6948937690736501,0,5.0494001660669101E-3,0.42945141754826416,1.0128408893245968,2.3002823056840441E-2,6.5240248027440717E-2,4.7764508302941483E-3,1.5209036784641954,0.15130172388999724,0,5.6238841917778956E-3,0.27138803560079666,0.20216709513458028,1.3246923170933516E-2]
[null,1641,1.0054897456625462,1.0271342136744874,0.97760138167722954,0.98053982009796337,1.0071081588851896,1.0346047738080877,0.98205686863139008,null,3.7964138940416547,0,5.8509466523525965E-3,0.4583727684175945,1.0348781410013097,2.2856793055859855E-2,6.5901898124825206E-2,5.5502756438562881E-3,1.5418477693468595,0.15576874117131939,0,5.6238841917779061E-3,0.29487812776031008,0.20119340693314991,1.539303504714189E-2]
[null,1642,1.0006126494793359,0.9881523711069683,0.9767413838601039,1.021022267337693,1.0086467432341333,0.98488934100636127,1.0138668194031757,null,3.9017508252982043,0,5.6435340228103486E-3,0.44068839410606864,1.0789731394076885,2.3964584915120962E-2,6.4201867636830973E-2,5.349851890943778E-3,1.6191340745420562,0.16220113774576431,0,5.6238841917779052E-3,0.28365577031700062,0.20876447116670249,1.4837183401057082E-2]
[null,1643,0.99615289289791797,0.99254445777301548,1.0295854065322656,1.0265237690589002,1.0131534723295368,1.0253405532084932,0.9967635193159966,null,3.9584396286601642,0,5.2780056409585403E-3,0.48332433725437085,1.0741654690677327,2.4768588409558208E-2,6.7998002315820968E-2,5.0130686140967516E-3,1.6071741196534137,0.16299290874010161,0,5.6238841917779043E-3,0.30106420531366085,0.21768989604664907,1.3903154693935844E-2]
[null,1644,1.0029074439086685,0.99892817766279651,1.0064809536806796,1.0147914639885911,1.0179632492377413,0.96851148691110156,0.98845671016625192,null,3.8277530982949322,0,5.1929613203368502E-3,0.44242257893567682,1.062653904907056,2.3700373858937304E-2,6.643728965958276E-2,4.9153150717677419E-3,1.561447603034299,0.16116531228840564,0,5.6238841917778956E-3,0.27952118875447768,0.21142656214256531,1.3632046770725159E-2]
[null,1645,1.0269720429019915,1.0043507886625651,1.0342323434437204,1.039569757082849,0.98245972728296704,0.99973668355625056,1.0268955461043709,null,3.8448084076274709,0,4.9332786095987935E-3,0.45713839796200934,1.0298453385357946,2.4621458811018657E-2,6.6854218830865286E-2,4.6764398210975945E-3,1.5886303135036888,0.16505715056636433,0,5.6238841917779087E-3,0.28395041127784576,0.2103745183070525,1.2969554429550981E-2]
[null,1646,1.0289713748015643,1.0180450840516875,0.99155152503198862,1.0216796519001783,0.97024263843253089,0.96410191881342877,0.96591290386275519,null,3.6486809117663763,0,5.1821776749657001E-3,0.42175525597753666,1.0185887576434252,2.2220388027168626E-2,6.4803826131709374E-2,4.898794910149008E-3,1.4705517612873535,0.1622824298049072,0,5.6238841917779E-3,0.26895091569756552,0.20060084571932657,1.3586230050421711E-2]
[null,1647,0.95281430912371712,1.0177886429002654,0.99078392993020337,0.99352635169015646,0.99582167356769058,0.98732582004941372,0.97931318121223343,null,3.9706498820927814,0,5.7406581940046596E-3,0.46678043041423828,1.1003411219705406,2.4132706220430327E-2,6.9919087420227191E-2,5.4341926647805856E-3,1.6170541803027949,0.15781175415543122,0,5.6238841917779052E-3,0.29780627386473718,0.2164158164894249,1.5071092592397898E-2]
[null,1648,0.96643721893780432,1.0226657174570848,0.99543703044888832,0.99871323570537152,0.97606420901011437,1.0182030667359361,1.0253019135718946,null,4.0209785299211758,0,5.7754723347883475E-3,0.4768649918539633,1.0794692028006772,2.5003672964202334E-2,6.9495152327519197E-2,5.475141470201182E-3,1.6740717459220267,0.15862856225483177,0,5.623884191777893E-3,0.30335662194194707,0.21358036725299515,1.518465927582479E-2]
[null,1649,0.98885483193276602,0.99990078864068399,0.99876911163544058,1.0080018203319301,1.0070211613660447,0.97895803229135947,0.97593708213289931,null,3.8628158047227479,0,5.4095603673539423E-3,0.45066006457435626,1.0774987105746709,2.3606529618408874E-2,6.6946911302726481E-2,5.1231556631985888E-3,1.5655670819681407,0.16009879053620624,0,5.6238841917778904E-3,0.28609169559566866,0.21280007292105244,1.4208468143896976E-2]
[null,1650,1.0366053236316657,0.99096533489641814,1.0200807294988015,1.0013411098936944,1.0088573479489169,0.98593079024108388,1.011797852931031,null,3.7861551640006459,0,4.977042087065087E-3,0.44216532559315819,1.0347010012831401,2.3862826565151034E-2,6.4691918166530832E-2,4.717618246651495E-3,1.5581123499900758,0.15900864188692432,0,5.6238841917778983E-3,0.27702899668857578,0.2081358855383828,1.3083757937342341E-2]
[null,1651,1.0217025019054884,0.99954842173191427,0.98939010156650176,0.9999777906461299,0.98518423861271986,0.99871640810642504,0.95764261122476491,null,3.7296507091962456,0,5.4476947808959281E-3,0.44182423165590928,1.044074363092417,2.2431340915310155E-2,6.4206950384724543E-2,5.1650716579669225E-3,1.49223868718859,0.15883862648175651,0,5.6238841917779E-3,0.28213045310130225,0.20424007809444791,1.4324717212935368E-2]
[null,1652,0.96904333105569596,1.0026372025220291,1.0011371543533329,0.99812314801040469,1.003272523202942,0.96905035328163858,0.98271265736150071,null,3.9324303450688025,0,5.4347074580372943E-3,0.45563250468683197,1.0964426516163834,2.41443766387342E-2,6.8613751638342727E-2,5.1432753594203356E-3,1.6034627793085836,0.15852619447141728,0,5.6238841917779078E-3,0.28882268472513939,0.21718868214121489,1.4264267748989024E-2]
[null,1653,0.96580816935546554,0.98012415682730158,1.0142497289694781,1.0028458409877437,1.0261244972121584,1.0237459985986443,0.9675820459901322,null,4.0406667291002769,0,5.625666576661666E-3,0.49246257241843872,1.1228216770083277,2.461171141972213E-2,6.8468788537935948E-2,5.3461975782185525E-3,1.6195473121325463,0.15925638836342093,0,5.6238841917779E-3,0.3096482489910995,0.22367856643984263,1.482704859560559E-2]
[null,1654,0.99024422873467688,1.002613027171845,0.98147543323675612,0.97611903377187248,1.0364206065761485,1.0054590828694401,1.0129368649449761,null,3.9251899253892297,0,5.7502869085342325E-3,0.45558277072717257,1.0748603092842677,2.4069823710726346E-2,6.5909287764555208E-2,5.4531047442615745E-3,1.6276810053901511,0.15506065820363615,0,5.6238841917779095E-3,0.29236720144111294,0.20920862382524422,1.5123543014853472E-2]
[null,1655,0.98383161305206523,0.99316107450903779,0.99743885652705599,0.9531010237429427,1.0260907486635737,1.0300731753128558,0.99461887415646622,null,3.9737004525809372,0,5.7435979942601139E-3,0.47807961728394788,1.0901180646583715,2.4263120671194148E-2,6.6851063747141004E-2,5.4564454060305684E-3,1.6242048239178601,0.15138093959335702,0,5.6238841917778974E-3,0.30374992811574458,0.214583355043409,1.5132807946361463E-2]
[null,1656,1.02805319991889,0.96616561972403514,0.99670848204844764,0.96484253054464897,0.99149839249381655,1.0045190506738295,1.0376806392568048,null,3.9125638558035161,0,5.3934817051187502E-3,0.44798556489934938,1.0710195973225494,2.4473760093855389E-2,6.2572007801314763E-2,5.1241124325898677E-3,1.6387829929443993,0.15324691301801396,0,5.6238841917778965E-3,0.28475913402702141,0.21015824914677589,1.4211121630987892E-2]
[null,1657,1.0019523086293107,0.98655731540596148,1.0069346022317804,1.0141536240772291,0.98431728072430247,1.0450535012668623,1.0101977314916233,null,3.9769993865168232,0,5.6151434351325519E-3,0.48131413295655678,1.0763065318430685,2.4648487375959906E-2,6.5885315015594775E-2,5.3401828275709013E-3,1.6300816349584266,0.1610633169636107,0,5.6238841917779017E-3,0.3040074006189763,0.21353327580650805,1.4810367393903184E-2]
[null,1658,0.99022013697395439,0.99575537258312252,1.0169818650152389,0.98709903099524265,0.99219796923954695,0.99689006491489229,1.0294841834350927,null,3.9819395985713855,0,5.2982551143986988E-3,0.4665488710466939,1.0785143269161017,2.5163952511016059E-2,6.7782154413939144E-2,5.0238722878270777E-3,1.6584315545266239,0.15675166239114138,0,5.6238841917779009E-3,0.29286210042692479,0.21660235756460564,1.3933117409130518E-2]
[null,1659,1.0042386768929579,0.98138989547595745,0.9991666852906339,1.0270639878989176,1.0446121257535468,0.96199403870003553,0.98445408706598647,null,3.8453386068376583,0,5.2465292479834044E-3,0.43760222563396273,1.0799841081204531,2.3664620005202693E-2,6.4991771728286546E-2,4.9688243426667875E-3,1.5662862409589915,0.16312577410005563,0,5.6238841917778956E-3,0.27773348346087129,0.21282375511926294,1.3780448424111106E-2]
[null,1660,1.0156559002683376,1.0085830167104097,0.97031814717186138,1.0381742990859144,1.0435336465670155,1.0242478331723066,0.99793565692369013,null,3.8175381649713005,0,5.8401183922551312E-3,0.44786093058218207,1.0430857942599319,2.3141312302521495E-2,6.3876281403826521E-2,5.5421582461986571E-3,1.5634908947933941,0.16493618532649051,0,5.623884191777893E-3,0.28944935899564989,0.20100096085969815,1.5370522401887276E-2]
[null,1661,1.0040796998773225,0.97500294754567773,0.99928966842455469,0.99680176484954064,1.0000035193463761,1.0159743838214643,1.0055541366834164,null,3.9481569864180108,0,5.5465007528113178E-3,0.46431732730887459,1.0868766982413025,2.4350046091597789E-2,6.467932623442367E-2,5.2702341153245801E-3,1.6211818437968868,0.15831912155455469,0,5.6238841917779009E-3,0.29466623636375544,0.21380239638395387,1.461637288836869E-2]
[null,1662,0.99655663112793447,0.9850848804641229,1.0072887965038355,1.0003898351839819,1.0081461973310959,0.99003757589144736,1.0089094784784911,null,3.9365264611653901,0,5.3457112047594312E-3,0.45742546890613989,1.0836385994983868,2.4519267508771873E-2,6.6186823744170356E-2,5.0697891172643275E-3,1.6223796978014005,0.1588768779695533,0,5.6238841917779061E-3,0.28885555845129035,0.21523574286001637,1.4060462321371694E-2]
[null,1663,1.0144070720580569,0.98657812191624483,0.99137507942802983,0.95957581211466381,0.96504644209394652,0.98850095048994335,0.99105613056530972,null,3.8204533646852887,0,5.4201283434895421E-3,0.44224814540954083,1.064543481652215,2.3347034851589631E-2,6.4133310738080943E-2,5.1395272762857682E-3,1.5637169462558953,0.15241818481265482,0,5.623884191777893E-3,0.28205025851319682,0.20839884644517945,1.4253872882364006E-2]
[null,1664,0.97595575124397327,1.0043323703823117,1.0003303171608997,1.0277078403288835,0.97657337686493795,0.99588119757902693,1.0176236625508508,null,3.9937765817977682,0,5.5534453870844484E-3,0.46513765664624573,1.0870076072587218,2.4897986245457367E-2,6.8165977636216665E-2,5.2632048826356638E-3,1.6550299588259403,0.16322622013583121,0,5.6238841917779017E-3,0.29499583962073178,0.21538481360094539,1.4596878140345717E-2]
[null,1665,1.0220847036819618,0.99545829213810944,1.0177299571000971,1.0016309112788608,0.99848011427848693,0.99805204711911299,0.99690408730622382,null,3.8158362887678798,0,5.1312355689018974E-3,0.45288409632711363,1.0451167023681618,2.3799630480939832E-2,6.569935048751567E-2,4.8658867307679148E-3,1.55646221422196,0.15905820218621941,0,5.6238841917778956E-3,0.2841539173768251,0.20980867687028262,1.3494963095218949E-2]
[null,1666,0.9694796284646412,1.0373092959421311,0.9799117518775049,0.98283266622254073,0.98533173274937313,1.0220259310015645,1.0358484604260572,null,3.9865977824161818,0,5.9558129036706622E-3,0.46926056166165725,1.0630985844724175,2.4678693566786449E-2,6.9028732781762553E-2,5.6430815508910813E-3,1.6740253838531227,0.15612950150099805,0,5.6238841917779017E-3,0.30144206605665003,0.20797268439652877,1.5650421287255877E-2]
[null,1667,0.99194669089289544,1.02740628675752,0.96744031126554908,0.9975993337916701,0.99048133385547599,0.98458964922346548,0.97325676954016416,null,3.7744807854093669,0,5.7649601509741572E-3,0.43693271431036251,1.0496729930608981,2.2621993237169073E-2,6.6170855060096942E-2,5.4535807744301133E-3,1.5347610662957365,0.15849440706826012,0,5.6238841917779078E-3,0.28290426748399711,0.2024851208492125,1.512486322839565E-2]
[null,1668,1.0380331557338778,1.0207118053986672,0.95950292736577436,0.98547092033073136,0.98708904979376444,0.95682523010257348,1.0240538901253198,null,3.67072866419822,0,5.4489894957520605E-3,0.40278747893924649,1.0100149850662894,2.2539467060823867E-2,6.2434253957770532E-2,5.1480053719955166E-3,1.5408583738131441,0.15657957567461617,0,5.6238841917778983E-3,0.26212229103957463,0.19379195269759608,1.4277385881135085E-2]
[null,1669,0.99979263982707678,1.0429153053021389,0.97536110554924715,0.99545942660037323,1.029748425163741,0.9775532378921713,1.0279935489040095,null,3.7983880041844262,0,5.5717487380605255E-3,0.43185961261498651,1.0260113442730627,2.3540401093631924E-2,6.6927497771318428E-2,5.264310254490148E-3,1.5934085160893492,0.15814229575304303,0,5.6238841917778974E-3,0.27821600302994709,0.20036594409203209,1.4599943758846132E-2]
[null,1670,0.988970934202685,1.0174567406197337,1.0049593088044735,0.98249374979490178,1.0168317231390986,0.99230436101066655,0.98428954251349021,null,3.8526295506378561,0,5.3961167805389888E-3,0.45782907309455811,1.0591079007706601,2.3689005411532141E-2,6.8249054847338342E-2,5.109578470027582E-3,1.5676946504209199,0.15603817524882527,0,5.6238841917778922E-3,0.28952764268028575,0.21098588888290498,1.4170813399568298E-2]
[null,1671,1.0124798104501962,1.0247493352320769,1.0255666907650736,0.99325334338407101,1.0464053960409982,0.98847099602805288,1.00616018841473,null,3.7966100146146919,0,5.0217665224695056E-3,0.45273762430805159,1.0256209232655789,2.394513833156189E-2,6.8334541842857671E-2,4.7522554914829346E-3,1.5584368371974753,0.15771616055573859,0,5.6238841917779061E-3,0.28270299689982742,0.20858159880111427,1.3179820251691884E-2]
[null,1672,1.010839612880958,0.98155144753267765,1.0388328728457021,1.0182126561670359,0.96611843953403231,0.96229579652822839,1.0132135178695236,null,3.8895348274078292,0,4.7962299177681713E-3,0.45014573055577012,1.0689336864440859,2.4842571509087433E-2,6.6998158637252794E-2,4.5423998392419953E-3,1.6019458097370918,0.16165920405248324,0,5.6238841917779E-3,0.27882945899042327,0.21821234302341436,1.2597810344965668E-2]
[null,1673,1.0128957249790527,1.0022787890678604,1.0238280861447113,1.0073685922530629,1.0358591441736493,1.0301404472153457,0.97783938397830894,null,3.8429520667490884,0,5.2700393492412989E-3,0.47428997593613648,1.0471963546963277,2.374057869101907E-2,6.7027424368593547E-2,5.0042865995589955E-3,1.543649152302605,0.15996011134163043,0,5.6238841917779017E-3,0.29647548807423546,0.21137605108430849,1.3878798812131336E-2]
[null,1674,1.010353082633916,1.0098383836808749,1.0370091234875591,0.99712717335095546,1.0007768785382256,1.0159433914024487,0.98584460163578735,null,3.8402876551574452,0,5.0613203550952772E-3,0.47317033186008151,1.0411139668017089,2.4036251535551272E-2,6.8417771967097252E-2,4.8006762695945327E-3,1.5501176569717943,0.15831422140308235,0,5.6238841917778974E-3,0.29341473493661374,0.21302537000490704,1.3314109570332622E-2]
[null,1675,1.0144970044891017,1.0001926022071597,1.0157981647461556,0.95929271906108915,1.0088455267731891,0.98969700501399316,1.025258218210924,null,3.8612211285883107,0,5.143103859429109E-3,0.45101056858806821,1.0483753683363499,2.4359020395776556E-2,6.6316946071587529E-2,4.8736865803181229E-3,1.6061351102775623,0.15233772038515545,0,5.6238841917779017E-3,0.28331434661840205,0.21050098594449693,1.3516595058240766E-2]
[null,1676,0.98741686080078184,0.99373030214997249,0.97077814714765043,0.99019541199842886,1.0093981525552218,1.0262158622598494,1.0166839298436006,null,3.9799907296148302,0,6.0279174140144458E-3,0.46329254024578714,1.088119610862595,2.4232436459188753E-2,6.497568574486251E-2,5.7252529921738137E-3,1.6522342632541307,0.15731301213181079,0,5.6238841917779061E-3,0.29933515318616721,0.20928849386979445,1.5878314090551036E-2]
[null,1677,1.0011600556003339,1.0063881626819156,1.0263909290122781,1.002426607089326,0.98790432728377631,0.99358575741352417,0.98712740710363678,null,3.8532641760068183,0,5.1114155871633156E-3,0.46252805728222018,1.0551138332015122,2.4042562727907529E-2,6.8191379140803574E-2,4.8431402952059735E-3,1.5629497305792019,0.15917152138571769,0,5.6238841917779009E-3,0.28867126357608169,0.21380834067525678,1.343187853829427E-2]
[null,1678,0.98200959439850721,1.007879488568024,0.99793489411456171,1.0195241414507938,0.99834467705060692,1.0411596063419426,1.0190480261268722,null,4.0119893002519582,0,5.7957843499395756E-3,0.48305431949878563,1.0769206079216145,2.4865381267362163E-2,6.7779636022533826E-2,5.5050815095445422E-3,1.6571938433924898,0.16193014825744334,0,5.6238841917778974E-3,0.30681580413994836,0.21282868395578086,1.5267694444615966E-2]
[null,1679,0.9766280740652894,0.99910364868718871,1.0140902612942022,1.0027985202203276,0.95985702787616811,1.0170966364296281,0.99599156710867653,null,3.9951363573080685,0,5.5112016692454215E-3,0.48158294567766252,1.0903223100503323,2.4747646043400313E-2,6.8720578526981962E-2,5.2305692022595086E-3,1.6296206911674165,0.15924911466612413,0,5.6238841917778956E-3,0.30283712537546886,0.2182063271468884,1.4506366929001913E-2]
[null,1680,0.97887981674204261,0.97948735797772368,1.0047682805687961,0.9730061190014303,0.98344180667962866,1.040680085570673,1.0020888793008562,null,4.0564044990266988,0,5.7565328818956997E-3,0.49032754244484444,1.1094557619168879,2.4933159332947683E-2,6.6925215927864781E-2,5.4753896033641848E-3,1.6602842478282662,0.15453164548779119,0,5.6238841917779017E-3,0.31011613399093085,0.21930270374002053,1.5185347443894189E-2]
[null,1681,1.0164681638453146,0.966186859408529,0.9626533071708202,1.028140821265674,1.0396126705741129,1.0170474547143007,0.99454132408402163,null,3.8879158711271051,0,5.9307050184301321E-3,0.44530809714415381,1.0864516389902508,2.3357445862342997E-2,6.1271399508229865E-2,5.6381475457564934E-3,1.5916027413050911,0.16335430613105723,0,5.6238841917779052E-3,0.28920953819902018,0.20639263986205059,1.5636737405799718E-2]
[null,1682,1.0140371630844092,0.97820350936691625,1.0029441881260106,0.97213207027397697,1.0326063292131864,0.97225213312198899,0.98711754795881801,null,3.825425559519219,0,5.2126402376612528E-3,0.44002920755005792,1.0725026295214752,2.3539547110204791E-2,6.442864003218525E-2,4.9404816004959013E-3,1.5609993235782689,0.15439551653795697,0,5.6238841917778965E-3,0.27861905143469479,0.21185807502907528,1.3701843170685273E-2]
[null,1683,0.97418560126875642,1.009860239975068,1.0000372531061792,0.97901287869418552,0.97163383233805578,1.0400089322640604,0.97240470721555672,null,3.9542218875774586,0,5.8082792174378424E-3,0.48706059339623697,1.0833429254519806,2.3927482393685251E-2,6.8563975652136705E-2,5.5160841492306913E-3,1.5920526627923333,0.15549265353438538,0,5.6238841917779061E-3,0.30895592120028226,0.21419577506441462,1.5298208968428388E-2]
[null,1684,0.96843946241842727,1.0008138378351839,0.97294733149852008,1.0223505763399232,0.96456494546675253,1.0214149728055033,0.98100999170941683,null,3.9800446937488743,0,6.0823550392709539E-3,0.47022733103012315,1.1017629629879788,2.3881808630183091E-2,6.675506049462876E-2,5.7734481219659387E-3,1.6179023151717489,0.16241811333008641,0,5.6238841917779078E-3,0.30339749678440636,0.21237265044505682,1.6011977600184638E-2]
[null,1685,1.0220330876035058,1.0348553218267669,0.98998451683973832,1.0170633096520043,0.98156563017129961,1.0113635038320732,0.99897123891115924,null,3.7378884392830019,0,5.4761331207181223E-3,0.44441905575174934,1.0098099954420663,2.2997286200536083E-2,6.5984888189026869E-2,5.1862082188374398E-3,1.5305652045922009,0.16155160498409307,0,5.6238841917778974E-3,0.28368170664498515,0.19916140121621789,1.4383336972228959E-2]
[null,1686,0.99463201634608978,0.98803501936775662,1.0002462259296117,0.97405523799117333,0.98853157669137681,1.0304410517444234,1.001260325445255,null,3.9601873735661162,0,5.6548179030325562E-3,0.47477393527622391,1.0833315655254765,2.4329047541617903E-2,6.6032704678063853E-2,5.3735887428406053E-3,1.6219851613429255,0.15470494260047679,0,5.6238841917779078E-3,0.30112302544615882,0.21366132136267946,1.490301476090335E-2]
[null,1687,0.98214122140573434,1.0271230823494777,1.0110840012397038,1.0325145277415608,1.0369876571567729,0.97373056230112209,0.99309741667659734,null,3.8636774380144017,0,5.2554589550031184E-3,0.45338041796448852,1.0563559897688546,2.4066308758156893E-2,6.9629729690661515E-2,4.968508257436788E-3,1.579362638825407,0.16397283875752405,0,5.6238841917778965E-3,0.28563086201547089,0.21216214694063149,1.3779571798996344E-2]
[null,1688,0.99601193774397323,1.0272107855703252,0.99674698519086613,0.98340372129278841,1.000711599269474,0.99958987630660445,1.0261822427910634,null,3.8765022889225711,0,5.4823854340136534E-3,0.45386484107005226,1.0428914999488084,2.4211065604003552E-2,6.7748720520647177E-2,5.1907647907721011E-3,1.6164888726199256,0.15619494811977724,0,5.6238841917779009E-3,0.28848933342699645,0.20688476997661043,1.4395974087209494E-2]
[null,1689,1.0113953321797708,1.0018897057462204,1.0056797971770819,1.0317175604793183,0.9853146011441597,0.99033254514683844,0.98842840209349347,null,3.81632002684914,0,5.2716412293327217E-3,0.44854388342815243,1.0508488428343956,2.359105214844695E-2,6.5982557999775454E-2,4.9952238943124514E-3,1.5518084877091898,0.16385470127920684,0,5.6238841917779052E-3,0.2835291965204218,0.20896017360504587,1.3853664467743169E-2]
[null,1690,0.97897590853325911,1.0058703411187873,0.99890227549619559,0.98528429357422287,0.96005436012525303,1.0260372030043508,0.98370476735975554,null,3.9480266933448647,0,5.7196026688856056E-3,0.47775700508777402,1.0822161465290063,2.4058317925815548E-2,6.7945669305544631E-2,5.4290427343959757E-3,1.6021332639920274,0.15649041470822658,0,5.6238841917779052E-3,0.30326845938897179,0.21376728228248332,1.505680986772126E-2]
[null,1691,0.98378384192099966,0.97361059415895457,0.97239530272675534,0.97541058589183782,1.0128181189871546,1.0099296115276504,1.0182280801273593,null,4.0235854770318626,0,5.9546259670946898E-3,0.45995689106682636,1.1134492277589201,2.4530857224104231E-2,6.4282569439972723E-2,5.6566602813872442E-3,1.6746682907186154,0.15496171004371109,0,5.6238841917778983E-3,0.29687485829637139,0.21384707368209444,1.5688080295174604E-2]
[null,1692,0.99903053280413601,1.0279531213273001,0.97074220473065997,0.99344203826199862,1.0027764380544966,0.95778939566779853,1.0080794319873045,null,3.776044322444458,0,5.5295259770225275E-3,0.42255194678858449,1.0414041205671991,2.3146012340398307E-2,6.5936739288524795E-2,5.2223512525541643E-3,1.5703867042879061,0.15782886078928215,0,5.6238841917778904E-3,0.27301873081284689,0.20197092268790887,1.4483575414499374E-2]
[null,1693,0.99130061655970658,1.0225450359367947,0.97316923846562331,0.98290983309512603,0.97296607635591403,0.99564313577732655,1.0325965288670493,null,3.8954788942905205,0,5.7686673263033263E-3,0.44514979066986493,1.0545753782343683,2.4056276641011856E-2,6.6331519226269967E-2,5.4619275401820459E-3,1.6369099092265669,0.15615193215492351,0,5.6238841917778956E-3,0.28717666562836841,0.20466226610447541,1.5148011999014279E-2]
[null,1694,1.0053799934840688,1.0174316434476496,1.0028735868729177,0.96100173101417896,0.99939890197511627,0.99370757533699239,0.97278826595905321,null,3.7708984021764449,0,5.3389015340706697E-3,0.45020623755965139,1.0420400500213343,2.3014480790101457E-2,6.7002832150357114E-2,5.0558083466144639E-3,1.524466916075524,0.15262788170310135,0,5.623884191777893E-3,0.28507546362022496,0.20710206094933845,1.4021688302492537E-2]
[null,1695,1.0013661994967746,0.98970663620767974,0.97500784642017402,0.96969545074177654,0.98506591389641396,0.97049661590521219,0.97367433941126935,null,3.8056323813202262,0,5.5755709957254632E-3,0.43274634305690629,1.0767135277027768,2.2877329674104437E-2,6.4126311155119964E-2,5.2806832708947394E-3,1.5484657394721635,0.1540498632055961,0,5.6238841917779017E-3,0.27884965670699369,0.20782926149036574,1.4645352389248533E-2]
[null,1696,0.99336056490319347,1.003895552932365,1.0284289717203448,0.97725349572376374,0.98789698337377363,1.0293096602095364,1.0192220688884319,null,3.976661035656059,0,5.3161152094315725E-3,0.48496566026987936,1.0657114906706435,2.5082402613516276E-2,6.8723259483733784E-2,5.0474123521664516E-3,1.6390041481885909,0.15517139563035134,0,5.6238841917779061E-3,0.30229928486870317,0.21634980959423286,1.399840300189005E-2]
[null,1697,1.0011838187399753,1.0418382576583678,0.99343454773354178,0.98477916279894862,1.0037580875796712,0.98365669401973699,1.0154356395954387,null,3.7913367982685817,0,5.3918266833238122E-3,0.44124153359328477,1.0239643404982444,2.3585136957510619E-2,6.7934001096873212E-2,5.0964508570041627E-3,1.5745910928960571,0.15641837354124286,0,5.6238841917779052E-3,0.28104605604121485,0.20309334976592591,1.4134405512767484E-2]
[null,1698,1.0328306918137093,1.0066907743269855,0.99059796726770877,1.0191708339492624,1.0049247510623776,1.0102892561226064,1.013056237353148,null,3.7791801907311573,0,5.4311667780064131E-3,0.44218773464516242,1.0257461509705312,2.3394489629219355E-2,6.3941772990363119E-2,5.1507422458593657E-3,1.5587578967477076,0.16188541340308304,0,5.6238841917779095E-3,0.28214896958366387,0.20148932682370804,1.4284976278082761E-2]
[null,1699,0.98366790258859849,0.97900327350472405,1.0011269872561352,0.98719656921050969,1.0026777380565399,1.0014373562805101,1.0076226982001457,null,4.0043500214967906,0,5.555260305610786E-3,0.46715004377321201,1.1049339878763966,2.4760729799542101E-2,6.634698270462687E-2,5.2734474481736255E-3,1.650334435610368,0.15679080364086967,0,5.6238841917778956E-3,0.29612545370080162,0.21794022836850224,1.4625284688130966E-2]
[null,1700,0.97275448402478171,1.0066715617121218,0.97451380679293997,0.98905474939084748,0.95576624184961889,0.98929185016338483,1.0043360035815672,null,3.9494603612302228,0,5.8400411508822718E-3,0.45268267292622416,1.0906557755063941,2.4061476507634311E-2,6.6861934717651783E-2,5.5321109969194036E-3,1.634480058748637,0.15712611275401991,0,5.6238841917778974E-3,0.29178740817795346,0.21114631031317785,1.534265754071518E-2]
[null,1701,1.0212756910151084,0.96872363164955988,0.99213387495637428,0.98423799676400425,1.0083488064491273,0.99749607590126321,0.98281364636407964,null,3.8358543024228706,0,5.4408270855592694E-3,0.44557499289043662,1.0758532320851206,2.3338667058300271E-2,6.2845930680830497E-2,5.1664919828820358E-3,1.5582041507659325,0.15633436667156481,0,5.6238841917779009E-3,0.28403711593009806,0.20998764093487068,1.4328656316612298E-2]
[null,1702,1.0021810185473226,0.99062645248030501,1.0269694286739437,0.97041623707280789,1.0309741133745487,0.95619868430950139,0.96827153929223964,null,3.8073913137544362,0,4.9211363018690666E-3,0.44549166565547704,1.0699242227377819,2.3586491747676016E-2,6.7324270896638699E-2,4.6567363673548443E-3,1.5345456602027516,0.15408787500880067,0,5.6238841917779017E-3,0.27794052911222195,0.2162162049119275,1.2914909223893923E-2]
[null,1703,1.0304439371703695,0.9953450748204089,0.99729164289329775,0.99113913172765389,0.98414374705844787,0.99863607906301388,1.0041182848681633,null,3.7846219480185157,0,5.3160984406306726E-3,0.44151899808342709,1.0386475147628855,2.3400425308600967E-2,6.3927647169161092E-2,5.0413802979621869E-3,1.555020989604293,0.15742275019208815,0,5.6238841917779043E-3,0.28054671532990377,0.20480606770822857,1.3981673810813697E-2]
[null,1704,0.99243481986495996,0.96564402990724296,0.99589540124562126,0.98002440301886917,1.0463420109139203,0.99684339033388458,0.96633337000267938,null,3.9231410139597371,0,5.5543327962512328E-3,0.46005585457567172,1.1101092760632605,2.368117495602769E-2,6.4740871861796792E-2,5.2749374113360064E-3,1.5792117856112002,0.15565947672878636,0,5.623884191777893E-3,0.29257984470257614,0.21712882372828227,1.4629416925275413E-2]
[null,1705,1.0306316879143829,1.015432274039467,1.0016151978288614,0.98172983444965056,1.0007759177143241,0.98585775842673129,0.98903799030563888,null,3.7062180438835641,0,5.1823221565013133E-3,0.43521950907527773,1.0185250530649024,2.2859913288491976E-2,6.5184027677082076E-2,4.9058591992440434E-3,1.5114369258335931,0.1559218263456367,0,5.6238841917779017E-3,0.27580109128989255,0.20231645405091131,1.3605822023253439E-2]
[null,1706,0.97217173792804246,0.99458620277124221,1.0417251868217614,0.99534161885804129,1.0156100819200202,1.0128073844123677,0.99938441924058496,null,4.0402166607294863,0,5.2052189628876231E-3,0.49378923294526661,1.0972999845948157,2.546048609454361E-2,7.0570448136449485E-2,4.9401861962675847E-3,1.6458197933326391,0.15802373970159059,0,5.6238841917779052E-3,0.30532964549914621,0.22486345509798444,1.3701023901890111E-2]
[null,1707,1.0156020617630255,1.0093476658211415,1.0255361363292312,0.98266504732715454,0.99788381996161757,0.98004870118931298,0.9779331995328111,null,3.7618469809935426,0,4.9765857558504685E-3,0.44877045796210341,1.0372909448997065,2.3390192697032391E-2,6.7322596843874066E-2,4.7110412364840537E-3,1.5202523526055096,0.15603491708608572,0,5.6238841917779078E-3,0.2802310033893185,0.21013065846233747,1.306551737515965E-2]
[null,1708,1.002692716771763,0.99599799129307276,1.0013170559631783,1.003591003275309,0.99874459154094908,1.0243084897779833,0.99985482520351154,null,3.9086613340066005,0,5.5559365891274222E-3,0.46762719260398661,1.0663463721419637,2.4084678620637259E-2,6.597953073271963E-2,5.2758462193560028E-3,1.5979882162268226,0.15939434880068348,0,5.6238841917778904E-3,0.29639291385517663,0.21087234980544803,1.4631937397158361E-2]
[null,1709,0.98954791469345116,1.0086785831238443,1.0007144987439129,1.0334535968011067,0.97435619201563661,0.98230929534773226,0.98593490514154003,null,3.8665566180305997,0,5.3942570814787295E-3,0.45187355285665443,1.0676478977597443,2.3810394603943515E-2,6.7480814737248096E-2,5.1072689305215599E-3,1.5739494920656361,0.16413819037079103,0,5.6238841917778983E-3,0.28651515342269546,0.21163981800899104,1.4164408164073671E-2]
[null,1710,1.0358630548164407,0.98516566925391302,1.0225062826990288,1.0058347323552503,0.972824509177595,1.0229155881509946,0.99665155277992112,null,3.8186681383027681,0,5.1462211706661673E-3,0.46155649876932964,1.0410125409715518,2.3815254212841887E-2,6.4587642478189822E-2,4.8891134617672647E-3,1.5509219831294307,0.15971854493512055,0,5.6238841917778983E-3,0.28874908332666521,0.20938043430185244,1.355937969490608E-2]
[null,1711,1.0010218022837716,0.97861211163730288,1.002803352871557,0.97719430068231872,0.96288420037022704,1.0007392150107732,0.98149562576487492,null,3.8945041334118091,0,5.4363549263282468E-3,0.45943142335215698,1.0860292953683983,2.3805814210367891E-2,6.5278992798919744E-2,5.1604862951639347E-3,1.5798444438694585,0.15519971638042859,0,5.6238841917778956E-3,0.29092963089158713,0.21432480073000212,1.4312000249876363E-2]
[null,1712,0.99323784344311594,1.0216746081733736,1.0242142449179754,0.96841291018692066,0.98577540172325306,1.0124432291461052,1.005235609598955,null,3.8934356628224753,0,5.2607960477073007E-3,0.47309263635024773,1.0486072937526478,2.4396613218088836E-2,6.9408398470768573E-2,4.9859251046158719E-3,1.596571592164409,0.15377377556173544,0,5.6238841917779078E-3,0.29565728663916285,0.21275117804575394,1.3827875370970308E-2]
[null,1713,0.97703177370834149,1.0056883017914962,1.0084346852464174,0.9978728087559261,0.98733021562208934,1.0105067637341911,1.0426184372731389,null,4.044582057985382,0,5.5325716793350093E-3,0.47505411303451028,1.0836347331126008,2.5560443695876782E-2,6.8681833175038162E-2,5.2472424300063535E-3,1.6970790483479243,0.1584754075866891,0,5.6238841917779043E-3,0.2997752660234792,0.21643004990664869,1.455260816016315E-2]
[null,1714,0.98919636251569787,0.98352543831146666,1.0135345751310552,1.0439327650654553,0.99316963105024691,0.96631714303034033,1.0378115805755457,null,4.0002560407972219,0,5.1892972925466777E-3,0.45180684534108234,1.0927364109869637,2.5463645240513647E-2,6.6986194716453659E-2,4.9152859137491607E-3,1.6757613150259907,0.1657823005183382,0,5.6238841917778956E-3,0.28421000822037845,0.21852748203012279,1.3631965904398743E-2]
[null,1715,0.98805152153001941,0.98885252833777615,1.0368800223960792,1.0187486144746589,1.0116023245853361,1.0074029681987047,1.0179980842333054,null,4.0162357421656871,0,5.1516157085168919E-3,0.48172526208613942,1.0860977899122819,2.5525974680577528E-2,6.8817219898079943E-2,4.8893473569456784E-3,1.6530873632579519,0.16174726103054268,0,5.6238841917779017E-3,0.29874301520217111,0.22157021188212644,1.356002837560407E-2]
[null,1716,1.0203030169783001,1.0155592485159215,1.006834218656216,0.99944065697143625,1.0410322320845502,0.99684598370084099,1.0129543512624204,null,3.7970750678481093,0,5.2353346026198424E-3,0.44683238137179199,1.0282349193644675,2.3744975058110147E-2,6.6172941520839496E-2,4.9590894744278172E-3,1.5666850951111244,0.15872682147458805,0,5.6238841917779052E-3,0.2822455821825281,0.20533126278615085,1.3753449914920368E-2]
[null,1717,1.0000724890860533,1.0066048685197573,0.99749848284016729,0.98134300828997845,0.99628271543897196,0.99281542824605029,0.97271955159765233,null,3.8117018012249764,0,5.4329717134658706E-3,0.45109424206792542,1.0587837802018067,2.319290720140841E-2,6.6462495530301979E-2,5.1475398866904099E-3,1.5410781238011275,0.15586652223460915,0,5.6238841917778965E-3,0.28659400745488978,0.20901517545537707,1.4276094912528268E-2]
[null,1718,0.98675059064766013,1.0041721579809777,1.0091110823435372,1.0136890942298202,0.99434781266621441,1.0227380984373287,0.98540805352390681,null,3.9321681584912209,0,5.5379160784693486E-3,0.47681785552895084,1.0744368478504511,2.4176473640748646E-2,6.7968307605437733E-2,5.2561301482418306E-3,1.5929161337982185,0.16098620676375691,0,5.6238841917778965E-3,0.30076253322316365,0.21418444462023187,1.457725719870942E-2]
[null,1719,1.0141571801686851,0.96722368108151979,0.98334405821638382,1.0440392190636776,0.99917820365865906,0.99350125317510596,0.96083658313207188,null,3.8294247083189541,0,5.5599205525441635E-3,0.44349084414542417,1.0858479503299052,2.2988965694792755E-2,6.2687423402345427E-2,5.2788672651968823E-3,1.5341757411915851,0.16584708225714345,0,5.6238841917778939E-3,0.28427238819291323,0.21013116628883813,1.4640315911576676E-2]
[null,1720,0.97163853171881809,1.0229970134755648,1.0130444928198459,0.98689224626463667,0.98798198275060556,0.98034025337334685,1.0199191880286707,null,3.9575886769743569,0,5.3299100684620357E-3,0.46277480903714419,1.0716773047177244,2.4907419527033035E-2,7.0290084652166809E-2,5.0419560628275645E-3,1.6451209859738638,0.15672467982510116,0,5.6238841917779E-3,0.29119729001480776,0.21557690241359168,1.3983270626777509E-2]
[null,1721,1.0108083349933075,1.0162082846935274,1.0234393963969153,0.98382350903084903,1.0168627320158368,0.97130598577426164,0.98092417629755313,null,3.7589566655215063,0,4.9718679593465506E-3,0.44516935958723181,1.0357180173984943,2.3410206172416192E-2,6.7868402420422136E-2,4.7024635898303344E-3,1.5240795622786643,0.15622196011099398,0,5.6238841917779043E-3,0.27833848607507256,0.20975446337236167,1.3041728283583834E-2]
[null,1722,0.98952112968783523,1.0240876803187244,1.0153287574837107,0.97704536014444343,1.0285918218358967,1.0101864117985051,0.97795585881131286,null,3.8514752699465151,0,5.3661256843844513E-3,0.46986222240006514,1.0510298121130168,2.3702388574289999E-2,6.9224256782623492E-2,5.0844965052119426E-3,1.5563545954134104,0.15515756834258415,0,5.6238841917779095E-3,0.29524169790029792,0.2114592218799673,1.4101251527648351E-2]
[null,1723,1.0049991345400935,1.0234401131527202,0.99664198342384402,0.9956310123730534,0.96827653580198447,1.0279908165468365,1.0015020445481992,null,3.8441874740656208,0,5.592397577819392E-3,0.46363375683132702,1.0371927433271544,2.3665109507411082E-2,6.6943943920911977E-2,5.3041491225847637E-3,1.5745831613024901,0.1581371793143645,0,5.6238841917779017E-3,0.29471802395072383,0.20526748801271652,1.4710432161975746E-2]
[null,1724,1.0091636270343354,0.98603402264907503,0.98354360106627203,0.99298171483688136,0.98801588567336218,0.99612317022677266,1.0327327118729692,null,3.9168834401813513,0,5.581606237052358E-3,0.44511155849481393,1.0713771191831827,2.4317002242312986E-2,6.3963310615420585E-2,5.2950065778145372E-3,1.6405445456860006,0.15773622355483621,0,5.6238841917779052E-3,0.28527540471905433,0.20853591476110114,1.4685076392082779E-2]
[null,1725,1.0385932540667682,0.99973595485241995,1.0186769078051043,1.007486618154241,1.014636086386741,1.0370422305186699,1.009976500825178,null,3.8119426125072575,0,5.2327247088925066E-3,0.4639948921215663,1.0242316053123686,2.3862860720513596E-2,6.4928744896356083E-2,4.9712402958462104E-3,1.55890893711115,0.15998664856650449,0,5.6238841917779017E-3,0.29095609872409817,0.20592327649058403,1.3787148785381322E-2]
[null,1726,0.99592538270223152,0.96282421029450127,0.96377140726275956,1.0079019473275037,0.99603760622529114,1.0441842166475626,0.97747197469271407,null,3.9703346699852045,0,6.2037393749798664E-3,0.46807547927770882,1.1124417657363996,2.3541625947611732E-2,6.2432337600721512E-2,5.9066519817236674E-3,1.6071742838467935,0.1601369484078711,0,5.6238841917778939E-3,0.30377883825468316,0.21104519131617266,1.638140279872138E-2]
[null,1727,0.99045089903310946,0.99339745313568795,0.9968025503761091,1.0061700871930634,0.99691562586735438,1.0327021147371411,0.99199514874322015,null,3.954399760273692,0,5.7271823995673115E-3,0.47586845442529474,1.082648794747443,2.4167813592361125E-2,6.6376889308328871E-2,5.44151495134632E-3,1.6096228843186782,0.15981086667510261,0,5.6238841917779043E-3,0.30246497571662939,0.21300946465549794,1.5091400090793279E-2]
[null,1728,0.99141740261213007,1.0040010023390431,0.98881610059799763,1.0018223070393344,0.96995241748417804,1.0299234331374136,1.0074465479863959,null,3.9440366534763278,0,5.7921683249114791E-3,0.46963135669293704,1.0714839928448541,2.4193108805994103E-2,6.6362093427731722E-2,5.4995487153833445E-3,1.6228331775629266,0.15913249081406627,0,5.6238841917779078E-3,0.2999948580191133,0.20982196083405127,1.5252349892399672E-2]
[null,1729,0.97642049230765415,1.0147756576866198,0.97348657509685466,0.99232907711225549,1.0012131163792095,0.95514298093681371,0.98422097153500954,null,3.8473454955055848,0,5.6217911185073169E-3,0.43337585916651061,1.0784061713263244,2.3308472898814846E-2,6.6963197753355866E-2,5.3124291195557061E-3,1.5790795328540925,0.15764785507579671,0,5.6238841917778956E-3,0.27952474581531406,0.20899174266529599,1.4733395757253222E-2]
[null,1730,0.97630193370285301,1.0165703280882472,1.0114817483374079,1.0153340256160337,0.96672214315585003,0.99306423744326489,1.0312541398072317,null,3.9898265835282016,0,5.3966632655168363E-3,0.46689436066953766,1.0731146635811497,2.5213295236734816E-2,6.950999370475848E-2,5.1105515462718199E-3,1.6649072450758513,0.16124380680943196,0,5.6238841917778939E-3,0.29407254221654411,0.21535939164986945,1.4173512111793098E-2]
[null,1731,0.99709274498835543,0.99826486289886707,0.98910348669698522,1.0255505079164371,1.0252058988784929,1.0203485897331617,1.0042217805924989,null,3.9234484639425689,0,5.7077201220155646E-3,0.46308442131714855,1.071179079423104,2.4085293538596092E-2,6.5707972697906639E-2,5.4182377960959299E-3,1.6107140294694939,0.16290110042687828,0,5.6238841917779078E-3,0.29575945523778158,0.20965586632040437,1.5026843645391575E-2]
[null,1732,1.0084256403916165,1.0292222021600785,1.026095539009982,1.0076819939009476,1.0149626593976242,1.0059218281776761,0.95879164362707769,null,3.7485086067702791,0,5.1215322990288718E-3,0.46280705181519438,1.0254438273025184,2.3064514970712456E-2,6.8876415308513961E-2,4.8503192429409404E-3,1.4921877246360875,0.16000645037865843,0,5.6238841917779043E-3,0.28889742886028452,0.20842073385926932,1.3451788503344076E-2]
[null,1733,0.98718815939004367,1.0048716048161013,0.9900831614538762,1.0286447581833729,1.0023131400423546,1.0214542940505351,0.95549185588950014,null,3.8687867820169832,0,5.7530192837026298E-3,0.4679951366070334,1.0750675234978604,2.3188476456366906E-2,6.6771339411497349E-2,5.4597268112898511E-3,1.5427132015750118,0.16339106196895445,0,5.6238841917778965E-3,0.29871233613088249,0.21047520611308335,1.5141908536926894E-2]
[null,1734,1.0314157861302911,0.97002835575705082,1.0182651604824284,0.98855845709368162,0.991074677566253,0.99509699801849871,0.98601138864976745,null,3.8156636230291392,0,5.0862506383601925E-3,0.45015278205515469,1.0614287160991309,2.3641409170337101E-2,6.3835751328650187E-2,4.8288467447167721E-3,1.5464257138434783,0.15698151069033719,0,5.6238841917778974E-3,0.28234746371391789,0.21209155876858726,1.3392237061411598E-2]
[null,1735,1.0082646357896652,0.97046950840300394,0.9674483967244486,1.0016308672365313,0.98052533721622681,0.9839712939945191,0.99529397655407303,null,3.8732142221322197,0,5.722626469988357E-3,0.435023188281979,1.0902330145913937,2.34020674287422E-2,6.2268850998450059E-2,5.4296159184338251E-3,1.5926914589595282,0.15913490774544367,0,5.6238841917779061E-3,0.28166644047783751,0.20840502048255247,1.5058399526064232E-2]
[null,1736,0.97975551037289221,1.0001569501961243,0.9935069360850296,1.0057081263743959,0.97886756669898478,0.98877794359514459,1.0136125368879387,null,3.9659266085195308,0,5.5755167866834215E-3,0.45750743963203455,1.0877488045533832,2.4569901530834163E-2,6.7248384401000241E-2,5.2831863154263348E-3,1.6436790676835689,0.15974253535217381,0,5.6238841917778904E-3,0.29139334214965468,0.21405328520824796,1.4652294288114773E-2]
[null,1737,1.0381073862862156,0.98815041313395169,1.0169342484692745,1.0020737639574042,1.0069896886559784,0.96649297829848668,1.0026446442032588,null,3.7503563924364669,0,4.9065758703564924E-3,0.43143182762265708,1.0362972962949817,2.3543038215538593E-2,6.4267074346773478E-2,4.6463845452249042E-3,1.5388288734829547,0.15912972691425045,0,5.6238841917779052E-3,0.27082634568883784,0.20778231733799135,1.2886199665833622E-2]
[null,1738,1.0152776278529676,1.0351776959295318,0.98853599153455263,1.02704862220129,1.001917978396768,1.0123749560090902,0.98728331768115829,null,3.7444272975029946,0,5.5345652391216539E-3,0.44724339833374688,1.0163582073273807,2.2887646070735977E-2,6.6349220980274778E-2,5.2417531911701206E-3,1.5227254465699176,0.16313995417566371,0,5.6238841917779043E-3,0.28574389182140802,0.20011107567653072,1.4537384403504904E-2]
[null,1739,0.99843951258782826,1.0317993260982308,0.99123902535076347,1.0386009279859314,0.98586903315365737,0.97498402795625949,0.95729518416719639,null,3.7274198109927226,0,5.3923713777168361E-3,0.43841577504490931,1.0364652692491145,2.2569419746136691E-2,6.7468359028201919E-2,5.0970564690284497E-3,1.4939905158799429,0.16497068064136247,0,5.6238841917779052E-3,0.27962991982934438,0.20444521718430897,1.4136085106307159E-2]
[null,1740,0.99537627796513928,1.0211619364747502,1.041454147415068,0.98001971376353569,1.0397588437783507,1.0024422415437926,1.0177152745158893,null,3.9082119164727991,0,5.012498821953427E-3,0.47420909729425365,1.0452168671464714,2.4927168581147872E-2,7.0340172580178287E-2,4.748114000218114E-3,1.6106942731286689,0.15559157821053143,0,5.6238841917779017E-3,0.2932703907180314,0.21543453512946445,1.3168334314005645E-2]
[null,1741,1.0459242214872966,0.96731030647521843,1.0386334168430649,1.0202868063115431,1.0278156843215718,1.0062573669157628,0.9958191330331021,null,3.8153884726750795,0,4.8611688794815379E-3,0.45741924197484379,1.0475664077559561,2.4054930862854363E-2,6.4005093839446317E-2,4.6185318505198346E-3,1.5457690037583023,0.16198881501386378,0,5.6238841917778939E-3,0.28336897137498784,0.21302580743073934,1.2808953501271141E-2]
[null,1742,1.0063165474479292,1.0106776142106508,1.0001705601090227,0.96801633576069046,1.0104906719963465,1.0012966112851374,1.018910905084796,null,3.8630495638560092,0,5.4112782245300676E-3,0.45300094908183763,1.0479338568600904,2.4057861160353612E-2,6.6424990643922655E-2,5.1283133261083207E-3,1.6031768716479746,0.1537459212730469,0,5.6238841917779052E-3,0.28732713406027927,0.20781828752132539,1.422277231382027E-2]
[null,1743,0.99071642512913183,1.0153294235962267,0.98598889457998717,0.98817122661724288,0.98239709739002179,0.98240469258699759,0.95882288534559657,null,3.7880553897018587,0,5.5512139407575935E-3,0.44490185125168974,1.0611298225669146,2.2767591923867139E-2,6.6813901569189399E-2,5.2540592021224804E-3,1.5232570614052947,0.15696837787299733,0,5.6238841917779017E-3,0.28470277926143706,0.20761576072348434,1.4571513673839413E-2]
[null,1744,1.0321003627049623,1.0132532635255405,1.0131287266517917,1.0170117345881724,0.97524088061090652,1.0304652187354741,0.99520101046028542,null,3.7745927930157199,0,5.2817461499068971E-3,0.46020715072737972,1.0181065987378368,2.3425857704024465E-2,6.5685421163167598E-2,5.0127246110617243E-3,1.5327210258800115,0.16150771432009531,0,5.6238841917778956E-3,0.28956659006256302,0.20411537112562983,1.3902200642080717E-2]
[null,1745,1.0075317497453051,0.9903202868780665,0.9743571818063349,0.97673187772346681,1.0053139048073199,1.0195028610739096,1.0244411276021821,null,3.916820370951501,0,5.8285848293174103E-3,0.45270422371887981,1.0695545868686132,2.4009454703847664E-2,6.3725192966262084E-2,5.5349609213826631E-3,1.6327657954023562,0.15516867566208584,0,5.6238841917779052E-3,0.2918302702620294,0.20638134961340848,1.5350561470170143E-2]
[null,1746,1.0135629328255262,1.0125805906808043,0.9970073690890694,1.0045252196634828,0.99249732194649143,0.97532853160864585,1.00457025187664,null,3.7861109045578654,0,5.2664369543131452E-3,0.43605497487231692,1.0388748541330624,2.3497929777627411E-2,6.585092779057411E-2,4.9832093711098769E-3,1.5604198326728083,0.15954929819810768,0,5.6238841917778965E-3,0.27712389685126482,0.20557819004921468,1.3820343604312422E-2]
[null,1747,0.99552272300983413,0.98814620894805982,1.0160820568534059,0.9735537428788914,1.002827736840632,0.99817993249452153,1.0121715737760955,null,3.9489383875834547,0,5.2936911603790916E-3,0.46511742988915489,1.0807133960828779,2.4711313910185131E-2,6.6962874176057965E-2,5.0218839268491439E-3,1.6290110233468156,0.15460198498688663,0,5.6238841917778939E-3,0.29212497853195402,0.21641570677686017,1.3927602924412337E-2]
[null,1748,1.0403569547482641,0.98151319162329642,0.95518941696607684,1.0168552608449517,1.0210533782791718,0.98721017312371617,1.0085906224027603,null,3.7544799712385348,0,5.6975090698350127E-3,0.41737125731246871,1.0463928171803691,2.27202645567521E-2,6.0170405576918294E-2,5.4036013338889053E-3,1.5552720554380188,0.1615729664364251,0,5.6238841917779043E-3,0.27236624576446766,0.19829773137398723,1.4986251143293364E-2]
[null,1749,0.97143924433696227,0.97290777180447097,0.98968190757984487,1.004165865197602,1.0421316941643817,1.0247054845373673,1.0358420159498034,null,4.1364386118905347,0,5.9019279129274415E-3,0.48039188407507494,1.1266593262423612,2.5674244631209105E-2,6.6139281184937587E-2,5.6110572389635009E-3,1.7306644704901031,0.1595034222821263,0,5.6238841917778974E-3,0.30670204368657883,0.21980932014611151,1.556160563421574E-2]
[null,1750,1.0117688191636778,0.98805025070788688,0.99856344342454129,0.96827933941097577,1.0076805158804349,0.99139525330398937,1.0096456602381954,null,3.8655257305969335,0,5.3672970916793265E-3,0.44745609499413985,1.0651265636061475,2.3942823073912007E-2,6.4812553317746296E-2,5.0898500939654621E-3,1.5968077091005484,0.15379005561843406,0,5.6238841917779E-3,0.28409409487444959,0.21003329974269158,1.4116099074797137E-2]
[null,1751,1.0047804792052721,0.9919759657367021,0.98885202702470343,1.0316407019833176,1.0180380752744067,1.0131743279003793,1.013870575493099,null,3.917279155928024,0,5.6331797172146612E-3,0.45666831797486168,1.0694164029615036,2.4182249975642115E-2,6.4869183710169212E-2,5.3471742357317359E-3,1.6172467643241997,0.16386887846176373,0,5.6238841917779E-3,0.29170765310047453,0.20915206946905493,1.4829757240057535E-2]
[null,1752,0.98552950870887301,0.99500377453490063,0.99118473528415452,1.0077284148122907,1.018670407368353,1.0122718246400149,0.98353067376359338,null,3.9300946499150715,0,5.7071952826729094E-3,0.46580257835423228,1.0869254127652954,2.3893520834214633E-2,6.6439908639773476E-2,5.4163340065274037E-3,1.596621902266532,0.16006699457047652,0,5.6238841917779009E-3,0.29710784045980426,0.21288190539960306,1.5021563709505307E-2]
[null,1753,0.99282761300623945,1.0142283269583579,1.0036350898173754,1.0243761111094853,1.0234371225920884,0.96922531932760658,0.97498571769334386,null,3.8110250360011526,0,5.2675590536794045E-3,0.44464525571618263,1.0583100636498644,2.3420433463242352E-2,6.773158154069582E-2,4.9820477426328717E-3,1.5431168233549339,0.16269192328563714,0,5.6238841917778904E-3,0.2814212111819368,0.21053224896322653,1.3817121964702849E-2]
[null,1754,0.99537607829122654,1.0181128921007652,0.96189555131908111,0.99997469991587962,1.0026980902981246,0.99869215498375064,1.0049579817739758,null,3.8442415688877043,0,5.9041511087713919E-3,0.44070027953269436,1.0556363583653146,2.3277130353177359E-2,6.5130086592356529E-2,5.5924507459587979E-3,1.5910478002583521,0.15888035345834278,0,5.6238841917778983E-3,0.28635571379429242,0.20239165998438952,1.5510002719819433E-2]
[null,1755,1.0248440636406839,1.0387747324214716,0.96930475100313329,1.0019656825900172,1.0005787290970993,0.9838438470921631,0.98304056772278203,null,3.6524749033207318,0,5.5438482617795872E-3,0.42224879563417084,1.0052502042103719,2.2084260331292564E-2,6.4714179557748913E-2,5.2410470311909062E-3,1.4913185712414352,0.15918523587045785,0,5.6238841917778939E-3,0.2730723774731682,0.19474477008882707,1.4535425952068175E-2]
[null,1756,0.99860959632949553,1.0118733857853559,0.99672422389464721,0.99442378381700913,1.0075606804450929,1.0297198863003509,0.99097106636840981,null,3.8767433440752743,0,5.6474030248000002E-3,0.46862350825890575,1.0551581476330185,2.3712481533778931E-2,6.6782789961360806E-2,5.3599202996435337E-3,1.5781476780976866,0.15794530953693292,0,5.6238841917779043E-3,0.29787458638684328,0.20829733425473596,1.4865106945386963E-2]
[null,1757,1.0471973296510066,1.0239059742825827,0.98514375137931909,1.0049344463453083,0.97546456714903984,1.0294219615591476,0.99848098941840813,null,3.6865273620625563,0,5.5051531414074522E-3,0.44104664104767838,0.99597837066620176,2.2562257762535048E-2,6.3575471545378723E-2,5.221673857109436E-3,1.506455455942038,0.1596324688831908,0,5.6238841917778939E-3,0.28238572376128351,0.19506887080866392,1.4481696738107326E-2]
[null,1758,1.0352864307850875,0.98260297612617709,0.98439644946455107,1.0247102576362865,0.96930781985255898,1.0061713776378589,0.9870328535381222,null,3.7736065883015688,0,5.4890817827389889E-3,0.43916270571470672,1.0477348823407344,2.2963693815438113E-2,6.2230346178349737E-2,5.2109691378249123E-3,1.5340174199025776,0.16277500037438714,0,5.6238841917778983E-3,0.28131170623191726,0.20361305373519353,1.445200846140004E-2]
[null,1759,1.0040375631808853,1.0070110984729752,0.98923238991489937,1.0476185762605847,1.0151888779741496,1.0238574065750203,0.95847557251667104,null,3.812160709766248,0,5.6778682095741419E-3,0.46072011680040476,1.054969967501705,2.2912971866054739E-2,6.570698823725124E-2,5.3885036155278234E-3,1.5204439924489679,0.16640624356051076,0,5.6238841917779017E-3,0.29422566027095831,0.20649587008101911,1.4944379401640092E-2]
[null,1760,0.99898175404602918,1.0005712664785291,1.0031106558311831,1.0117394291021229,1.0117745717512105,1.0094099384345445,1.0073469825765555,null,3.9110319854864208,0,5.4705960400616791E-3,0.46243918472281792,1.0654842232613639,2.4267493153851859E-2,6.6573547793673749E-2,5.1895190187278423E-3,1.6077112589007314,0.16068576317391969,0,5.6238841917779052E-3,0.29277842759368017,0.21135676063059639,1.4392519085337781E-2]
[null,1761,0.98106375797603551,0.95761003131848577,1.0255530123556331,1.0238972189726689,0.98641862961628568,0.97746982782121439,1.0095379012351844,null,4.0624079856299664,0,5.1839387410238455E-3,0.46870963004485999,1.1289362053046175,2.55821930381947E-2,6.6891255067919292E-2,4.9201090855561774E-3,1.6713010730275037,0.16258204425685527,0,5.6238841917779017E-3,0.29267884070760569,0.22672134724340534,1.3645342402689593E-2]
[null,1762,1.0229938583677884,0.96976669425200113,1.0165825732851443,0.96352213335184045,0.99459221531762454,1.0115751050689703,0.9958607537214853,null,3.8747613208417548,0,5.2317678985774919E-3,0.46112594485955322,1.070604311685021,2.4014281049673847E-2,6.4247211774003499E-2,4.9713793737409858E-3,1.5794971336097319,0.15300822220439958,0,5.6238841917779E-3,0.28952901343606369,0.21358417205484054,1.3787534501523353E-2]
[null,1763,0.99747633068129204,1.0290172039614791,1.0152668217659691,0.96178678638117132,1.0236748833795253,1.0316080269453491,0.97141059824015696,null,3.8220764546660693,0,5.4325669429971845E-3,0.4760216821287831,1.0379077814459055,2.3379881728796081E-2,6.8925898108525133E-2,5.1520989025680948E-3,1.5354904463578027,0.15273455338923869,0,5.6238841917779043E-3,0.29912343444612183,0.20886062210404818,1.4288738805496602E-2]
[null,1764,1.0321070306779172,0.99404771807491987,1.0113540594743278,1.0196617230112661,1.0071047554935741,0.96950401717407975,1.00026451734469,null,3.7576754892489843,0,5.0038850891820077E-3,0.43268123874643288,1.0369587255151542,2.3499072296097216E-2,6.4604890682301325E-2,4.7378603236621249E-3,1.5398417662387509,0.16193127903257995,0,5.6238841917779E-3,0.27254492914739159,0.2071158312128957,1.313989695112204E-2]
[null,1765,1.004968259863988,1.0298688483510139,0.98258192945753919,0.99219439820161992,0.99350750874024563,1.0070370788258949,1.0284021790223652,null,3.8422294517368507,0,5.6364473071852791E-3,0.44745058704731638,1.0323521037419223,2.3822467431266061E-2,6.6386289545147123E-2,5.3381199097246191E-3,1.6052687796942056,0.15761261746757405,0,5.6238841917779052E-3,0.286948241925919,0.20225816195467841,1.480464613450189E-2]
[null,1766,1.0024268021457261,1.0258780107146446,0.99129097012412615,0.98616793786719326,0.99958780644874567,0.9821290897477355,1.0312035368231662,null,3.8418036550471766,0,5.4148880409037098E-3,0.44063782977624794,1.0379977291795357,2.4030692431678706E-2,6.6902277016156364E-2,5.1220971464143832E-3,1.6100221074129053,0.15664218128605148,0,5.6238841917779078E-3,0.28103805073824067,0.20499616143665755,1.4205532472409148E-2]
[null,1767,1.0401652750236279,0.99408115752077741,1.0163642249634053,1.0104313256540427,0.99926473794709036,1.0000772793759161,0.99075001783205252,null,3.7484349229076912,0,5.0679918997186312E-3,0.44556949522567774,1.0284295105913612,2.3314106428842504E-2,6.4405856747713916E-2,4.8067874555733575E-3,1.5216416901446375,0.16045777831428315,0,5.6238841917779078E-3,0.27979905007790512,0.20612369740557848,1.3331058224055033E-2]
[null,1768,1.0038508350877009,0.99560907912216634,1.0005521219842255,1.0012399340625191,0.99071270322694815,0.98906239441645494,0.98436915293381499,null,3.8412693860383875,0,5.3675313262858682E-3,0.44989797036202489,1.0655844699410393,2.3574258746375944E-2,6.5836070436358279E-2,5.0873999792212269E-3,1.5619809095413661,0.15902210447296533,0,5.6238841917778983E-3,0.28529130777131312,0.21062923795177374,1.4109303970455008E-2]
[null,1769,0.99902208529507519,1.010969370914371,1.0075583706376201,1.0108966141842659,0.98815783693534065,0.96701337454090641,1.017183424195093,null,3.8607444328357925,0,5.1828884564086106E-3,0.44265803211024968,1.0546010147419926,2.4269326520800754E-2,6.7389782329252093E-2,4.9021812150855512E-3,1.6021441916541106,0.16054509959325014,0,5.6238841917778922E-3,0.27948360180536003,0.21071458556244888,1.3595621567872961E-2]
[null,1770,0.99844974530951158,0.96756856942856662,1.0177435456922403,1.0437602844647718,1.0252949973602563,1.0104748984884602,0.99733956740470719,null,3.986047357709694,0,5.3435416414184403E-3,0.47263352230479483,1.099179464602033,2.480470230967096E-2,6.5781081678781383E-2,5.0778736541935302E-3,1.6224391303860151,0.16574829222394313,0,5.6238841917779009E-3,0.29654286363752352,0.21947720053110623,1.4082883831270732E-2]
[null,1771,0.99106150421171446,0.97310063320060081,1.0139564682440823,1.0038335861250229,1.0101861611046474,0.99270714936435223,0.98401025975165568,null,3.9510904858017701,0,5.3258611003953816E-3,0.46522089272566181,1.1017554109120304,2.4375236828492949E-2,6.6332768764310879E-2,5.0548696944407619E-3,1.6026264298033941,0.15941369045787024,0,5.6238841917778956E-3,0.29257215198154796,0.21942192648126932,1.4019085061368314E-2]
[null,1772,0.97142021515179888,1.0183197947382734,1.0012683440287655,1.0048946659706812,1.0009555602715243,0.9841661952851305,0.99297806458327686,null,3.9240351008192533,0,5.4901565533279463E-3,0.46048119913570962,1.0777286887740822,2.420943990068582E-2,6.9288022243306477E-2,5.1959777595459835E-3,1.6069778209530783,0.15960147598873278,0,5.6238841917778983E-3,0.29187245113469451,0.21413586564954065,1.4410431641425716E-2]
[null,1773,0.96935640041987226,0.96854273358965493,0.99178150981432578,1.0158278747984064,0.99720398411467948,0.98417290862267781,0.9897554474712047,null,4.0347389286264281,0,5.6600348580430069E-3,0.4627119785815379,1.1337135424019553,2.4639737497078224E-2,6.6180351614242974E-2,5.3708348336744122E-3,1.649560367019987,0.16135258419430368,0,5.6238841917778965E-3,0.29502632243635935,0.22132398359499947,1.4895377118553314E-2]
[null,1774,0.98618069876427694,1.0479573135426663,0.96852644883748029,0.95161822839830867,0.99691235216855589,0.97014805187440745,1.0111428429356615,null,3.7921542289256163,0,5.6819261453335788E-3,0.43119744386458975,1.0360370090173971,2.318056666926311E-2,6.76641913922882E-2,5.3645706612360554E-3,1.5825647815830892,0.15118752861074386,0,5.6238841917779E-3,0.27899773034047681,0.20114044456516131,1.487800417492453E-2]
[null,1775,1.0027516961402432,1.0007560617786071,1.0189214400443785,1.0047233136330318,1.0032247087689621,0.98943280504768782,0.96188296029970755,null,3.8100104319816235,0,5.1673977385605103E-3,0.45735064614907983,1.0597893059791623,2.3377929772733213E-2,6.7318306745658946E-2,4.8964909425660234E-3,1.5240008357438926,0.15954747240688547,0,5.623884191777893E-3,0.2867467049457883,0.21294641257464181,1.3579840267998633E-2]
[null,1776,1.0425678906310341,0.95862784103102794,0.99080558439831135,1.0113461119887812,1.0103167305160041,0.97587491875761745,0.99933209347894625,null,3.7905961685307767,0,5.2380376084206507E-3,0.42699963199765095,1.0645739125858062,2.3331024942414718E-2,6.0984947508764431E-2,4.970749304714684E-3,1.55504943714564,0.16064221200458587,0,5.6238841917779009E-3,0.27242240003348617,0.20745021934498242,1.3785787079372405E-2]
[null,1777,1.0280571368110076,1.0054935984728268,0.98071336768241146,0.98949381019837113,0.99976105387711678,0.99943395731258233,1.0039398102024795,null,3.7620426982061903,0,5.5117230029255041E-3,0.43548216002430956,1.0325743421572573,2.3036879796523625E-2,6.358129546541888E-2,5.2243724447856334E-3,1.5497984833912073,0.15718645320192767,0,5.6238841917778965E-3,0.27960212508511878,0.20095524449796209,1.4489180952827991E-2]
[null,1778,1.0319667448705006,1.0003407364242445,1.0300634624875584,0.98563560290764363,1.0086017578396467,1.0092370147041514,1.0256690642280213,null,3.8325655507368612,0,5.0031734356600988E-3,0.45823812271092829,1.0291560952716239,2.4378723972805307E-2,6.6069104961559502E-2,4.7461245194714719E-3,1.5851089864371042,0.15649992254738232,0,5.6238841917778983E-3,0.28535493767912667,0.20923000515699866,1.3162816723740995E-2]
[null,1779,0.95962592557762827,1.0156802157681106,1.0030825495251039,0.99314959456349006,0.98822135292981184,0.99937701799062373,0.99015429162031243,null,3.9875690823747876,0,5.6245223680023706E-3,0.47478048435647957,1.0934922672748844,2.4515580761290002E-2,7.0116921557541442E-2,5.3284597712166034E-3,1.6288364072279633,0.15773334394027752,0,5.6238841917778956E-3,0.30059716455935975,0.21739123622258971,1.4777854879408329E-2]
[null,1780,0.96315984136997523,1.0228011151791601,1.0020826263797671,0.97642354708895529,1.0109516809262455,1.0253361130485328,1.020037102580956,null,4.0337395769799462,0,5.7548011981671445E-3,0.48484036623985549,1.0823671864219631,2.5067944426464456E-2,7.0175588490291291E-2,5.4575898540671457E-3,1.6732333830947876,0.15507837079323888,0,5.623884191777893E-3,0.30715693712099157,0.21535714560663188,1.5135981938045311E-2]
[null,1781,1.0215502224906778,0.9981775464762308,1.0043917219044176,0.99083807529402723,1.0026760970562252,1.0259355129705399,1.0242357286650909,null,3.8754194917156952,0,5.4249016102685121E-3,0.4607865634675925,1.0442019056285456,2.4212513882207215E-2,6.5059288283875624E-2,5.1512841972101197E-3,1.6053302564907781,0.15736426008873652,0,5.6238841917779052E-3,0.29150045200217806,0.20732750577680861,1.4286479316250822E-2]
[null,1782,1.005427168315737,0.98718042034912035,0.98973359794889348,1.004864805586354,1.0061062839255779,0.98490872022720721,0.96366496180015493,null,3.8099471066279169,0,5.4668730240863116E-3,0.44378252560744369,1.0735837628680667,2.299392011293459E-2,6.4636687496483117E-2,5.1826551882452922E-3,1.5325739944249857,0.15961436394101144,0,5.6238841917779087E-3,0.28331993779351561,0.20972876496670151,1.437348306083106E-2]
[null,1783,1.0003129524434575,0.99564898224717413,1.0139919052870532,1.0092658984665934,0.9625345359597246,1.0123437729957681,0.9959885290072944,null,3.9078451954925382,0,5.3597976941591671E-3,0.46818064919220731,1.0680280377260627,2.4250717208517389E-2,6.6906297881341933E-2,5.0864926163938021E-3,1.5926881403129647,0.16027631434901096,0,5.6238841917779017E-3,0.29442708790920852,0.21363058429256432,1.4106787506643261E-2]
[null,1784,1.004864389537,0.96112289999296696,0.98687866126700685,0.98488318286490328,1.0235232580988149,0.98304648948155082,0.97803131538312604,null,3.8867660339273717,0,5.5172867412247991E-3,0.4446448516512953,1.1021695245719416,2.3524965884577542E-2,6.3166749217285531E-2,5.2371115998547414E-3,1.578691835222092,0.15644474210421075,0,5.6238841917778939E-3,0.28437932112476244,0.2138758236034993,1.452451149729686E-2]
[null,1785,0.96298838161954192,0.97049158263068747,0.97697776073955045,0.95323766239557861,0.99284636004760318,1.0208794640985983,1.008639291390828,null,4.1095764547764784,0,6.0938754489622011E-3,0.47753966729024833,1.1405163979119759,2.492263932215007E-2,6.5793232230315524E-2,5.793130199666951E-3,1.7010052088866612,0.15143242734647405,0,5.6238841917779017E-3,0.30732968419754941,0.21964749512670803,1.6066563521910455E-2]
[null,1786,1.0075374597608975,0.95369753520313483,0.97643407750100675,0.99976501862158895,0.99726886700743056,0.95702978335695854,0.99553346909922336,null,3.8912052488123443,0,5.4826063670201028E-3,0.42784686521815729,1.108416129877992,2.3684918836948836E-2,6.20016264344114E-2,5.1987236351859626E-3,1.6020696863945361,0.15882465070691873,0,5.6238841917778956E-3,0.27544368735827474,0.21315963552142339,1.441804700373805E-2]
[null,1787,1.0298469817208624,1.0098309376482935,1.0129047425457238,1.0298147429103888,0.98114729841006088,1.0069812303621408,0.97604664684440656,null,3.7366552890000415,0,5.1780419840832953E-3,0.45038556325885137,1.0236413845655716,2.3040391079849388E-2,6.5641955033263436E-2,4.9090156991313779E-3,1.5029932384958247,0.16354125862438321,0,5.6238841917778956E-3,0.28342585188190911,0.20501621195006481,1.3614576203497767E-2]
[null,1788,0.98709970998794794,1.0097840402698899,0.98000277374533928,1.0088975466169001,1.000974668070979,1.0080513948069689,0.98477443297264733,null,3.8826603058386109,0,5.7943863748635581E-3,0.45696008894195417,1.0711404321276532,2.34994487781678E-2,6.6394926605754259E-2,5.4936706182699239E-3,1.5820450660697021,0.16026994026992678,0,5.6238841917778904E-3,0.29352366304091226,0.20826752388619982,1.5236047683161197E-2]
[null,1789,0.99870473910804647,1.0027727026091608,1.0301666304706067,1.0048398300433727,1.0037001412502824,0.99341614412443358,1.0024746372431501,null,3.8974509028420892,0,5.0855800200257728E-3,0.46546757874787964,1.0609700491492722,2.4550911210055568E-2,6.8405479591189269E-2,4.8195243779007987E-3,1.5942691586551072,0.1595490283514534,0,5.6238841917778939E-3,0.28983869380019922,0.21567579221100203,1.3366382576278157E-2]
[null,1790,0.96450180372554317,1.0082361213331026,0.99056420457826766,1.0056883674315387,1.0228329843622177,1.0111706062909462,0.97582318157098547,null,3.9677398896442124,0,5.8199180897358822E-3,0.4737758907387406,1.0968163498151831,2.4015276093441403E-2,6.8551432020711192E-2,5.5192464789772869E-3,1.6067510287372133,0.15974390598242894,0,5.6238841917779052E-3,0.30231097650905414,0.21514483784931762,1.5306979317099963E-2]
[null,1791,0.99765902316923105,1.0058714170499534,0.99933724115690359,1.0036980325636644,1.0014288907753346,0.99458648860012977,0.96903359149830071,null,3.8227569351526069,0,5.4354910529287315E-3,0.45384449358685114,1.0619073912746104,2.3259385545238768E-2,6.6700554276413762E-2,5.1506322483863944E-3,1.5400698320518247,0.15941436317730595,0,5.6238841917779017E-3,0.28801141505438471,0.20992580358567647,1.4284671213061633E-2]
[null,1792,0.99933288778607676,1.0020349828690047,1.0233880178834527,1.0216252757284787,1.0152488011026459,0.97885818711164818,1.0011667404354387,null,3.8771869306148186,0,5.0805645352010953E-3,0.45537523781879063,1.0616965399042622,2.4375018391562239E-2,6.7896551501375746E-2,4.8110064422649864E-3,1.5876252463847278,0.16222460542863343,0,5.6238841917779009E-3,0.28472856798481944,0.21456807801563138,1.3342759086169789E-2]
[null,1793,1.0240356093732403,1.0049908080177448,1.0330201620404615,1.0270496407848548,1.0050267487246733,0.98845415863805841,1.0067883719460446,null,3.8073080455353949,0,4.9035870965066144E-3,0.45245436688778334,1.0322868654403576,2.4148073287616475E-2,6.7004437841066106E-2,4.6452241561666368E-3,1.5583043394282221,0.16307113437786422,0,5.6238841917778974E-3,0.28124764783838924,0.21054267771904872,1.2882981463605774E-2]
[null,1794,1.0259759134630255,1.0018268708769194,1.0058590933206693,0.95856938317055729,0.99811961785884407,0.98417860198115392,1.027941806390674,null,3.8086701157120642,0,5.1625413056339605E-3,0.43934493061354257,1.0359599752429678,2.3947840339299354E-2,6.505258156384823E-2,4.8901681651213318E-3,1.5892244865708651,0.15223723775780498,0,5.6238841917778922E-3,0.27768361326263769,0.20630563451953923,1.356230479029508E-2]
[null,1795,1.0064353231017449,1.0183809078566091,0.99587933237870774,0.99025865913607936,0.99954181802109354,1.0250945974046908,0.99436903075132954,null,3.8335846533970868,0,5.5822187334136648E-3,0.46178640022835088,1.0406718128318346,2.35029772899807E-2,6.6542756329687605E-2,5.2950331257550273E-3,1.5645103594540362,0.15728503080978193,0,5.6238841917779017E-3,0.29368335647590477,0.20558011137372292,1.4685150019665376E-2]
[null,1796,1.0159515855311587,1.0256648785385061,1.0302501788753087,0.98450511917536687,1.0311984142782917,1.0220653139369076,0.99813197891015959,null,3.8072869852516877,0,5.1231119749844591E-3,0.46920096713313919,1.0208167593796977,2.3879951654881455E-2,6.8443905585626325E-2,4.856974266585188E-3,1.5493101251463091,0.15632014860798876,0,5.6238841917779043E-3,0.29214856798105265,0.20833856785290356,1.3470245426705862E-2]
[null,1797,0.99190924243019418,1.0130954933733347,1.0288473633182258,1.0167830382442471,1.0326425879722085,1.0163428647189048,0.95201748017473287,null,3.8450236819831205,0,5.244161266154259E-3,0.47844736924636477,1.0580159924644101,2.354801577687891E-2,6.9342057746764732E-2,4.9733825135564354E-3,1.522116022610587,0.16144738447334978,0,5.6238841917778956E-3,0.29816020757342288,0.21480043667855764,1.3793089973604757E-2]
[null,1798,1.0041488104245617,1.0391567348466078,0.99933374511936202,0.96960195970928276,0.96752143542582725,1.0483377245510925,1.0091416659713386,null,3.8466149454947813,0,5.6613842352045071E-3,0.4732646638636086,1.0229076877321317,2.3739700375282519E-2,6.7973584630415931E-2,5.3710856032559463E-3,1.5806997249976791,0.15399899082527213,0,5.6238841917779087E-3,0.3003361811133109,0.20346475379882684,1.4896072598418644E-2]
[null,1799,0.9929797154729586,1.0023010665290726,1.0057588987402009,1.0140144471757058,1.0261934693578156,0.98336174071893656,0.98138329152129189,null,3.8611388573287337,0,5.3303602579610207E-3,0.45345910221735269,1.0699124173085459,2.3762503538658133E-2,6.7232756225096599E-2,5.0487731582197284E-3,1.5670277047993637,0.16104301743388433,0,5.6238841917779043E-3,0.28662211705795182,0.21273476461881868,1.4002177037021732E-2]
[null,1800,0.97100939036453626,0.97760849774495961,1.0310595165165908,1.0059711051626472,0.96560774163730401,0.970114801726495,1.0046776529753931,null,4.0390608762320408,0,5.1202378524479479E-3,0.46989467914477157,1.1178421691351723,2.547949529469171E-2,6.9032385826551662E-2,4.8524693803569654E-3,1.6594553128512584,0.15972730976520164,0,5.6238841917779E-3,0.2924365990979586,0.22637905774080991,1.3457751655937706E-2]
[null,1801,1.0318763068250392,0.96653009168216886,1.0230592713011999,0.99920007020905532,0.99413594685945195,1.0433207219056988,1.0035463068565826,null,3.9059552606149568,0,5.2800754515850744E-3,0.47526833032240573,1.0641495957353204,2.434878622427605E-2,6.3911259682006533E-2,5.0260864577756506E-3,1.5897168236349775,0.15866418402855187,0,5.6238841917779017E-3,0.29722667072453773,0.21336045691650846,1.3939258148402885E-2]
[null,1802,0.99917601512131038,1.0110614471505748,0.98097125256410445,1.0452265112285291,1.0191856995225763,0.99997759352050863,0.9674917915482546,null,3.8050642347664239,0,5.665812308494389E-3,0.44788544090765975,1.0568334192863709,2.2924378812720695E-2,6.5717583097056789E-2,5.3690398255736554E-3,1.532250028072051,0.16603948185674033,0,5.6238841917779052E-3,0.28751889673932213,0.20567749541040209,1.4890398875241124E-2]
[null,1803,0.9889578003521583,0.95466359788203492,1.0107519313239828,1.0051504331500452,1.0201137946439851,1.0007968497779793,1.001419235877443,null,4.0385936284519897,0,5.4346925380069529E-3,0.47087567354601367,1.1247181730445497,2.5026732472639274E-2,6.5294124761561392E-2,5.1653379879975396E-3,1.6539485204321362,0.15962767185410806,0,5.623884191777893E-3,0.2967136905615213,0.2227090562898196,1.4325455847871447E-2]
[null,1804,1.0071397340956358,0.97399512043091963,1.0397748986575714,0.96674263638997138,0.98659297709463734,1.0224420156909257,1.0096478216790024,null,3.973080950334007,0,5.1112505364321308E-3,0.48282202366715032,1.0806866216566828,2.5083931867916295E-2,6.6897956739786768E-2,4.8585220623089892E-3,1.6260962462675808,0.15348607541487849,0,5.6238841917778956E-3,0.29889970155342294,0.22026269939329485,1.3474538055640181E-2]
[null,1805,1.0014099963888998,0.97699683417281424,1.0198797271944215,1.0268716396110571,0.99463315510453354,0.98574941200658661,0.998803301131443,null,3.9271676062445509,0,5.1655705836740886E-3,0.45897300960387405,1.0856513396997369,2.4557947493709563E-2,6.6215795935791008E-2,4.8998738696511392E-3,1.6045020072028264,0.16306308994657193,0,5.6238841917779017E-3,0.28759489970088747,0.21766210676601638,1.358922241737724E-2]
[null,1806,1.0362387031220515,1.0020614737809677,1.0037036982526537,0.99089478022982702,0.97117554615638824,0.98617657022754324,0.97121882348946997,null,3.6896770607872891,0,5.1448195458130251E-3,0.43507943387191633,1.0256688903903328,2.2580496708928081E-2,6.4290217910813921E-2,4.8738711826275911E-3,1.4869726307760378,0.15737429866695865,0,5.6238841917779043E-3,0.2753551735877281,0.20348587601499851,1.3517107030979015E-2]
[null,1807,0.98511771284369176,1.004401354117439,0.96096410748673777,1.0168561710556721,1.0062040165011568,0.97110650116574382,0.9681970915659921,null,3.8245458018484699,0,5.8253545185658747E-3,0.43324132961970563,1.080555757758737,2.2786565376927137E-2,6.5057760001274403E-2,5.5131157515405007E-3,1.5526024597482122,0.16156401956319472,0,5.6238841917779052E-3,0.28167696319230673,0.20645932469590575,1.5289976467448091E-2]
[null,1808,1.0101945362041642,0.99431166941079741,0.96510248609721372,0.98353435407228507,1.0125291492509212,1.0118062977840623,0.96734788490595391,null,3.7933456090128099,0,5.8779307777723179E-3,0.44382606651383066,1.0635186840669151,2.2517138328529931E-2,6.319554508599963E-2,5.5784280355827484E-3,1.5321573050921624,0.15626336832038218,0,5.6238841917778983E-3,0.2877963308198665,0.20327567694947807,1.5471112386054959E-2]
[null,1809,1.0049315464746122,1.0169675146144816,1.0207920627090432,1.04154163346892,0.97093652180033463,1.0211048457204031,0.99082518135759301,null,3.8558454324919214,0,5.2860647146744264E-3,0.47088414582598459,1.0412843064333883,2.4012473327798548E-2,6.8137701155244007E-2,5.0134115612764877E-3,1.5616320251851405,0.16539119796246471,0,5.6238841917778956E-3,0.29489363311577488,0.21035461263024488,1.390410581750082E-2]
[null,1810,1.0440539597635834,1.0350696480435593,1.0398546363540913,1.0200407473446769,0.97951187194304001,1.0181813103750217,0.96549797846364205,null,3.648245715334872,0,4.8592701188284945E-3,0.45760477744061367,0.98390713430081789,2.2733172495822091E-2,6.7672680714197811E-2,4.6036765981608396E-3,1.4502424703097434,0.16194789403084925,0,5.6238841917778939E-3,0.28327487102099813,0.2027266701402359,1.2767754210484697E-2]
[null,1811,1.025029462813682,0.99219990453118267,0.98372154301050618,1.0034760547089518,1.0301654648521135,1.0178421094424301,0.97338051337720921,null,3.775577351145206,0,5.6070361025489937E-3,0.44775297990424945,1.0485398509485773,2.2757914150054733E-2,6.3290875259470386E-2,5.3236028159500568E-3,1.5229945946626815,0.15940298768793687,0,5.6238841917779061E-3,0.28693616837733232,0.20379714456304493,1.4764384686675987E-2]
[null,1812,1.0286465256447728,0.9760336448401058,1.0045238886819234,0.99268824106314857,1.0001390759457058,0.97235119921339264,0.97634136685791473,null,3.7653676262774125,0,5.1240413635501364E-3,0.43464249646531938,1.0593579771735386,2.3104194366011181E-2,6.3497564189448283E-2,4.8570991705394854E-3,1.5239279150765996,0.15765790351090675,0,5.6238841917778983E-3,0.27493880171992646,0.2094132399437984,1.3470591833095276E-2]
[null,1813,1.011744946874882,0.96575571204446908,0.97551714064985662,0.97546509730546549,0.99791807932152365,0.96236219424278158,1.0031141497813381,null,3.8614686160852223,0,5.489013447691816E-3,0.42702710374735142,1.0907625191002479,2.3561767356128825E-2,6.2297447339968365E-2,5.2029794129527683E-3,1.5979705095218122,0.15496569032416438,0,5.6238841917778939E-3,0.27507557896244167,0.21004029967450713,1.4429849901561657E-2]
[null,1814,0.99632701346647912,0.99371109009609682,1.0443026884772633,1.0063660161794177,1.0040202070229585,0.96755146926377278,1.0142627179479664,null,3.9254810866726784,0,4.8264488226359087E-3,0.46023895248543911,1.0713407957546843,2.5134566508966189E-2,6.8974826743969028E-2,4.5694219882638004E-3,1.6176112339858726,0.15977015477777501,0,5.6238841917779009E-3,0.2841426659986111,0.22022827997094435,1.2672753089007968E-2]
[null,1815,0.99444626478608988,1.0132958213272927,1.0130247019325977,1.0376742165159485,1.0238900659586927,0.99825087187967865,1.0002510648658389,null,3.8872542423206982,0,5.3114906762238342E-3,0.46185330419781379,1.0566242576549363,2.4253920293305736E-2,6.8168186098985881E-2,5.032212580733832E-3,1.5896608315529606,0.1647892062474495,0,5.6238841917778974E-3,0.29062098285571547,0.21198269909516776,1.3956248228076274E-2]
[null,1816,0.98716111109144811,0.99517560673631811,0.99248933089720714,1.0286115889642355,1.0172689962451631,1.0067237838108909,1.0432274638462387,null,4.020067293563665,0,5.6508992089289271E-3,0.46286358990282533,1.0848254116109362,2.5214717085562218E-2,6.6420717254376455E-2,5.3612724540617407E-3,1.6889333583026092,0.16338202104005334,0,5.623884191777893E-3,0.29499234937495328,0.21323201456920934,1.4868856986228925E-2]
[null,1817,1.0128632546254368,0.97937401958458226,0.96355624662644679,1.0062311014725516,0.98090372504154577,0.98974258662164016,0.97859460429922307,null,3.8140153726377557,0,5.7678555615520294E-3,0.43332848498150106,1.0762511459444097,2.2809936690069425E-2,6.2196965021118898E-2,5.4716942148448642E-3,1.5526207305291433,0.15987181628213532,0,5.6238841917779017E-3,0.28126686644220206,0.2051666051825313,1.5175098719571163E-2]
[null,1818,0.97274520235368145,0.99111907379837583,0.98785201223580033,0.96649176772828604,0.97025328929225152,1.0310750198288303,1.0064694853260236,null,4.0388205423334469,0,5.93478070303507E-3,0.48015225008067103,1.1056415439323151,2.466072412465416E-2,6.6897096619662977E-2,5.6389363253452835E-3,1.6643171532990197,0.1535219030834557,0,5.623884191777893E-3,0.30690102957183185,0.21576187681476938,1.5638924992981661E-2]
[null,1819,1.0221921758996844,0.98352926951205244,0.97687368692326537,0.99015742298727771,1.0015666949010145,1.0028576190403182,1.0367860070113069,null,3.8837982155488131,0,5.6280793268820165E-3,0.44019277027116305,1.0609064793202283,2.4048319272725854E-2,6.2624923623357712E-2,5.3417259773362712E-3,1.6301000691904488,0.15729770096107373,0,5.6238841917778939E-3,0.28331303656405138,0.20516273836571322,1.4814647137819627E-2]
[null,1820,0.98023317654450182,1.0304437807307725,0.96969128631174495,1.01295405944912,0.98742273663829172,0.99776216167975418,0.99942639211937367,null,3.8718485733653507,0,5.8812845916376422E-3,0.44902235874452245,1.0590338579534606,2.351186483372486E-2,6.7260573958212139E-2,5.5669387114820742E-3,1.5961082271900306,0.16093038865212433,0,5.6238841917779E-3,0.29031569703043969,0.20491681859080638,1.5439248100405393E-2]
[null,1821,1.0020307002122568,1.0006355008172216,1.019897425183091,0.98195277936054937,0.97535498991706393,1.0045848658651304,1.0192736267437992,null,3.9191117521000693,0,5.2396390721729802E-3,0.46548373193717635,1.0605800927278359,2.4681927781386399E-2,6.742146358858335E-2,4.9691190297907594E-3,1.6205627988904363,0.15593012931952721,0,5.6238841917779009E-3,0.29167138949206645,0.21364558850955798,1.378126570410192E-2]
[null,1822,0.98037270492543549,1.0212501427362877,0.95877600343385505,0.96922951606700314,1.0125582239224655,0.95877804762638974,1.0081216825006778,null,3.8489820868435243,0,5.789503062115617E-3,0.42706808432380156,1.0689501752639679,2.3356922706777614E-2,6.6087293569989686E-2,5.4702020252017213E-3,1.6061952991365429,0.15400010055024388,0,5.623884191777893E-3,0.27805296377345667,0.2047957040563374,1.5170960307544851E-2]
[null,1823,0.99819640792185937,0.99272862411412499,1.0292074694630249,1.0132383306195847,1.0300625741684712,0.98803460433190404,0.96845984412463348,null,3.8607276430147683,0,5.0794446013394806E-3,0.46368761805372521,1.0718140272468304,2.3906469015315939E-2,6.7844951360350875E-2,4.814800972040627E-3,1.5479438630873772,0.16088400081241902,0,5.6238841917779E-3,0.28889885940869786,0.2170353307004948,1.3353282767077153E-2]
[null,1824,1.0332632115600018,0.99160452759793449,1.0115663091714031,0.98443518291174292,1.0014528851677194,0.9842509613637993,1.01667727914035,null,3.7946427106482874,0,5.0741543794160533E-3,0.43946056599644268,1.0382060207165031,2.3834937785039756E-2,6.4421600753989644E-2,4.8090551459798276E-3,1.5695676402179901,0.15633667825082811,0,5.6238841917779043E-3,0.27677898689666447,0.20734014767647829,1.3337347396006609E-2]
[null,1825,1.0141967314843698,0.96635129983196089,0.96534396341504125,0.99092102108407265,1.0152794062894817,1.003889853185399,1.0235125045062854,null,3.9248165600227454,0,5.8340789154387607E-3,0.44128322491486038,1.0884537555571543,2.3940671527888459E-2,6.1575437878038056E-2,5.5424688406683067E-3,1.637745935673012,0.15743658845343245,0,5.6238841917779009E-3,0.28610334190520803,0.20757394619711697,1.5371383799025643E-2]
[null,1826,0.99670651843657188,0.96710984782905862,1.0433296324553967,1.0097250333708188,1.0220201137933067,1.0005092153495614,1.0272675009306962,null,4.0427909872503909,0,5.0222114521794904E-3,0.47907005169596795,1.099040263842586,2.5889247222335404E-2,6.7444529297332273E-2,4.7701456927431492E-3,1.6718932413650607,0.16030489018197047,0,5.6238841917779E-3,0.29594193118910256,0.22460557740829762,1.3229436615395143E-2]
[null,1827,0.99748373079125996,1.0252769921014349,1.0059157210752641,0.97881480512676367,0.96960280600985127,1.0072970442376874,0.99982819249719068,null,3.8460518183163308,0,5.4130710550024828E-3,0.46077652850403478,1.0423683125936298,2.3819050755263464E-2,6.8132879793400269E-2,5.1278498367250411E-3,1.5765411462749812,0.1554524736678265,0,5.6238841917778983E-3,0.2912190317841456,0.20818224508887906,1.4221486880667291E-2]
[null,1828,1.0051646035227737,1.0093223187129361,1.0233863450925134,0.99938920598305692,1.0089587832621902,0.99711347816268048,0.99816283397905425,null,3.8515946241424839,0,5.1390514774174983E-3,0.46091305848815023,1.0482906059299222,2.4117158056553085E-2,6.7885135941636948E-2,4.869537338881476E-3,1.5725870818304739,0.15869372657948289,0,5.6238841917779043E-3,0.28819144823446907,0.21205695140218322,1.3505087626366805E-2]
[null,1829,0.98573293415511709,1.0074910872343183,0.98556582124472525,0.98627239657920007,1.0159293170796859,0.98201512572205663,1.0301193928521557,null,3.9383453411650948,0,5.5892637113447545E-3,0.44756177490202886,1.0744209257320709,2.4489434853754009E-2,6.672025560850163E-2,5.2921435394894713E-3,1.6516311107102613,0.1566673914118063,0,5.6238841917779078E-3,0.28648109113971715,0.21036945669414855,1.4677136092878396E-2]
[null,1830,0.9851830165724037,0.97674927538192957,0.99205365250798383,1.0237260173947733,1.000267054368605,0.99658613997800494,0.9984832549638808,null,3.9833215549278664,0,5.628080287350421E-3,0.46058489895060706,1.1065497824251656,2.4442511557110101E-2,6.5563975552750342E-2,5.3418105945088551E-3,1.6333983192042523,0.16260668888243593,0,5.6238841917779043E-3,0.29362009473507156,0.2164027873079645,1.4814881813570296E-2]
[null,1831,1.0441741877157016,1.0234196997540499,0.95537443770277586,1.0031287958210142,1.0303034420928383,1.0145573584925105,0.9786101772704584,null,3.6340860865177413,0,5.7908539993633407E-3,0.42415786395531574,1.0019065572225332,2.1660503246740782E-2,6.1948780376523183E-2,5.4884301816830556E-3,1.476875737195644,0.15939161542120536,0,5.6238841917779009E-3,0.27676208909841421,0.19083996567706124,1.5221513950204477E-2]
[null,1832,1.0465032831857257,1.0001894243382385,1.0176797762772865,1.0237618445087295,1.0052904941610201,1.0046019327934059,0.99859898713232997,null,3.7338915787040157,0,5.0409038529460734E-3,0.44489454489435498,1.0161429016973134,2.3351018695789979E-2,6.4401100562526514E-2,4.780758840661023E-3,1.5205679725466952,0.16257265431046508,0,5.6238841917778974E-3,0.27914961531852228,0.20418916056914038,1.3258870929714502E-2]
[null,1833,0.9906555211059751,0.99459841408439409,1.0140390270622297,1.0023403810132203,0.96916096919747308,1.0199183354000401,1.0089253062354377,null,3.9751748069351192,0,5.4529710057394454E-3,0.47660169626679588,1.0795185624558106,2.4781554672089676E-2,6.7505888724520471E-2,5.1772560830646254E-3,1.6322198456561137,0.15917643742267082,0,5.6238841917779009E-3,0.29971418172496145,0.2159499614638091,1.4358509279238573E-2]
[null,1834,1.0313081682270588,1.0376273638651092,1.0144942178548497,0.96910002024251796,1.0030347277454303,1.0118332049119243,1.0065509000483626,null,3.7194763730822178,0,5.1548550514727053E-3,0.4499728729086217,0.9960155931906447,2.3258843417071417E-2,6.7051262262824637E-2,4.8813748931495638E-3,1.5265165980013558,0.15389704453801839,0,5.6238841917778974E-3,0.28288922309774828,0.20098661394515169,1.3537917687324746E-2]
[null,1835,1.0338710534468147,0.99674135999987301,0.98861924358458464,1.0165777163909506,1.0033856993947243,1.0308214680336447,1.0220479534168418,null,3.8305323485666825,0,5.568251811719719E-3,0.45139663212744358,1.0346196658913609,2.3712269793323838E-2,6.3266112112584469E-2,5.2891167693837893E-3,1.5852210122487955,0.16147659013399426,0,5.6238841917778922E-3,0.28838233535794411,0.2024442400489086,1.4668741702886611E-2]
[null,1836,0.9858158432097045,0.98286326767715082,1.0281618597864579,1.0186025925092619,0.96456760370196415,1.0307036529388545,1.0146892154150877,null,4.0537010267680911,0,5.3862572113741649E-3,0.49152874021325915,1.0957387038601725,2.5511830028177522E-2,6.8098151020169181E-2,5.1197828496721137E-3,1.6636077658695747,0.16173734307387574,0,5.6238841917779087E-3,0.3064401663945282,0.22148180243497059,1.4199114043280735E-2]
[null,1837,0.9805012213019092,0.99093661835276181,1.0280064244241001,0.99315337867299991,1.0190427921575025,1.0098879093752038,1.0346843379741519,null,4.0619388003264154,0,5.3004971590923291E-3,0.48276037408996753,1.093152938281815,2.5845553452181098E-2,6.8895649113176888E-2,5.0307750820613225E-3,1.6918083713897016,0.15769665748640566,0,5.6238841917778922E-3,0.30100208318409083,0.22147074971932329,1.3952261495008226E-2]
[null,1838,1.0141582358657621,1.0177992001318381,1.0159197426326989,0.993699077049226,0.98530198336847719,1.0131271101068839,0.99303904587672343,null,3.8048622182922305,0,5.2498859625720509E-3,0.4607151499850255,1.0314616153286282,2.3632962368043041E-2,6.7255821321249354E-2,4.9767551865302221E-3,1.5479382791205725,0.15780134111948221,0,5.623884191777893E-3,0.28938891492989383,0.20751493701918847,1.3802443684414687E-2]
[null,1839,1.0175422690907101,1.025603673633054,0.9847354501125567,1.0020099219176197,0.99459290848676507,0.96695241447313252,1.0040881385403655,null,3.7280017051164962,0,5.3248603004686359E-3,0.42455026549079894,1.0234294913031243,2.3006165697288087E-2,6.5487575879218607E-2,5.0324923319186371E-3,1.540335248490406,0.159168537616762,0,5.6238841917778939E-3,0.27189351744920615,0.20084236288146384,1.3957024085000961E-2]
[null,1840,0.98063630326259221,1.0319296999667713,0.97195399719462128,0.99315548378581386,0.99308021134683444,1.0051000062062101,1.0452174445990123,null,3.9478216646685267,0,5.8927655986442526E-3,0.45310010111291826,1.0569420575387256,2.4490862045833013E-2,6.7454140982868019E-2,5.5796786878999681E-3,1.6694746746479439,0.15778148388822311,0,5.6238841917779E-3,0.29253116340419205,0.20526180284399867,1.5474580922788269E-2]
[null,1841,0.99629985782300179,0.97640830502654141,0.99565444305168749,1.0044167349229942,0.99991731533283679,0.98943979972343377,1.0251275121172856,null,3.9767155715361593,0,5.484148592981985E-3,0.453480373125426,1.0942168238265075,2.4781704125940534E-2,6.50350113797213E-2,5.2032782913182937E-3,1.6565505404054703,0.15953413366657368,0,5.6238841917779009E-3,0.28844141732749123,0.21490187498344415,1.443067880546672E-2]
[null,1842,1.0041279543018999,0.97394603542140068,0.9853200427330443,0.9948422763174759,1.0157067479286053,0.99393190869246695,1.0060798018496671,null,3.9185463454113489,0,5.5881312326468164E-3,0.44822834434512887,1.0892952203995656,2.4028693121121384E-2,6.3775800226186841E-2,5.3039110744693176E-3,1.6164733078329607,0.15802907332821572,0,5.6238841917778939E-3,0.28695209158751706,0.21171437857345479,1.4709771963596591E-2]
[null,1843,0.99716053123204462,1.0105112608526405,1.0053101469374759,0.98798867591753181,1.0010284130379097,1.0099425248099476,1.035387880007625,null,3.9399149343499995,0,5.449163033323403E-3,0.46343119903294638,1.057237364809702,2.479105491725651E-2,6.7349962437681293E-2,5.1667005039097358E-3,1.6468031735482194,0.15691034633224601,0,5.6238841917778939E-3,0.29300669428053566,0.21071448270395299,1.4329234625095232E-2]
[null,1844,0.96467942692661379,1.0085924053839421,0.99166511275636693,0.98584259626607562,0.99594547110938747,0.99489414858515191,1.0049694943530092,null,3.9944186057966196,0,5.7116524523684745E-3,0.46606627011956508,1.0961394043699604,2.4570190230631356E-2,6.8628962886333009E-2,5.4116461977264316E-3,1.6493534320209708,0.15658994214345548,0,5.6238841917778922E-3,0.29718667116614506,0.21555129229787331,1.5008562624550624E-2]
[null,1845,0.99424399730757373,1.011979163754918,1.0243324513956968,1.0274521349560866,1.0129815701431866,1.0077387678904415,0.96815979175923017,null,3.8544850450140458,0,5.2381010485236783E-3,0.47133073024068445,1.0570696961491066,2.3781778478487423E-2,6.8831909290169038E-2,4.9656107814892844E-3,1.5427977638400396,0.16314840077265899,0,5.623884191777893E-3,0.29453492564581901,0.21386691068122909,1.3771535991106776E-2]
[null,1846,1.0386118145814427,1.0370409591080951,1.0003257012954934,1.0204151919747915,0.96606519883478548,0.99898600991424569,1.0359909684431441,null,3.7271852972065567,0,5.2067764449401019E-3,0.43543171540224535,0.99079447663185605,2.3541492809095042E-2,6.5674843361728116E-2,4.9271388964452064E-3,1.5568264094896702,0.16206796870181045,0,5.6238841917779078E-3,0.27615677052477139,0.1976825348878104,1.3664838754282399E-2]
[null,1847,1.0028970090528264,0.97247160719695735,1.0228250297716766,0.9925634349336635,1.0044160763319281,0.97318517444998809,0.99810501747111424,null,3.913163981613216,0,5.0646765059580278E-3,0.45375930719085039,1.0885526651278352,2.4494418495834488E-2,6.6058766705060806E-2,4.8019666209040525E-3,1.6015626868089803,0.15761069367547603,0,5.6238841917779061E-3,0.28381584724865783,0.21863073384625206,1.3317688207540045E-2]
[null,1848,1.0223399735115564,0.96546481872017031,0.98042581230116321,0.97417458150206648,0.99477733006087643,0.98790424633385332,0.98951223360518514,null,3.831452059552761,0,5.5196421147190007E-3,0.43637106236786083,1.0793027722860193,2.3234573643937176E-2,6.1925749315421171E-2,5.2395287913890448E-3,1.5673047323516403,0.15475333986610693,0,5.6238841917778965E-3,0.28022368432634814,0.20846115923398162,1.4531215292998313E-2]
[null,1849,0.97370934870979975,0.97886541093403834,0.98526553119033722,0.99349082741550676,1.0069029772239813,1.0222476679081038,0.99910609469238887,null,4.0436450814265577,0,5.9224972711061858E-3,0.4755572566001669,1.1179555800178851,2.4600154869916784E-2,6.6023710263462737E-2,5.6282104160406566E-3,1.659098189029391,0.15781448065375989,0,5.6238841917779017E-3,0.30445827055831515,0.21719866414869277,1.5609177948252206E-2]
[null,1850,1.0289741673725454,1.0079016954226445,1.0283201778635267,0.99612617959332217,1.0013047366696139,0.9947057174043229,1.0121311846389431,null,3.79105066667994,0,4.9574072315650124E-3,0.45116462801677082,1.0249486245720509,2.3997273615453493E-2,6.6544426881229135E-2,4.697137647073418E-3,1.5582807003259405,0.15816822218901391,0,5.6238841917779061E-3,0.2812483252526527,0.20830789381019235,1.3026957409346798E-2]
[null,1851,1.0094570114905606,1.0138061776134866,1.0173934326955769,1.0087143971018624,0.97666959817956067,0.9775844068262568,1.0005378006412895,null,3.8070791457853286,0,5.0768871219283827E-3,0.44669260974257968,1.0400060033218559,2.3862698632214741E-2,6.7454540590035209E-2,4.8041711388084399E-3,1.5603239413146917,0.16018356501749795,0,5.6238841917778965E-3,0.28032708025145431,0.20955373652833451,1.3323802178005974E-2]
[null,1852,0.99622382099657414,1.0028111632612546,1.0057463835913949,1.0140448349932816,0.98589013655521551,0.99861246750632271,1.004957953343053,null,3.9028558854022344,0,5.3950810943809826E-3,0.45932662159093501,1.0659137305298116,2.4260110709497386E-2,6.7039634774264362E-2,5.1142921663947152E-3,1.6033438970251546,0.16104786275295005,0,5.6238841917778922E-3,0.29033310461978129,0.21206394185541361,1.4183886280635235E-2]
[null,1853,0.98407833773426889,0.99476987631251002,0.98773710544557536,1.0158090830355442,1.0224509036552292,0.99493715070926347,1.024293550935053,null,3.9836969108579026,0,5.6586771458584815E-3,0.45669829100996445,1.0891034950204725,2.4710415127929708E-2,6.6309386132060888E-2,5.3653294011154172E-3,1.660316591035446,0.16135586565203258,0,5.6238841917778904E-3,0.29193090985338371,0.21306131212906423,1.4880108450514445E-2]
[null,1854,0.97074777635861731,0.98762353925200363,1.0137017226320071,1.0257222731967544,1.0198115593359229,1.0131790721263016,1.0144495772199407,null,4.0744607183550885,0,5.5385182510380359E-3,0.48359427465411464,1.1090901487792169,2.5474785337469299E-2,6.8491641017197694E-2,5.2584907903862107E-3,1.67923389659588,0.16289011512189769,0,5.6238841917778956E-3,0.30417465439973701,0.22158354155710383,1.4583804161345837E-2]
[null,1855,1.0102796428136223,0.99634258197406245,0.99375154638806018,1.0123255994718159,1.014862115889462,1.0047109792748747,1.02089420898599,null,3.889464171014291,0,5.4949044153643437E-3,0.45170627961488191,1.058701682758344,2.4176916426721019E-2,6.5037477285470852E-2,5.2123948654964856E-3,1.613367645393446,0.16079325052116397,0,5.6238841917779043E-3,0.28765452771463518,0.20822905410872691,1.4455962548984956E-2]
[null,1856,0.98399105619157545,0.97973835657148856,1.0046139036700172,0.99794450867055906,0.96161032703889426,1.0370694831537302,0.97065898045384369,null,3.9828225892950173,0,5.7083655829784051E-3,0.48590833835869057,1.1034389305150114,2.4140102132416963E-2,6.6581263352891953E-2,5.4285360788147094E-3,1.5986230333138829,0.15849256342776316,0,5.6238841917778939E-3,0.30735053427031939,0.21788836451822008,1.5055404718208029E-2]
[null,1857,0.97225816928821562,0.96621653671746555,0.98708735301951533,0.99388178914578751,1.0002910946512198,0.99046731331345461,1.0006937242369782,null,4.0477625620639976,0,5.7376965912943291E-3,0.46275755196032964,1.1333917939382057,2.4738684666110771E-2,6.556780447949935E-2,5.4470560519585343E-3,1.6667846051266466,0.15787381782514279,0,5.6238841917778939E-3,0.29592478946753842,0.22028350326811202,1.5106767679972023E-2]
[null,1858,0.99999145384583754,1.012788978471469,0.98915369198548364,0.99466885092111845,1.0252461178639933,1.0050897563973304,0.95548765488415865,null,3.7813982576597702,0,5.5918989035205497E-3,0.45304807129545099,1.053500156699517,2.2684467627988307E-2,6.6262988275262835E-2,5.3000159512566879E-3,1.5120743305934359,0.15799570180771227,0,5.6238841917778956E-3,0.2893404035176928,0.20646116730454173,1.4698969298653036E-2]
[null,1859,1.0044705087134602,0.9918678208515207,1.0030484118439627,0.98331606670913774,1.0191500756916698,1.0201758558512244,0.99715043763460853,null,3.90001032171581,0,5.5075441486010001E-3,0.46594806331784633,1.0685098535506836,2.4007499656204242E-2,6.5756280491419697E-2,5.229865198067769E-3,1.5932999726074182,0.15617162079745867,0,5.623884191777893E-3,0.2950113536108368,0.21145505798630976,1.4504414456387549E-2]
[null,1860,0.97640366514405152,0.98131195185821973,1.0392482256295146,0.9941270924929998,1.0277235067426682,0.99349158508854718,0.99421198374558262,null,4.0212572195705452,0,5.1220715581403028E-3,0.48217129873895698,1.1068479956900603,2.5282544537622267E-2,6.9374295346829526E-2,4.8595696016023758E-3,1.6365652210924686,0.15783458148882626,0,5.6238841917778896E-3,0.29859181591191503,0.22575064124627661,1.347744328235162E-2]
[null,1861,1.0165712730360073,1.000756597667154,1.000900253181918,1.0063923214222867,0.99234211051409582,0.98512449871516383,0.97066576802305959,null,3.7594378132541189,0,5.2708331658260724E-3,0.44203403299661626,1.047070163751664,2.2958622249633472E-2,6.5295616463899336E-2,4.9932950180648673E-3,1.5156374530469721,0.1598399017030149,0,5.6238841917778983E-3,0.28024394786811818,0.20716341417327139,1.3848314956910581E-2]
[null,1862,0.99014866758885733,0.98794769534321869,1.0167636827380273,0.99410809766489727,1.0119627746850064,1.0330187862611229,0.96929992944954058,null,3.9411886723571419,0,5.5004823673634375E-3,0.48515649074520567,1.0867200381587869,2.4068186379642E-2,6.7358443547858679E-2,5.2276342152279857E-3,1.5783109125050896,0.15786503108131816,0,5.6238841917779043E-3,0.30458328581323785,0.21727702099781263,1.4498227088543869E-2]
[null,1863,0.97318032579586899,0.99776587415649931,0.99870662595800774,1.0001425824371211,1.0005293446305072,1.0014584546096563,1.0200556201109532,null,4.0241885171602627,0,5.6257851065540298E-3,0.46922650415767458,1.0970873477356153,2.5030023516716141E-2,6.7907887922873333E-2,5.3352141189481929E-3,1.6712976535730106,0.1588506193662759,0,5.6238841917778956E-3,0.29788978024556184,0.2167688001719478,1.4796587266414736E-2]
[null,1864,1.0131834930789494,0.97504969809116515,1.0118523777723487,0.98306093449515397,0.96120351850565056,1.012954819092551,1.0020534488414927,null,3.9106261191069644,0,5.3375898406098883E-3,0.46378534823538159,1.0758522667088444,2.4259915327977125E-2,6.4858521588062407E-2,5.0709242275193923E-3,1.6002874182187483,0.15611801149746782,0,5.6238841917779E-3,0.29204759792016893,0.21399621061580687,1.4063610415819565E-2]
[null,1865,1.000907690205133,0.98246549696657459,0.99800074846660958,0.98432612944527209,0.9902785276470043,1.0080619423199995,1.0282953974566171,null,3.9690937850268941,0,5.5285554671928713E-3,0.46067477359214976,1.082561598589725,2.4745370052014763E-2,6.5192345261800982E-2,5.2490052881112208E-3,1.6538874999732469,0.15633957960335165,0,5.6238841917778956E-3,0.29258925619934578,0.21320153050330903,1.4557497239252653E-2]
[null,1866,0.99785260140901255,0.99480538893760118,0.95905784901377422,0.98158485389352224,1.0201147929244079,0.98450273211864825,1.0004140127880192,null,3.8580387240131082,0,5.8630204029813966E-3,0.43412000036286175,1.0767285600284351,2.325159873495412E-2,6.3631650351815561E-2,5.555847664782375E-3,1.5958871310228944,0.15596280209926133,0,5.6238841917778956E-3,0.2825932024118043,0.20513857915733816,1.5408488390165247E-2]
[null,1867,0.98649610029812695,1.0167108079438747,1.0015313223409981,1.0096937292566612,0.99417576225564541,1.0086783779611184,0.96594146747158116,null,3.8536685344189254,0,5.5393137234943379E-3,0.46564642889334534,1.0628297428623121,2.341081460695198E-2,6.8161854443497288E-2,5.2501473614076088E-3,1.5474197058525931,0.16036328008499812,0,5.6238841917778974E-3,0.2950981782520225,0.21084314694863765,1.4560664644874597E-2]
[null,1868,0.9889198960200648,0.97420691517831026,0.98489152479786035,1.0140016763607107,0.99032272964657586,0.98287877263078693,1.0349304670256336,null,4.014222328976663,0,5.6157496168076811E-3,0.44959111149995795,1.1058067282174793,2.4984894362027988E-2,6.474382313386591E-2,5.3268392490706295E-3,1.6848664317619197,0.16107317701263729,0,5.6238841917778922E-3,0.28790209195841232,0.21514573665400666,1.4773360552317521E-2]
[null,1869,1.0172727475517365,1.0357447281868641,0.99169262998899488,1.0159009772647987,1.0279410636046165,1.0245844566338131,1.0156200948724605,null,3.7937213857660295,0,5.5529737119710404E-3,0.45326183849255175,1.0135551249199304,2.3509708263780932E-2,6.6445137728455311E-2,5.2625381696691509E-3,1.5663550994102602,0.16136433327156668,0,5.6238841917779078E-3,0.28901696214202188,0.20028470379743324,1.4595029090547395E-2]
[null,1870,1.0202887848039039,1.0296569014478361,0.96871088186563525,0.95919179478187566,1.0003143197151037,0.99020886397086449,0.97322464725604352,null,3.6700714076286296,0,5.6198227493382078E-3,0.42763966689770067,1.0182826980434323,2.1990439374160561E-2,6.4520994335429918E-2,5.3173791938551391E-3,1.4918273968116857,0.1523904999138338,0,5.6238841917778939E-3,0.27666325506260014,0.19668789234884779,1.4747124204643306E-2]
[null,1871,1.0096273086142087,1.0099972749206028,0.98057687065729138,0.97721025860464028,0.98435025451400493,1.016737790580263,1.0272970487416575,null,3.8718368484345058,0,5.7068540622812018E-3,0.45103441226932961,1.0469773528488997,2.3896618859117712E-2,6.4959570477911552E-2,5.4131525985005582E-3,1.6158471796149281,0.15523534881009551,0,5.6238841917779078E-3,0.28961241741344862,0.20393102496329815,1.5012740449473039E-2]
[null,1872,1.001951820066822,0.99537731115656425,0.99571355341220691,1.0042326802822275,0.98377077162689597,1.0031518310868992,1.0282735764163846,null,3.9326895432556723,0,5.5101683170925564E-3,0.45560138993289939,1.0682999148262335,2.4543272156458316E-2,6.5649663382743098E-2,5.2266943940030312E-3,1.6389731076127008,0.15950480950357013,0,5.6238841917778956E-3,0.28977982792355561,0.21050152704363048,1.4495620605193845E-2]
[null,1873,0.98729608414275871,1.012007342514448,1.0107426271201772,1.0103897314414501,1.0048020199016992,0.99132627702873211,1.0435340391335894,null,3.9739953398243486,0,5.3395320747603682E-3,0.4610012471119237,1.0657823481075588,2.5252257962558648E-2,6.8447983058730177E-2,5.0571591000406401E-3,1.6695224898098078,0.16045973761091148,0,5.6238841917779043E-3,0.29049316882490855,0.21366916166303887,1.4025434457848296E-2]
[null,1874,0.98896253135968371,1.0077197924410433,0.98586485416545955,1.0153691470510195,0.99900175600193253,0.99568174189358749,0.97743161707259285,null,3.859433117216029,0,5.6447923097637026E-3,0.45275471312920268,1.0706529612702351,2.3396356368952972E-2,6.6532978139704102E-2,5.3487753682641666E-3,1.5656562023225093,0.16128888783626508,0,5.6238841917779009E-3,0.28975058919212399,0.20923836391441514,1.4834197792341472E-2]
[null,1875,1.0146906678881553,1.0122788739478574,0.99134647491513239,1.0334793074131448,0.99511563161593219,0.95892850047629175,0.96025740452983266,null,3.6968483214641505,0,5.2341336772286215E-3,0.42572348678112298,1.0385348633382512,2.2448250938523106E-2,6.5412706838701692E-2,4.9479100164003037E-3,1.4857339398282796,0.16415699658422347,0,5.6238841917778922E-3,0.27151627546295587,0.20426169615485593,1.3722445006287401E-2]
[null,1876,0.99158475496169973,1.0024523624332304,1.0001485988631298,0.98110114894110811,0.99607646331619548,0.95492423142866689,0.98706146121349714,null,3.8355879126434913,0,5.2447703290825713E-3,0.43805275577500474,1.071799694765414,2.3634673633366163E-2,6.6982164547470108E-2,4.9594128848242814E-3,1.5701236691823137,0.15582415924979059,0,5.623884191777893E-3,0.27784966432098557,0.2122282575661078,1.3754346855520592E-2]
[null,1877,0.99320263671092679,0.99732186110478416,0.98951572545855515,1.0204342409556877,1.0101801620164788,0.97074352539796438,0.98087820129714531,null,3.8478311825522105,0,5.4476642346413025E-3,0.44134289691953277,1.076302476695101,2.3481841351406411E-2,6.5942398920939477E-2,5.1575129038006597E-3,1.5664114360673647,0.1620877775636291,0,5.6238841917778904E-3,0.28180090329037744,0.21082396498339234,1.4303753899532588E-2]
[null,1878,0.99470299335120338,1.0112882086170358,0.98495982244380964,1.0376068280001947,1.0078878961306297,1.0251818141408486,0.96885033925569863,null,3.8512615618819455,0,5.7860226193873592E-3,0.46348528855287985,1.0609874527056142,2.3190859220180209E-2,6.6274832262411987E-2,5.490341740687116E-3,1.5480791290021256,0.16482272398147146,0,5.6238841917778939E-3,0.29678667864922598,0.20707957876125271,1.5226815433704086E-2]
[null,1879,0.9796446219934154,0.96119027181491723,1.0208349040441136,0.99535699444500336,1.0209370348146851,0.99306505409084911,0.96435770666359022,null,3.9931577637627531,0,5.3235549579949562E-3,0.47493793888590097,1.1270420052462435,2.4441311687128951E-2,6.6890499192947775E-2,5.0559272557416449E-3,1.5998527370201905,0.15805726212948501,0,5.6238841917778974E-3,0.29742453953360298,0.22513319549479285,1.4022018082935815E-2]
[null,1880,0.99638792731544301,0.97048688211384526,1.0072208136124667,0.97118372142351883,0.98424140529884607,1.0035300284731303,1.0376623600242458,null,4.028042872224856,0,5.4339696144755766E-3,0.46557496165976714,1.0993394260677454,2.5335033512582875E-2,6.5427444784244435E-2,5.1611569635468153E-3,1.6865598599723988,0.15423860985520232,0,5.623884191777893E-3,0.29401417226078591,0.21788843230172708,1.4313860269555587E-2]
[null,1881,1.000755907707318,1.0136226428129891,1.0033479749443297,0.96376835253338056,0.97776418782477248,0.99225015812397854,0.98438227311854698,null,3.8132978318065165,0,5.3537335395239206E-3,0.45214794309857342,1.0505489854588335,2.3412509652565971E-2,6.7145625612742427E-2,5.0704453793469981E-3,1.5525267989789768,0.15306658821438965,0,5.6238841917779E-3,0.28622071759246076,0.20882578477949426,1.4062282386875982E-2]
[null,1882,1.0141492863546127,0.96627717220025677,1.038340647576079,0.96692320648651642,0.98496808730644636,1.0081329826233547,0.99264386792011472,null,3.9199860471106964,0,5.026838528241674E-3,0.47266836566691511,1.0815169487166667,2.4559717219178202E-2,6.5937755627127489E-2,4.7766532462951306E-3,1.5905632995842005,0.15351680885909766,0,5.6238841917778983E-3,0.29286754473893867,0.21973442324089579,1.3247484547844714E-2]
[null,1883,0.99671892141431451,1.0157993284202094,1.0119521234370776,1.0109599506974005,0.96847303704765642,1.0201192351090138,1.0068506137604962,null,3.9030224941898561,0,5.4254542292031778E-3,0.47075909560041834,1.0518466414401861,2.4326609742968113E-2,6.807570449434866E-2,5.1456458792889931E-3,1.6005716681944964,0.16054844829571785,0,5.6238841917778939E-3,0.29642077089204838,0.21085863758148043,1.4270842106329023E-2]
[null,1884,1.0257155340170101,1.0262798432226297,0.99771507767199019,1.0013915674823823,0.98467875819645867,0.95963399081666023,0.98802343612951826,null,3.673125594795887,0,5.101229288771424E-3,0.42256081185181271,1.0134761953406859,2.2697276905794338E-2,6.5800153316892582E-2,4.8188278363218489E-3,1.5012418082391772,0.15905050147468344,0,5.623884191777893E-3,0.26842962106310025,0.20116329306407468,1.3364450800340434E-2]
[null,1885,0.97446371980750901,0.96870890516216734,1.0041544678972072,0.98619026029505241,1.0164181585894583,1.003550180013463,1.0298961783976825,null,4.1066101623008144,0,5.5939749901712495E-3,0.47497226859977332,1.1263462455465927,2.5675997314959381E-2,6.6612472598116951E-2,5.3136235376080457E-3,1.713279935847567,0.15662645152043558,0,5.6238841917779043E-3,0.30051873576309851,0.22249781403616958,1.4736708334883667E-2]
[null,1886,0.96967242174454604,0.9863743673600387,0.99111818795205642,0.98584139596993126,0.99997013033313742,0.99455039378871346,1.0051750814239295,null,4.0243144834019962,0,5.7081505322852492E-3,0.4655519451127817,1.1138991153572382,2.4719645721437786E-2,6.7064955484691213E-2,5.4144935370313311E-3,1.6611207086026274,0.15659057324173095,0,5.6238841917779061E-3,0.29696034688246725,0.21806050641811925,1.5016459384373704E-2]
[null,1887,1.0224973016293637,1.0184605700671079,0.99764853895156902,0.97434897399601217,0.98076380692836884,0.96735736677064343,0.9890098449087199,null,3.7051800268608583,0,5.1657866599031602E-3,0.42820329135765067,1.0240874711363077,2.283692949897637E-2,6.5610548840546803E-2,4.8841420340405622E-3,1.5158695718493895,0.15475543893645183,0,5.6238841917778922E-3,0.27202525294462115,0.20290369070469802,1.3545592026303319E-2]
[null,1888,1.0446476393988842,0.98588696359376138,1.0169387987060399,1.0244053972317839,0.98439759749068101,1.0362676032502842,0.9814076729296819,null,3.7760580542161901,0,5.2298369623660496E-3,0.46164830614180347,1.0320581020620885,2.329378651230056E-2,6.3750851984211113E-2,4.9717391745337453E-3,1.5172416935550359,0.1626759924696487,0,5.6238841917778956E-3,0.28979358124053234,0.20644142148002528,1.3788532366596785E-2]
[null,1889,1.0180455856979911,0.95758900043901896,0.98777441760999862,1.0133628230044058,1.0033140849702384,0.98720184536916189,0.99305993806873394,null,3.8806071373167939,0,5.4620448819643541E-3,0.44155157863052197,1.0916364846039848,2.3708410387670693E-2,6.2222701742713792E-2,5.1868075416164382E-3,1.5865600824648214,0.160967232540876,0,5.6238841917779078E-3,0.28224221164575464,0.21198478932572859,1.438499912328841E-2]
[null,1890,1.0181488960628282,0.98608477380578818,1.0118737589498505,0.99082989891730122,1.0072599856720867,1.0075925286633103,1.0150609644457924,null,3.8843519145204084,0,5.2731578412331063E-3,0.45782760819076007,1.0591988695915215,2.4297849744418228E-2,6.5112558908303877E-2,5.0054651225206548E-3,1.6017812085205336,0.15735175378748745,0,5.6238841917778965E-3,0.28829218418074654,0.21125162281696852,1.3882067306602018E-2]
[null,1891,0.99563931755879853,1.00720301776582,1.0055180122964689,1.0018174444554786,0.97688182831548842,1.0004874312497909,0.95990648441300008,null,3.8223821997740948,0,5.4070092718597794E-3,0.45997193927628666,1.0621389666218717,2.3213831172123976E-2,6.7293644715121309E-2,5.1249609766984118E-3,1.5292364123339917,0.1591062879045427,0,5.6238841917778974E-3,0.29078212045786278,0.21108368642765701,1.4213474968018338E-2]
[null,1892,0.96644986981139502,0.97683456169880911,0.98518418395125995,0.98970621213972065,0.99080758416969972,0.99913564137008648,1.0036001429380894,null,4.0587071945281519,0,5.8351203729350839E-3,0.46791031536430766,1.1285900374730202,2.4794020528497388E-2,6.6406860139960361E-2,5.539052491560917E-3,1.6741746398117399,0.15721342343859643,0,5.6238841917778965E-3,0.29957791655242605,0.21935025595159124,1.5361908957609161E-2]
[null,1893,0.9887560469339014,1.0142791337275612,1.0006131596686261,1.0104142092533048,0.98704063844254852,1.024490525230074,0.9920109295733649,null,3.9096313416377302,0,5.6263705980830921E-3,0.47213187250079947,1.0629034016516778,2.4006038165657374E-2,6.7820713053844031E-2,5.3378481179557945E-3,1.5920681962058387,0.1604791167255277,0,5.6238841917778983E-3,0.299379009924436,0.21070373934621572,1.4803892352078908E-2]
[null,1894,0.98564568403155706,0.97411957622486256,0.97769439699138505,1.0069591353827694,1.0091937981890449,0.97309438451197217,1.0012906559615431,null,3.9550394626151957,0,5.663029953735005E-3,0.44350714197122548,1.110277617450943,2.4133856877031193E-2,6.4512151772420395E-2,5.368782799766417E-3,1.6326872724156625,0.15996557490455868,0,5.6238841917779043E-3,0.28529806474396635,0.21443845939710396,1.4889686044471497E-2]
[null,1895,1.025126172525519,1.0050890001829786,1.012699733311677,0.99380296740664709,0.98313214839113927,0.97270050382129647,1.0064651575722507,null,3.7685128215231556,0,5.0309372663737521E-3,0.43658931733312023,1.032986147085839,2.3625814919785638E-2,6.5690034180013956E-2,4.7615464170742278E-3,1.5514567276701945,0.15782266248644178,0,5.6238841917778956E-3,0.2747786263292431,0.20700341063774383,1.3205587538296018E-2]
[null,1896,0.99273124024146586,1.0358311905216591,0.99957611905024168,1.0234903491606393,0.97915615403176115,0.98554194635985881,0.99557556445478113,null,3.8147918640593335,0,5.3836102303656801E-3,0.44889656925473881,1.0378043328081419,2.3611508276811511E-2,6.8599285925842357E-2,5.0908549652924654E-3,1.5624320917102219,0.16255754657857632,0,5.6238841917779061E-3,0.28482911152587664,0.20661140308548162,1.4118885966934924E-2]
[null,1897,0.99998837011486952,1.0303780093797008,1.0033497892617513,1.0057744951586594,1.0071654755484449,0.96265489959350192,1.0064779047772836,null,3.7914699331013426,0,5.1837978877573038E-3,0.43665192673285419,1.0351036448782569,2.3690175766682243E-2,6.8062123218161283E-2,4.8966445956009803E-3,1.5661482099895889,0.15973804018085816,0,5.6238841917778983E-3,0.27641104876317402,0.20674776626557034,1.3580266406573355E-2]
[null,1898,0.96186104870775913,1.0195100733569464,1.0087430783125335,1.033163624160899,0.98216210299147111,1.0058517696894904,0.96494442293787552,null,3.9456121901947285,0,5.577550620031394E-3,0.47889456244105083,1.0865072137364544,2.4067134223598231E-2,7.0532173464749576E-2,5.2848085224669397E-3,1.5823422112440371,0.16407957451233096,0,5.6238841917779017E-3,0.30214113838706691,0.21706024680316177,1.4656793288062169E-2]
[null,1899,0.99292768657249508,1.0021476374458249,1.0200912987420918,0.98101892305139837,1.0349654506316803,0.98502510362185491,1.0206526440836237,null,3.9307808437594232,0,5.1812911725104905E-3,0.46003115534918998,1.0687490087322262,2.4822612063410153E-2,6.8132014817078312E-2,4.9080808096618918E-3,1.6306148073939846,0.15578155083542958,0,5.6238841917778983E-3,0.28822057453287092,0.21546646280851456,1.361198339779001E-2]
[null,1900,1.0158264123470289,0.98997658452278625,1.0053283540378133,0.97428938506981067,1.0158253888760513,1.0035329872350742,1.0321144604048873,null,3.9006621270133928,0,5.3332639499996688E-3,0.45392172089137695,1.0582696426272886,2.4499405832674126E-2,6.5063238187145059E-2,5.0604069152786193E-3,1.6276691490991655,0.15473462604723071,0,5.6238841917779E-3,0.28699104250312374,0.21012783277787953,1.4034441890450354E-2]
[null,1901,0.99876511124560896,1.0061141319790106,0.98120503188809582,1.0182114611489241,1.0181452383889618,0.99633020134894157,0.97839906983936531,null,3.8265110852906785,0,5.6493539859966274E-3,0.44692048852527982,1.0621887373301486,2.3153877694024962E-2,6.5508093900518635E-2,5.3537377860269145E-3,1.5532942720681875,0.1617476408711917,0,5.623884191777893E-3,0.28685714852331468,0.20666459791333372,1.4847960472871603E-2]
[null,1902,1.018082552970373,0.97983438062062067,0.96718126613554944,1.0051127838170371,1.0271661579916425,0.99006716752610968,1.0107419985820023,null,3.8482651908294518,0,5.6964574197394214E-3,0.43261982004354649,1.0699173980513084,2.3437103243284334E-2,6.2116156409535356E-2,5.4039275790489566E-3,1.5951299197696078,0.15968851394763695,0,5.6238841917779E-3,0.28015800781670541,0.20487976125096011,1.4987155945776136E-2]
[null,1903,1.0006061267982456,1.0081667232875948,1.0105295266683196,1.0214949235805628,0.98416341919108519,1.0105541537734766,1.0224691533872365,null,3.9204275239026516,0,5.3765267573597985E-3,0.46448518325898364,1.0554332274945735,2.4631825833905774E-2,6.7324099143415597E-2,5.098610549015478E-3,1.6229412072755431,0.16222367905846574,0,5.6238841917779087E-3,0.29272700449568545,0.21117493419473335,1.4140395163904543E-2]
[null,1904,1.0084506330285823,1.0292202386767269,1.0277279130292778,0.99057938963951586,0.98106543393383938,1.0213349379362664,0.98184588848989418,null,3.7998279401288331,0,5.1820265281397561E-3,0.47094866068596952,1.0252689792264154,2.361235956627495E-2,6.8978584449585406E-2,4.911751719957131E-3,1.5322683983070122,0.15728836283839467,0,5.6238841917779052E-3,0.29368727618576163,0.20879954525117447,1.362216423464486E-2]
[null,1905,1.0094660121228616,0.98307493503064047,1.0367757653498411,1.007410026702251,1.0364697041601241,1.0258623749400817,1.0040923746385058,null,3.9432635774017255,0,5.1409393511133395E-3,0.48118228171716843,1.0690104837139787,2.4841697196862605E-2,6.7043763452653782E-2,4.88534909951474E-3,1.6062197444983579,0.15994718396669005,0,5.6238841917779052E-3,0.29842511106403657,0.2176760781717276,1.3548939680066929E-2]
[null,1906,1.01155606486302,0.99819059901080676,0.98356144888730657,0.96798703625696447,0.97006711507984067,0.98184153158779996,1.001574777301369,null,3.8120924117020158,0,5.4770409814652293E-3,0.43617182153428402,1.0564540978668324,2.3349604411350349E-2,6.4425936528300962E-2,5.188384105710468E-3,1.5727276043669689,0.15376576529446626,0,5.6238841917779043E-3,0.27954271787906476,0.20593026496681596,1.4389371537905395E-2]
[null,1907,0.99249885918094793,1.0050616936375456,0.97872458817933672,0.9868060806379666,0.96624957218722107,1.0075800479010064,0.97361392934109325,null,3.8495051030987746,0,5.7801343862607666E-3,0.45419989329226662,1.0701921821859202,2.3125748112825629E-2,6.5712881872179635E-2,5.4813483681721772E-3,1.5594255582132788,0.15676250055458896,0,5.623884191777893E-3,0.29198627823532686,0.20757308908322702,1.5201873375471771E-2]
[null,1908,1.0167779075671339,1.0092824948229611,1.0033820805941394,1.0049424590051346,0.99982365320690036,1.0270756099767682,1.0285482275380953,null,3.8787812487285067,0,5.4578462237120746E-3,0.46196184153053355,1.0382178354135461,2.4292813437060599E-2,6.5868850526276834E-2,5.1799735685859483E-3,1.6102839384010446,0.15960584625229129,0,5.6238841917779061E-3,0.29242696880898811,0.20641109691720572,1.4366045904904385E-2]
[null,1909,0.95938757857507384,1.0230197151664062,0.99863257952111784,1.0112709321437106,1.0270133698573629,1.0096824761742036,1.0364865500379332,null,4.0616914463095712,0,5.730357703400731E-3,0.47743636077546409,1.086735610738748,2.5469998634491016E-2,7.0235457936674586E-2,5.4297596809238348E-3,1.7019021074989471,0.16061822632188957,0,5.6238841917779087E-3,0.30311580232798302,0.21579579767168877,1.5058798234378777E-2]
[null,1910,0.99547399504526124,1.0060431007024493,0.97287981719666183,1.0377322631202295,0.98641453091974773,1.0116725806705289,0.97219751400185939,null,3.8430909743825894,0,5.8564322229732058E-3,0.45231564918311445,1.066549252087424,2.304190287288669E-2,6.5202484915141232E-2,5.5546478027875719E-3,1.5527381372400149,0.16486186866632213,0,5.623884191777893E-3,0.29185312349594178,0.20580129543575093,1.5405160714402299E-2]
[null,1911,1.0240602021780458,1.02341226107233,0.99173963582224078,1.0340874200680914,0.97107121145466513,0.99444726426355023,0.9707257710323508,null,3.6957675995985428,0,5.3640895560852688E-3,0.43745386453709451,1.0183554116587983,2.2497917685899399E-2,6.5393824148388707E-2,5.0782901945260889E-3,1.4888110849503491,0.16425296910767889,0,5.6238841917778983E-3,0.27892899339653004,0.20065141022681479,1.4084039056767462E-2]
[null,1912,0.97203710911098973,1.0270621884288136,0.98396007509315375,0.99595223973529268,1.0137492955420218,1.0168366133293867,1.0174902792626193,null,3.9671281934589797,0,5.8698331295930998E-3,0.4682159900821628,1.069967919151646,2.4423070176433491E-2,6.8578957665972065E-2,5.562941079934154E-3,1.6473712850422693,0.15820746018060614,0,5.6238841917778983E-3,0.30000455433511797,0.20961380354197098,1.5428161140681006E-2]
[null,1913,0.96734053891046279,0.99375288637589754,1.0130079467781101,1.0217821372012725,0.97397982106449899,0.99362482116324835,1.0109719639267942,null,4.0450636089485661,0,5.4530220227212538E-3,0.47449740445713728,1.1065343776602412,2.5297580141931217E-2,6.9020765090788069E-2,5.1702366225889447E-3,1.6679429773507035,0.16226546970245181,0,5.6238841917778922E-3,0.29858035833039553,0.22124453578997838,1.4339041633296731E-2]
[null,1914,0.96493795829943774,0.9856703538841366,0.99521905465790184,1.0026199645917551,0.99919656733140194,1.0093895736304423,0.96998706877484842,null,4.0071622023587254,0,5.7726132238873568E-3,0.47699600047080382,1.1197180939484588,2.4214708212522428E-2,6.7617341398880884E-2,5.4802039455944807E-3,1.6157356118915474,0.15924941195345571,0,5.6238841917779052E-3,0.30348124139954047,0.21961961871563213,1.5198699454395125E-2]
[null,1915,0.98800222059507115,0.99458652828503347,1.0341547450341828,0.97059358672717211,0.97150431898974987,1.0368702140733419,0.970565010266076,null,3.948427140763386,0,5.3279458824466251E-3,0.49480799075886622,1.0804634256188534,2.4336820799090164E-2,6.8958702524482815E-2,5.0629598596003481E-3,1.5793396711068501,0.15410560720894056,0,5.6238841917778974E-3,0.30736324819081218,0.21965125420606016,1.4041522180500683E-2]
[null,1916,1.0102286490787595,1.0317020683216376,1.0440520936459159,0.98625192799677608,0.96493800588315837,0.9874671854391931,1.0036300624185774,null,3.7954482939032164,0,4.8301249252201374E-3,0.45985105078461608,1.019612248835233,2.4163362984960954E-2,7.0029773102124063E-2,4.5689689199344711E-3,1.5522167714195709,0.156577219489511,0,5.6238841917778939E-3,0.28394600415847021,0.21101763838481821,1.2671496557419342E-2]
[null,1917,1.0036601034070638,1.0261896467987033,0.9930078326178674,0.9857028915905629,1.0271933959995985,1.0447895418539337,1.0154501565964955,null,3.879904486576101,0,5.7323291618407842E-3,0.47046286027074691,1.0362658351032634,2.3938969850945572E-2,6.6944207231915215E-2,5.4408792923944897E-3,1.6010609934224731,0.15656573540361476,0,5.6238841917778956E-3,0.29973833041508169,0.20450548339008814,1.5089637165642994E-2]
[null,1918,0.96886855123606208,1.0316515427778525,1.0460257830712163,0.99993986730870377,1.0240873000053849,0.99432753402608332,1.0194665109153493,null,3.9878514514301631,0,5.050248937255729E-3,0.48382551728285245,1.0629962499467451,2.5553469210387852E-2,7.3148393560093394E-2,4.7790877588659063E-3,1.6461148710380076,0.15874738484803436,0,5.6238841917779087E-3,0.29839517584348763,0.22046343030576138,1.3254236381398447E-2]
[null,1919,1.005214312643977,0.99328384217918086,0.95936718908079754,0.99902853533315339,0.99682670210640123,1.0224586649491472,1.0126093880946285,null,3.8971956758819553,0,6.0421275996722212E-3,0.44874908415411385,1.0703721143759546,2.3555499079289149E-2,6.3109042530921561E-2,5.7377646201703303E-3,1.6156605926175027,0.15873392882152362,0,5.623884191777893E-3,0.29205816882490443,0.20372471064995606,1.591301361551253E-2]
[null,1920,1.0290369126117895,0.99198094835789785,0.99082370019842958,1.0214792061189188,1.0101465258938569,0.98418877894820012,1.0148318231865514,null,3.7995574325527395,0,5.3210071671109067E-3,0.43322038349456132,1.0440211433859492,2.3590498058877033E-2,6.34583887208236E-2,5.0428934364896974E-3,1.5725596106786477,0.162251724421245,0,5.6238841917779061E-3,0.27638805533161787,0.20473598767775517,1.3985870322100654E-2]
[null,1921,1.0012832478111995,1.0062766666228056,1.0069321921833476,1.0035529503866729,1.0083383874246101,1.013094102097873,1.0007147019298224,null,3.8844150413838574,0,5.4289706706034634E-3,0.46412845496944682,1.056942835693867,2.4070373516360398E-2,6.695482998499927E-2,5.1495445889543946E-3,1.5896265676337344,0.15937976930800149,0,5.6238841917779061E-3,0.29315302807483773,0.21053306937459917,1.4281654717876445E-2]
[null,1922,1.0095611848712736,0.99204485863482672,1.0095951577077094,0.97065596530059683,1.0031523918578675,0.99366392980581852,0.99458224046373955,null,3.8500729865764196,0,5.2643206521026968E-3,0.45348961589092085,1.0623195981778832,2.3827373293388174E-2,6.583571174350307E-2,4.9917768279088481E-3,1.5737233469713827,0.15415131045630129,0,5.6238841917779017E-3,0.28596227268541763,0.21156831255450742,1.3844104435527612E-2]
[null,1923,0.99061000742029359,1.0031116980822787,0.99159207049254894,0.96826094476940894,1.0052116467224268,1.0092433077741199,1.0049893123137268,null,3.9188356553891159,0,5.6483918767582233E-3,0.46129685622685046,1.0729980233175789,2.4066229933722188E-2,6.6544478263031559E-2,5.3574332101444062E-3,1.6150861905889509,0.15379740350634821,0,5.6238841917779009E-3,0.29415890431501901,0.21069643441652372,1.4858209295921965E-2]
[null,1924,0.97738402716338246,0.96238515774228328,0.9730246193523856,0.96857989453573934,1.0103132073247514,1.0143331978094168,0.98995066521889985,null,4.031689486433824,0,6.0236862546880349E-3,0.46654055318881421,1.1331226877692406,2.4205027805603459E-2,6.4159360906851023E-2,5.726860675202828E-3,1.6505077584920682,0.15387559321965358,0,5.6238841917779017E-3,0.30100397174677407,0.21706470188265548,1.5882772809864863E-2]
[null,1925,0.99108777279682436,0.99866049797088519,0.99157556616256004,0.95803257307453271,1.0047528072071046,1.009593809972483,1.0103037533496673,null,3.9342042178773475,0,5.6520493785047624E-3,0.46168699625040721,1.077027838942008,2.4203735806336807E-2,6.6281044653571528E-2,5.3622280116017154E-3,1.6268715193082366,0.1521727653485293,0,5.6238841917778965E-3,0.29441072878577884,0.21134401884521037,1.4871507112393139E-2]
[null,1926,1.0215372355819401,0.97873384110789097,1.0303142922867896,1.0378582901559814,0.98083272950274691,1.0101510794652362,0.99545373406973381,null,3.8782865549663676,0,5.0748156077540579E-3,0.46568525799765165,1.0614600439329451,2.4329286347483745E-2,6.5631660155807403E-2,4.8196626276690337E-3,1.572958022300341,0.1647914886581795,0,5.6238841917779043E-3,0.28994820364759255,0.21474709471896006,1.3366765995708876E-2]
[null,1927,0.98063841598181789,1.0269449633762882,1.0308598639314617,0.99832365051459038,1.019099344117447,0.99566877600440129,0.98715696975777223,null,3.8910354238533782,0,5.1628040502611815E-3,0.47297410814805996,1.0562661484304168,2.4334486645147979E-2,7.1017533671341809E-2,4.88716872484583E-3,1.5789183117048267,0.15851335084703314,0,5.6238841917778974E-3,0.29438878480546149,0.21572046453836166,1.3553986196364751E-2]
[null,1928,0.99418534334035102,1.0144914407107157,1.0201500438078959,1.0227436779852737,1.025665777762955,0.965444466184051,0.99914812432327249,null,3.8498908086228281,0,5.0608405603445178E-3,0.44860997709859807,1.0550418164262065,2.4188068728086706E-2,6.8702442583555359E-2,4.7853918482187261E-3,1.5781058141273676,0.16240717067910421,0,5.6238841917778974E-3,0.28105481655982945,0.21316054691054273,1.3271720029882769E-2]
[null,1929,0.97197649377677486,0.98596269901852296,1.0161200241851069,0.96844353289657881,1.0043205554154373,1.0199960389841465,1.0002258934137809,null,4.0493359182357924,0,5.5420591245149619E-3,0.48761253798338872,1.1092220102533705,2.5089141175005943E-2,6.8469234324711761E-2,5.2641694709265633E-3,1.6571283332320266,0.15379041960449663,0,5.6238841917779017E-3,0.30624627215549155,0.22183242165687522,1.4599553312232776E-2]
[null,1930,0.98779392647017616,1.002766257857554,1.0059931419429007,1.0128383907993765,0.9763508598141738,0.99054368275044014,1.0174593216738108,null,3.9463519724773364,0,5.3944031326903456E-3,0.459401982907095,1.0750323871966359,2.4693682432938603E-2,6.7625003499120928E-2,5.1113745381823122E-3,1.634839366604055,0.16085588028587441,0,5.6238841917779E-3,0.29033637723312278,0.21405064213840705,1.417579458281519E-2]
[null,1931,0.97796786448842599,1.0335491591829618,1.04531680109614,1.0039222587094017,1.0314322333874293,0.98236445373201531,0.98790297005675221,null,3.8836768129178019,0,4.9489584037724528E-3,0.47275056987108377,1.0513377775402561,2.4550891806043508E-2,7.2524730635020559E-2,4.679531589446121E-3,1.5753317095109918,0.15938067344616547,0,5.6238841917778965E-3,0.29168909759576456,0.21777877605051801,1.2978129084505137E-2]
[null,1932,1.017908519449646,0.97562880485176739,1.0265136243526918,1.0298688225691259,0.99911767190317824,0.97265485632916515,1.0128037035299582,null,3.882133077433414,0,4.9459546931614291E-3,0.44792032726361197,1.0688386830243544,2.4596416112362872E-2,6.5472419259253761E-2,4.6884719803437815E-3,1.5982357058002437,0.16352877743541858,0,5.6238841917778974E-3,0.27953342768521128,0.21563799516952764,1.3002924204469163E-2]
[null,1933,0.99072136465676863,0.99634755541868059,0.96790539477081117,0.97402892455361334,1.0142936483776197,0.99202633186351363,1.0370620274012801,null,3.9534265275289813,0,5.8400094326196339E-3,0.44414565666173894,1.0820508443069397,2.4344194653927727E-2,6.4714015464595806E-2,5.5359163482813188E-3,1.6671869801323147,0.15474894086324695,0,5.6238841917778965E-3,0.28748929361445996,0.20807359949030022,1.5353211234016062E-2]
[null,1934,1.017069802090143,1.0046625497331141,1.0375057734462818,0.99016753797504697,1.0064773261801947,1.004789928259439,0.97573670390858425,null,3.7979095364220061,0,4.9717738489885571E-3,0.46532870203246968,1.0392555363707119,2.3681656227576998E-2,6.7724963193382171E-2,4.7141568824072555E-3,1.5253323337249265,0.15720850480778534,0,5.6238841917778939E-3,0.28846543179565515,0.21247198279255028,1.3074158251751681E-2]
[null,1935,1.0158972244085032,0.98359323894915995,0.99762843413103586,1.006983885727188,0.99558069634643775,0.99063269977063395,1.0015270918568659,null,3.852109032722062,0,5.3559476615766639E-3,0.44535319326341871,1.065459954250618,2.3797302278095997E-2,6.4265439945550965E-2,5.0800603003711246E-3,1.5812043239646154,0.15993885904368993,0,5.6238841917779009E-3,0.2829236365856943,0.20972937832319485,1.4088948236609713E-2]
[null,1936,0.97390843194294752,1.0240519355447877,1.0077498148191379,0.99107444164289504,1.0182414891526457,1.0264903502842797,1.0209319081261659,null,3.9971189562759601,0,5.6291435099251929E-3,0.48232373307331095,1.0686392004495398,2.4962457352638443E-2,6.9836783563255234E-2,5.3384124538297184E-3,1.6555368347060671,0.15739676309842726,0,5.6238841917779017E-3,0.30449152114793565,0.21379305227802012,1.4805457471082556E-2]
[null,1937,0.9992021392092566,0.98270611213954773,1.0092334393260272,0.9893892439707983,0.98888001449835849,1.0001142776419576,0.9716123653240416,null,3.8812024306977788,0,5.3660552467014906E-3,0.46214237572276312,1.0830701224352324,2.3716243510277586E-2,6.6007029733878786E-2,5.0925020694896879E-3,1.5631244357714034,0.1571269108804296,0,5.6238841917779052E-3,0.29148364750089345,0.21505788011211982,1.4123454016210492E-2]
[null,1938,1.0294526575462422,1.0020654616934845,1.0477898794966383,0.97576308271436119,1.032577075675112,1.0304815951803634,1.0483189381173417,null,3.905893323645691,0,4.9314862977013381E-3,0.4765806781793992,1.0283174570394964,2.5287887554210967E-2,6.7407202921161605E-2,4.6829382848135089E-3,1.6288805741482499,0.15490659957123745,0,5.623884191777893E-3,0.29361571154443267,0.21253429935620116,1.2987577152412028E-2]
[null,1939,0.95584844556283588,0.97473234381301554,0.99195273203655177,0.977425226147287,0.98137896138320768,1.0097029879918407,0.98655385603110601,null,4.0918419860907269,0,5.8804538824048748E-3,0.48147846998228178,1.1427658654370909,2.482564283115811E-2,6.7460817007520921E-2,5.5858117298180285E-3,1.669129960032449,0.15525250976648863,0,5.6238841917778965E-3,0.30695899949701516,0.2231488893061491,1.5491590191381051E-2]
[null,1940,1.0030824057342305,1.0220939918741925,0.96930415851711105,0.97875587191038493,0.97853590883411445,1.0052650392804607,0.98401405786347851,null,3.7822434408872052,0,5.8030893022872326E-3,0.4429174173085183,1.0429770547788111,2.2744952291031028E-2,6.5288480038182078E-2,5.497600336991139E-3,1.5445517703983793,0.1554978258554672,0,5.623884191777893E-3,0.28643908287450248,0.20126151582116547,1.5246946294668546E-2]
[null,1941,1.0163675300508879,1.0098553249498379,1.0016906033501531,1.0199967003554411,1.0337092682922093,0.97898226623194995,1.0263539163455155,null,3.8254140082057835,0,5.2223945949124604E-3,0.43863931901642383,1.038233387384685,2.4062782750602512E-2,6.582017127785926E-2,4.943297497239315E-3,1.5932912325533926,0.16199938953864587,0,5.6238841917779017E-3,0.27795522604007716,0.20635805982171893,1.3709652728271567E-2]
[null,1942,0.99324014478531175,0.95746799395403659,1.0218756889629432,1.0035951086059178,1.003371278199962,0.96100651850478558,0.99709306339045756,null,3.9705253287379523,0,5.0734092717097572E-3,0.45331417544511876,1.1156252834921727,2.4838572511278415E-2,6.583903001960989E-2,4.8108185009044591E-3,1.6258467505880043,0.15936386074870043,0,5.6238841917779009E-3,0.28370211128593104,0.22329201337319399,1.3342237852967148E-2]
[null,1943,1.0347522559490065,0.99213684370290101,1.0082274887630815,1.0170239951959692,1.0251918551044406,1.0094058402161348,1.0288437911639199,null,3.8373545072919764,0,5.2324623672451963E-3,0.44929398363377865,1.0364929127782456,2.416407448870924E-2,6.4155589423004977E-2,4.9657691122800629E-3,1.5926320619268222,0.16151718797953468,0,5.6238841917778983E-3,0.28355605836612136,0.2064134726560615,1.3771975102885697E-2]
[null,1944,1.0060753935426172,0.99787257391239348,1.0065746809588902,1.0135881818194663,1.0050969002250019,0.97243939419575054,1.0030849123241801,null,3.8460807471757938,0,5.1975053021350182E-3,0.44305932452495594,1.0603645926644027,2.3975591650968551E-2,6.6179296093122009E-2,4.9210159041282722E-3,1.5815861525294392,0.16097406786507357,0,5.6238841917779061E-3,0.27990724636072184,0.21103922333626196,1.3647857357073365E-2]
[null,1945,1.0012251783547508,0.99829776410185067,0.99853676852319917,1.018733955370938,1.0050464761555746,0.9727782690568022,1.0103224896612861,null,3.8710396332169794,0,5.3130197076797937E-3,0.44219194191116429,1.0658330826800906,2.4099741945635984E-2,6.6022658234295289E-2,5.0303696412533107E-3,1.6003402320197206,0.16180371226019807,0,5.6238841917778983E-3,0.28075649673909214,0.21069939624869621,1.3951137052734052E-2]
[null,1946,1.0028901211869543,0.99917566349067133,0.97028391599451569,1.0376108890144071,0.96181409943529783,0.98123971296950818,1.0242932960236797,null,3.8807770531656747,0,5.6754411943255841E-3,0.43437836861449669,1.065822577181315,2.3908158782998935E-2,6.421614331018631E-2,5.3758645018510305E-3,1.6210887439613322,0.16484673026829982,0,5.6238841917779E-3,0.28074178464619859,0.20554091259136464,1.4909326310176597E-2]
[null,1947,0.99677231690744239,0.99829899604529482,1.0256975741069678,0.99682446152978799,0.97840746310143079,1.0200398846358785,0.99548757594471515,null,3.9282659497422352,0,5.2854730883323056E-3,0.47817546149708984,1.0679882793342799,2.4499322112420441E-2,6.8018146217422901E-2,5.0173163305950114E-3,1.597550309009655,0.1582830137175765,0,5.6238841917779017E-3,0.29856330423249233,0.21591745095247372,1.3914935234781671E-2]
[null,1948,1.036920086410962,1.0108034759950328,0.96974658587010798,0.98995557507143117,0.99945826687186201,0.99381074000931269,0.979401997214015,null,3.6701329661957156,0,5.554945630189748E-3,0.4245162656692329,1.0196118966015733,2.208989676468982E-2,6.2639563255501907E-2,5.2622455627436048E-3,1.4930892174819566,0.15727648116797119,0,5.6238841917779E-3,0.27446161196086849,0.19652263158984712,1.4594217579741633E-2]
[null,1949,1.0114757317860528,0.99184196553219917,0.9964851770251375,0.99275812068526892,0.96926910478872497,0.99209984605759194,1.0330033570731445,null,3.8993094189508359,0,5.3926541360665532E-3,0.4467237460433689,1.0617559932031886,2.4423936032107733E-2,6.4898385107719822E-2,5.1130803425640673E-3,1.6309891380669657,0.15768111140262389,0,5.6238841917778904E-3,0.28399660232665452,0.20931567093980391,1.4180525430131027E-2]
[null,1950,0.99930277183618599,1.0469061004975997,0.97759975572067948,1.0351509471097726,1.0321905237579692,1.0370237157619573,1.0065191258426656,null,3.8293511285919837,0,5.8822693473022589E-3,0.4604291646282424,1.0225984668774104,2.3410935855812668E-2,6.7303340870164319E-2,5.5752028735779301E-3,1.574468596562796,0.16444427771360903,0,5.6238841917779087E-3,0.29620134306534768,0.19971601752102089,1.5462167779523958E-2]
[null,1951,0.99703144949152089,0.9809011615716543,0.96870652143012681,0.95975390841081543,1.0255443986983215,1.0233311091510398,0.96642744951334003,null,3.8798203999338146,0,5.9919437062542717E-3,0.4579173975128879,1.0912313994365359,2.2975145502654955E-2,6.3574216002450307E-2,5.6939342390469536E-3,1.5656209134304966,0.15247981152130757,0,5.6238841917778983E-3,0.29625238071927934,0.20865180586198132,1.5791455221649962E-2]
[null,1952,0.95890559924413021,0.99885178369747862,1.0048652046784741,1.0060869472006129,1.0041762903754696,0.97068506342623673,0.95327853295728127,null,3.9366003191590173,0,5.4620152215941725E-3,0.46317219968664092,1.1116577632538165,2.3847431768686918E-2,6.9376826981918299E-2,5.1706588213030081E-3,1.5756348677388436,0.15978535462820978,0,5.6238841917779043E-3,0.29292367463101726,0.22052946012674582,1.4340212551647361E-2]
[null,1953,1.0467568867170332,1.001125789327403,1.0090260494727912,0.99554130548210151,1.0082779906494439,1.0026310123548194,1.0176032005872291,null,3.7488180408597405,0,5.121344133083525E-3,0.4404345465722172,1.0157818348105558,2.3514087083182218E-2,6.3915223019199233E-2,4.8562932610156052E-3,1.547698380606588,0.15810424422279351,0,5.6238841917779095E-3,0.27782761545835921,0.20271491902907313,1.3468356738058211E-2]
[null,1954,0.98638476986941903,1.0299382350737276,0.97531929005419893,0.99620922425182412,0.99235135270313546,1.0437853845096454,1.0074088594370638,null,3.9131910019034821,0,6.0432226455214982E-3,0.4703818611773381,1.0524034640824125,2.3797297062672813E-2,6.717525713449507E-2,5.7346067913603312E-3,1.6125217293248941,0.15826147530345747,0,5.6238841917779017E-3,0.30304113620334072,0.20438925752759476,1.590425574965789E-2]
[null,1955,1.0340113652465559,1.0023237707966828,1.0312715763996876,0.98985442754817154,1.0170365290766334,1.0249555846226144,1.0339258535873017,null,3.8523486560839673,0,5.0564673784560654E-3,0.46512456709285771,1.0250765005119846,2.4581719226440788E-2,6.6114008441589767E-2,4.800183675690432E-3,1.59744695022711,0.15716800244223436,0,5.6238841917778965E-3,0.28943064553441983,0.20872591869909371,1.3312743419222948E-2]
[null,1956,0.97003131180792257,1.0024625171205455,0.97704287776089516,0.98036002196703054,0.99304876489756266,0.96556639656071719,1.0014078512056355,null,3.9385411580202385,0,5.6898503147490287E-3,0.44387457479807363,1.0978410597819817,2.4044509849116665E-2,6.699200795096813E-2,5.3836860389419707E-3,1.6311417826507719,0.15574101850398431,0,5.6238841917778904E-3,0.28565210938235647,0.21300535676598176,1.4931018421035384E-2]
[null,1957,0.98673434450738595,0.97746161483922001,0.97023207830285918,1.0220573103650885,0.99157178233112764,1.0130622628121464,1.0025897088767106,null,3.9866583362222321,0,5.9782067200492605E-3,0.45879039575009473,1.1061647147431191,2.4144702014109766E-2,6.4155361197927752E-2,5.6788663576885006E-3,1.6413563025121487,0.16237579248063536,0,5.6238841917778904E-3,0.29652922261064385,0.21206763485473237,1.5749666229405296E-2]
[null,1958,1.0141466784213762,1.0001383426335193,1.023682122233331,1.0157554339582338,1.0146720572786954,0.9998959267928017,0.99252637080898642,null,3.8352325903907394,0,5.1124109495714783E-3,0.45921637720320446,1.0480466821472689,2.3960784143321853E-2,6.6824175048174658E-2,4.8473467801084654E-3,1.5583548342124096,0.16129208081794222,0,5.6238841917779052E-3,0.28707868400992753,0.21165660805799916,1.3443544728170989E-2]
[null,1959,1.0011895525797836,1.012753553246867,0.99562552478809385,1.0069014056466914,0.9997848050967636,0.99188680369609927,0.99636675068319391,null,3.834688073123556,0,5.4376162789882693E-3,0.44879991327798047,1.0516721375948264,2.362663576879033E-2,6.6587017362341058E-2,5.1500179776116676E-3,1.5712851082969537,0.1599288246952047,0,5.6238841917779E-3,0.28546950730986209,0.20769967532169542,1.4282967605498593E-2]
[null,1960,1.0096901951024573,1.0049783442527138,0.99420614395871887,0.9814768123218468,0.99328646575017576,0.97458419800672869,0.98571786414047258,null,3.7798083148829651,0,5.3204429309274435E-3,0.43702282756484151,1.0506189483539434,2.3163659892519541E-2,6.5543042500837159E-2,5.0361302857315597E-3,1.5430969255847333,0.15589268859002647,0,5.6238841917779043E-3,0.27822482658645209,0.20693871074208636,1.3967113520938105E-2]
[null,1961,0.98483652070740269,0.99035667405057393,0.99007038129646607,0.96894272316869434,1.03672860739636,1.0332621753642082,0.99596567113907519,null,3.9796696523798194,0,5.8478768046824276E-3,0.47633163879556717,1.0926526340049549,2.4215989263411342E-2,6.617468233033523E-2,5.5571938522225245E-3,1.6280603003659091,0.15390794410990838,0,5.6238841917778904E-3,0.30403580018299164,0.21354524020513016,1.5412221882297161E-2]
[null,1962,0.982641107822112,0.95916810016693188,0.99005366095290492,0.95738610515442613,0.99754890943989494,1.0038916383446785,1.0209133642680981,null,4.0683350237578715,0,5.7254976814000835E-3,0.46637776693094385,1.1289666192102392,2.5074075533900526E-2,6.4686646708944709E-2,5.4413367250775741E-3,1.6932610391204272,0.15207230241256853,0,5.6238841917779043E-3,0.29768550178715991,0.21978044301697597,1.5090905801252155E-2]
[null,1963,1.0174409334083616,1.029912073474166,1.0338816156796902,1.0211430742937202,0.97815163189500143,0.99976465078282584,1.0373512672230505,null,3.8390518241041858,0,4.9624042319647392E-3,0.45875121515399708,1.0149950521015521,2.4703958234240656E-2,6.8794154617655048E-2,4.6978316917813652E-3,1.5978976225957835,0.16213199814739673,0,5.6238841917778974E-3,0.28501281498394271,0.20837681435751737,1.3028882260507213E-2]
[null,1964,0.9838723941765305,0.98525717671341317,1.0196604134089042,1.0184082812566593,0.98173524228303977,1.0088417729002597,0.98725724106772073,null,3.9802614896082975,0,5.3756396802649535E-3,0.47771623234851335,1.0962073868986879,2.4658207355587092E-2,6.7826341797538908E-2,5.1032994385242676E-3,1.6133704394191093,0.16171947840471562,0,5.6238841917778922E-3,0.29937973447371719,0.21987872571431838,1.4153399246074923E-2]
[null,1965,0.98631977044393282,0.99579312158041611,1.0199985706495549,1.0001267340358628,0.98353427833926499,0.9729070052356642,1.0276773908315291,null,3.971154809481495,0,5.1583568371325701E-3,0.45770630470957557,1.0824460664988018,2.5200842287322826E-2,6.8243129201524061E-2,4.8846239408227221E-3,1.6550095831962508,0.15881592775322284,0,5.623884191777893E-3,0.28678029202161343,0.21805558397977917,1.3546928537940445E-2]
[null,1966,1.0021747685497695,0.99352411653848338,0.9766593166047608,1.0087692171960303,1.0159494664217887,0.96590640047465892,0.99890102741649556,null,3.8375347014656258,0,5.5220302874847606E-3,0.43050540882131966,1.071756552935758,2.3448300101965355E-2,6.4368408728805629E-2,5.227512813899814E-3,1.5826922543150692,0.1602547267744529,0,5.6238841917779043E-3,0.27711572790175293,0.20756606477202996,1.449789039627501E-2]
[null,1967,1.0159574282808648,0.99985031540824332,1.0197907019587369,0.97371567196567366,0.99578763845519647,1.00144635421168,0.98862918593228566,null,3.8155973958259346,0,5.1535064364680999E-3,0.45762700462298228,1.0468328472627741,2.3685948657472981E-2,6.6449966580141948E-2,4.88679809690364E-3,1.5500919173931336,0.15462226619525338,0,5.6238841917778965E-3,0.28676712933491533,0.21061018162357847,1.355295830346904E-2]
[null,1968,1.0201014401894815,1.0190037862723687,0.96393585702536766,1.0116456744625457,0.98718520085992079,0.97827084114391361,1.0147777591825144,null,3.750533188077211,0,5.6184552829787911E-3,0.4214279664008409,1.0290117852055032,2.2942185593599961E-2,6.371944520548041E-2,5.3153949288044398E-3,1.5612173686858275,0.16073150041488421,0,5.6238841917778965E-3,0.27347608124145717,0.19794441041251801,1.4741621079496347E-2]
[null,1969,1.0330605265083537,1.0244311964505524,1.0108446511048508,1.0215663582934256,0.974589496369902,0.97948819176458435,0.98241643082881547,null,3.6747461070197196,0,5.030694180432135E-3,0.4338902747392267,1.0068169145184538,2.2795280762838831E-2,6.6047587563740046E-2,4.7583080600546966E-3,1.4890255875221774,0.16223453752912137,0,5.6238841917778904E-3,0.27339238003102356,0.20199543994479074,1.3196606336947582E-2]
[null,1970,1.0012478958332356,1.0079260232898588,1.0156575432003812,1.0260240316669547,0.97007542398110347,0.98331271471339809,1.0202128828748775,null,3.8890035212479734,0,5.1723803023216051E-3,0.45304056981265317,1.0545109790106071,2.456675224603767E-2,6.7590549861717628E-2,4.89767175877962E-3,1.6107668822254906,0.16293501182041845,0,5.623884191777893E-3,0.28461414497291715,0.21204634052736498,1.3583115122533152E-2]
[null,1971,0.97457464353268586,1.0254919044204749,1.0202952785059478,1.0028638739887186,0.98453021359325765,0.97146059940979734,1.0276116377110704,null,3.9504856792335405,0,5.1839043165589098E-3,0.45961116049075862,1.065284842447874,2.5112556783247222E-2,7.0686478458755447E-2,4.9006257991065063E-3,1.6478078238331615,0.15925012686489026,0,5.6238841917778904E-3,0.28792145657797852,0.21587932029749388,1.3591307805059249E-2]
[null,1972,0.963402154698767,0.99113770187976835,1.0201445240337632,0.99892085949429432,0.97975510843334124,0.99264336038387302,1.002068284917035,null,4.0515672189394314,0,5.3907960248202194E-3,0.47918832561273766,1.1131311675280853,2.5300491532367759E-2,6.962103447715752E-2,5.1116597297327865E-3,1.6622005463648797,0.1586242207999379,0,5.6238841917778956E-3,0.30021321249277499,0.22376688670684688,1.4176585527952557E-2]
[null,1973,1.0286114803452822,0.98885636962790902,0.97851675695332774,1.0151162462751722,0.98632576175493303,0.98118831237893267,0.99883089293058747,null,3.7711276621437357,0,5.4483672004765884E-3,0.42760345594322163,1.048729159527672,2.3057305976432029E-2,6.25946108192309E-2,5.1635794810012351E-3,1.5501038143600276,0.16126013355197821,0,5.6238841917778965E-3,0.27492463330574185,0.20319487335105854,1.4320578836068487E-2]
[null,1974,0.98925437992767018,1.0024499428530473,0.98549813264663777,1.0140724632324591,0.97124147519504966,0.95885726920804182,0.99427482583910953,null,3.8568611217248119,0,5.4433847835683663E-3,0.43532046415546655,1.0757214858718545,2.3665311731177942E-2,6.6218892131821749E-2,5.1484366029185182E-3,1.5862634040222878,0.16108348113132701,0,5.6238841917778956E-3,0.27865737244608285,0.2103231923744123,1.4278581849252193E-2]
[null,1975,1.0149847655774531,0.97855014974956767,0.96935859157985815,0.9843392611163867,1.006587048015408,1.0286658990051385,0.99490872703611766,null,3.875381251972414,0,5.910989949761138E-3,0.45278747731635582,1.0743195695355936,2.3321267764756012E-2,6.2371788935252012E-2,5.61919672000432E-3,1.5868101030962882,0.15638479280952344,0,5.6238841917778939E-3,0.29281200672054702,0.20565797530694785,1.5584179525129707E-2]
[null,1976,1.002471107865029,1.033962292194414,0.97434210917804953,0.97030754913609207,0.98038578118122066,1.0069523876662976,0.9728663751315948,null,3.7459915722452455,0,5.7444124539601663E-3,0.44485202543577129,1.0317750503936105,2.2472337299118236E-2,6.6236966737035316E-2,5.4392011533454616E-3,1.5189808693026261,0.1541480960810763,0,5.6238841917778983E-3,0.28677118612723207,0.20035138493274565,1.5084983044865363E-2]
[null,1977,1.0164616024238986,1.0107247124047585,0.96274373850369555,0.95489380251482336,1.0094889364723802,1.0107706926687638,0.96706068534347722,null,3.7289938106546989,0,5.8483865124476005E-3,0.43810248923816403,1.0408439392173341,2.210178601542765E-2,6.3469380966466385E-2,5.5454176115785452E-3,1.5084780183950404,0.1517164518221164,0,5.6238841917779052E-3,0.28451333510676374,0.19906793273502635,1.5379561867445995E-2]
[null,1978,1.0230868110220199,1.0160565829732202,1.0333683976157308,1.006678030282639,1.0386837879584594,0.9831127883962868,0.98694290392073958,null,3.7476871758336432,0,4.8690815011425354E-3,0.44933740987573256,1.0225135320091485,2.3551849745048599E-2,6.76635722347671E-2,4.6084521110687738E-3,1.5184750243891292,0.15983608206938998,0,5.6238841917778956E-3,0.27925112430143761,0.20891432787484712,1.2780998532438559E-2]
[null,1979,0.97878477652554352,0.99517768596460365,1.0110700973107405,1.0138529051266882,1.0184102627921843,0.99687865888830318,1.0021417337956335,null,3.9830421901723243,0,5.4276727081044732E-3,0.4696246950759424,1.0922970818126547,2.4772778534499475E-2,6.8166776897010922E-2,5.1467391243457915E-3,1.633684677146914,0.16100922209071405,0,5.6238841917778983E-3,0.29586733675795879,0.21800279715602403,1.4273874092585964E-2]
[null,1980,0.97878530823283449,0.99156249731562496,1.0095933769900216,1.0124537004342247,1.0239448610657342,0.99434839484907012,0.98942616741155287,null,3.9660424501198874,0,5.4340523611386363E-3,0.46813787527929174,1.0962292465052534,2.4491636013886004E-2,6.7879911244767221E-2,5.1530445298693505E-3,1.6154147232984721,0.16078927335878521,0,5.6238841917779043E-3,0.29519952220471474,0.21826602446289203,1.4291361391314636E-2]
[null,1981,1.0227607503351204,1.0025201454714894,1.0148018801576748,0.97404947558538491,0.97964126036114629,1.0080203635764478,0.98246188181368055,null,3.7799362784016552,0,5.2048638879304407E-3,0.4554782602763392,1.0377017124197134,2.3318615562527036E-2,6.5839427845496235E-2,4.9365769333035766E-3,1.529681582059816,0.15468258665358361,0,5.6238841917779E-3,0.28629616536708896,0.20789131694329718,1.3691014036639398E-2]
[null,1982,1.0125647726403828,0.98369843438511173,0.99593096489985189,1.0337020190641042,1.0257458320107051,1.0048991100005644,1.0384378876111058,null,3.9422530949140242,0,5.4703020088087695E-3,0.45291371570606748,1.0690189572616244,2.4746006058433603E-2,6.4379454875852962E-2,5.1924963692188842E-3,1.648899806868634,0.16418515711984799,0,5.6238841917778956E-3,0.28803129815354983,0.21033184390197227,1.4400776415855588E-2]
[null,1983,1.0215548062263142,1.0230208141275718,1.0081674401610206,0.97273540780159107,1.0144699435138156,1.0002360310657314,1.0048524412883917,null,3.7646458485392937,0,5.2256273373722916E-3,0.44768918688907267,1.0197343267125474,2.3440534243184128E-2,6.6553193670326985E-2,4.948916870318871E-3,1.5470486006921709,0.15448364863189956,0,5.6238841917779E-3,0.28255373443716958,0.20407021214128609,1.3725237396909114E-2]
[null,1984,1.0418349165637699,0.9924113502302816,0.97356377160819352,0.97803416299166401,1.0046607308226878,0.9926828066172213,0.99134197602761076,null,3.7091717887368922,0,5.4955429554977252E-3,0.42517067802363445,1.0323367156210448,2.2475889383762406E-2,6.1681800254962539E-2,5.2106473165343462E-3,1.5190149595708009,0.1553767559387845,0,5.6238841917778939E-3,0.27421902726506625,0.1991058581980249,1.4451115927997657E-2]
[null,1985,1.0280131307677025,1.0108026480722154,1.0157977331317043,1.034888037279885,1.0258939041797932,0.97724357851517285,1.0073105762560417,null,3.7611103018781891,0,5.0027516701021532E-3,0.43814625900483578,1.0242643216126737,2.3679369466961541E-2,6.5985875457186108E-2,4.734679037767882E-3,1.5449122148424181,0.16434241808149369,0,5.6238841917779009E-3,0.27523335963368661,0.20605959818968003,1.3131074029810143E-2]
[null,1986,1.0038418798085078,1.0203348045573106,0.98989025969686961,0.99497913350603961,1.0012971586609909,1.0141288822177819,0.99774131839858582,null,3.8297199110594873,0,5.6049144320242219E-3,0.45514885036153818,1.0420135098622401,2.3470129639164648E-2,6.6438323313057129E-2,5.312913584214261E-3,1.5691018082381496,0.15804386992620248,0,5.6238841917778983E-3,0.2905479109256503,0.20488888608665698,1.473473936285892E-2]
[null,1987,0.99700442273005363,1.0093540729316066,0.96600091119563003,0.98619763975414143,1.0220911124421495,0.996255285559007,1.0055485076767932,null,3.8554558138775321,0,5.8384209142425527E-3,0.4413111277871295,1.062226461804441,2.3390361036361464E-2,6.4841726561190402E-2,5.5319559138022282E-3,1.5962154230684256,0.15668514258730559,0,5.6238841917779009E-3,0.28600152781710542,0.20412439658825829,1.5342227435976047E-2]
[null,1988,0.9817533428728431,1.0361329761364064,0.99219866845256577,1.0089011001512713,0.99439896940973849,0.97300847565479631,1.0200429951318686,null,3.8737949231268729,0,5.4581046663140483E-3,0.44487611587752929,1.0498044199753234,2.4159901818878841E-2,6.890210270805841E-2,5.1573923714905781E-3,1.6147286425705423,0.16025170438723346,0,5.6238841917778983E-3,0.28358011484957807,0.20786532942538949,1.4303419617382934E-2]
[null,1989,0.99243471420082319,1.0238953628817826,0.999053047735731,0.99926765471820278,1.0167567001263473,0.99322213185705133,0.96934573785280786,null,3.8023288139760147,0,5.4436513331291092E-3,0.45367993108225446,1.0496554717177038,2.3154271939516431E-2,6.7968851791207652E-2,5.1531253347072408E-3,1.5334270757335184,0.15871113067968848,0,5.6238841917779009E-3,0.28795790064126048,0.20814923670350358,1.4291585494004564E-2]
[null,1990,1.0064338399861672,0.96932403892970431,0.98582677746285996,0.99352364550413252,0.99588298152121113,1.0161566440061516,1.0106389358103458,null,3.9519534781184706,0,5.6985455427400206E-3,0.45842060991423267,1.091683912655343,2.4226328708765246E-2,6.3424446944693152E-2,5.4163263358950123E-3,1.6306384794331266,0.15781884153683895,0,5.6238841917779009E-3,0.29338362827131687,0.21199402323330832,1.5021542435910836E-2]
[null,1991,1.0223938429988617,0.97131618275886367,1.0265930235592031,0.99433452653535126,1.0310291862570331,1.0003113353954822,1.0170660917639613,null,3.9066044372609321,0,5.0672286552515267E-3,0.4598114270551264,1.0686385903366296,2.4677690886876238E-2,6.4965094423294165E-2,4.8118025731280246E-3,1.6096150007677812,0.15788630950124213,0,5.6238841917778965E-3,0.2869404089528223,0.21535649016626174,1.3344967061244044E-2]
[null,1992,1.0271980839197887,1.0032816840064811,0.97766245584510625,1.0228024989293383,0.98800753919218964,0.99363177298868122,0.98992613560258358,null,3.7451694194865466,0,5.5214548939515632E-3,0.43220947348013811,1.0358815378350033,2.2784412097662771E-2,6.334133830491942E-2,5.2325198778035631E-3,1.5296624502985516,0.16248250248888768,0,5.6238841917779009E-3,0.2780361468483375,0.20092483205980302,1.4511776897612832E-2]
[null,1993,0.98766791091305539,1.0154525347586305,1.0102739974763211,1.0235417558447111,1.0262924507929079,0.96310155713564294,0.9887030218943228,null,3.8468288441423732,0,5.187709656658949E-3,0.44645420334698788,1.0619898990285255,2.3908017772328385E-2,6.8573842607812144E-2,4.9044148671353559E-3,1.570321838484386,0.16254913160311033,0,5.6238841917779043E-3,0.28140792277686294,0.21268158278164501,1.3601816338455898E-2]
[null,1994,0.97963284992996336,1.0097398024663322,1.0081400137406138,0.97176038122684616,1.0066103490924336,1.0249624638343133,0.96334946166223179,null,3.9059540294958617,0,5.596506744463335E-3,0.48039248853874061,1.0766629232235556,2.3677333454825623E-2,6.8695708691038609E-2,5.3108644929193627E-3,1.5644840760063301,0.15432884140708825,0,5.6238841917778904E-3,0.30319917639386146,0.21444618339042223,1.4729056449767552E-2]
[null,1995,0.99147694004195586,0.95618609967541446,0.98174865617185036,0.98955655801514819,1.0330624160537476,1.0076669442455659,0.99881837856530309,null,4.0077612881651286,0,5.7987889691804373E-3,0.4609552327368468,1.12305288627966,2.4345152732233411E-2,6.3453854647942509E-2,5.5129158843488174E-3,1.6456291942842738,0.15719485206402672,0,5.6238841917778922E-3,0.29576399102899503,0.21673869112484689,1.5289422159358948E-2]
[null,1996,0.99318110959041939,1.0268040859403833,0.97055150941880142,0.99838553033924204,1.0251551998637012,1.0287489936797578,0.99906667648600656,null,3.8618175309404892,0,5.977665502716745E-3,0.45841634032786288,1.0486687451536416,2.3368557993545494E-2,6.6255176235413826E-2,5.6688280985168985E-3,1.5865270019741882,0.15861453001879386,0,5.6238841917778965E-3,0.29622729336392273,0.20270301278430408,1.5721826301236721E-2]
[null,1997,0.95461646520083343,1.0365763860129367,0.99977227547511949,0.98649051699532631,0.96995473122600706,0.98018136404691714,1.0264447460199386,null,3.998028014585882,0,5.5651515692994522E-3,0.46414077808301829,1.0784848932328126,2.5042535715356598E-2,7.1391411336784491E-2,5.2606620443407448E-3,1.6729262363347976,0.15668069332660398,0,5.6238841917779043E-3,0.29446577474056462,0.21498647127095308,1.4589825878169116E-2]
[null,1998,0.9843238191330872,1.0160660696627195,1.0248890629989735,1.0267992527689618,1.0304033577998251,0.98833307192487874,0.99696515390226881,null,3.9087675672557247,0,5.1794297594952143E-3,0.46622043783461015,1.0635875911618071,2.4525031041074855E-2,6.9780453784802562E-2,4.903650151272896E-3,1.5956773649424087,0.16304387294983561,0,5.6238841917778956E-3,0.29124249785407819,0.21574251761437369,1.359969548918151E-2]
[null,1999,0.97960358284946081,1.0302423074155955,1.0145341420243357,1.0092503095492973,0.99663731036347325,0.96263608183752525,1.0091711835832142,null,3.8788105682936065,0,5.1687768955926694E-3,0.45012874661822755,1.0557199073335273,2.4406244900734002E-2,7.0200725822332152E-2,4.8824857839293388E-3,1.6032638448346557,0.16027301387203083,0,5.623884191777893E-3,0.28298026742349036,0.21295922579658064,1.3540998611913694E-2]
[null,2000,1.0218741578261619,0.96168617868683326,1.0041355021142722,0.95778799473258924,1.0136416092195204,0.96411564358383917,1.0281836230119339,null,3.8900304579464557,0,5.1313650506024117E-3,0.43489305996202537,1.0815581206496059,2.4423094976039672E-2,6.3161344070401346E-2,4.8655230314946099E-3,1.6262967025810944,0.15211563944522163,0,5.6238841917778974E-3,0.27516353672735416,0.21356696294387201,1.349395441816941E-2]

{"sheet":"Cash Flow Analysis","index":10,"n_rows":282,"n_cols":33,"rows_kept":282,"cut":false,"hidden":false,"merged":[[14,3,14,4],[52,22,52,23]]}
[]
["TABLE OF CONTENTS"]
["DCF Calculations"]
["Yearly Cash Flow Calculations"]
["Specific Item Cost Calculation"]
["Feedstock, Utility, and Byproduct Cost Information"]
[]
[]
[]
[]
[]
[]
[]
[]
["DCF CALCULATION INPUTS:",null,null,"DCF CALCULATION OUTPUTS:"]
["Process",null,null,{"$f":"\"Hydrogen Cost (Year \"&TEXT(ref_year,\"0\")&\" Real $/kg)\"","v":"Hydrogen Cost (Year 2016 Real $/kg)"},{"$f":"H2_price_nominal/INFLATION_FACTOR","v":3.8825242332064946}]
["Actual Hydrogen Produced (kg/yr)",{"$f":"output_kgyear","v":328500},null,"Hydrogen Cost (Start-up Year Nominal $/kg)",{"$f":"+SUM(X57:AB57)/AC57*(1+inflation_rate)^construct","v":6.0995049945091306}]
["Actual Hydrogen Energy Produced (MMBtu(LHV)/yr)",{"$f":"B17*H2_LHV_MJ_p_kg/1000/mmBTU_to_GJ","v":37430.82765873021},null,"After Tax Real IRR",{"$f":"((E20+1)/(1+B30))-1","v":8.0000000000000515E-2}]
["Actual Hydrogen Energy Produced (MJ(LHV)/yr)",{"$f":"B17*H2_LHV_MJ_p_kg","v":39489523.17996037},null,"Pre Tax Real IRR",{"$f":"((E21+1)/(1+B30))-1","v":0.11607982091881652}]
["Design Capacity (kg/day)",{"$f":"design_cap","v":1000},null,"After Tax Nominal IRR",{"$f":"IRR(AA65:AA113)","v":0.10052000000000039}]
["Design Capacity (kg/yr)",{"$f":"B20*365","v":365000},null,"Pre Tax Nominal IRR",{"$f":"IRR(AC65:AC113)","v":0.13728533751627392}]
["Capacity Factor",{"$f":"cap_factor","v":0.9},null,"After Tax Real Capital Recovery Factor",{"$f":"(real_irr*(1+real_irr)^anal_period)/(((1+real_irr)^anal_period)-1)","v":8.3860161500585326E-2}]
[null,null,null,"After Tax Nominal Capital Recovery Factor",{"$f":"(nominal_irr*(1+nominal_irr)^anal_period)/(((1+nominal_irr)^anal_period)-1)","v":0.10274768859314053}]
["Financial",null,null,"Total Real Fixed Charge Rate",{"$f":"(E22*(1-total_tax_rate*INDEX(Depreciation!B12:H37,MATCH(\"NPV - Real IRR\",Depreciation!B12:B37,0),MATCH(depr_length,recovery_period,0))))/(1-total_tax_rate)","v":9.8212531813322054E-2}]
["Start-up Year",{"$f":"startup_year","v":2040},null,"Total Nominal Fixed Charge Rate",{"$f":"(E23*(1-total_tax_rate*INDEX(Depreciation!B12:H37,MATCH(\"NPV - Nominal IRR\",Depreciation!B12:B37,0),MATCH(depr_length,recovery_period,0))))/(1-total_tax_rate)","v":0.12265813940348715}]
["After-Tax Real IRR",{"$f":"real_irr","v":0.08},null,"NPV",{"$f":"NPV(nominal_irr,AA65:AA113)","v":1.3241202639570531E-8}]
["After-Tax Nominal IRR",{"$f":"((1+B26)*(1+B30))-1","v":0.10051999999999994}]
["Analysis Period (yrs)",{"$f":"anal_period","v":40}]
["Plant Life (yrs)",{"$f":"plant_life","v":40}]
["Inflation Rate",{"$f":"inflation_rate","v":1.9E-2}]
["Debt Financing",{"$f":"100%-equity","v":0.6}]
["Equity Financing",{"$f":"equity","v":0.4}]
["Total Tax Rate",{"$f":"total_tax_rate","v":0.25739999999999996}]
[]
["Cost of Debt Financing"]
["Debt Financing Period (yrs)",{"$f":"debt_period","v":0}]
["Interest Rate on Debt",{"$f":"debt_interest","v":3.6999999999999998E-2}]
[]
["Construction/Start Up Information"]
["Construction Period (yrs)",{"$f":"construct","v":2}]
["Start-up Period (yrs)",{"$f":"start_time","v":0.5}]
["% Revenue During Start-up",{"$f":"percnt_revs","v":0.75}]
["% Variable Costs During Start-up",{"$f":"percnt_var","v":0.75}]
["% Fixed Costs During Start-up",{"$f":"percnt_fixed","v":1}]
[]
["Depreciation Parameters"]
["Depreciation Type",{"$f":"depr_type","v":"MACRS"}]
["Depreciation Period (yrs)",{"$f":"depr_length","v":20}]
[]
["Plant Costs (Inflated to Start-up Year $)"]
["Total Depreciable Capital Costs",{"$f":"(total_cap-non_dep_cap)*INFLATION_FACTOR","v":6841636.6095668674}]
["Total Non-Depreciable Capital Costs",{"$f":"non_dep_cap*INFLATION_FACTOR","v":374023.75698959152}]
["Total Capital Investment",{"$f":"SUM(B51:B52)","v":7215660.3665564591},null,null,null,null,null,null,null,null,null,null,null,null,null,null,null,null,null,null,null,null,"Closed form formulas for calculating price of hydrogen."]
["Decommissioning",{"$f":"decom_percent*depr_cap_infl","v":684163.66095668683},null,null,null,null,null,null,null,null,null,null,null,null,null,null,null,null,null,null,null,null,null,"Capital Costs","Depr","Principal","Op costs","Tax incentives","H2 sales (kg)"]
["Salvage Value",{"$f":"salvage_perct*B53","v":721566.03665564593},null,null,null,null,null,null,null,null,null,null,null,null,null,null,null,null,null,null,null,null,"Discounted values",{"$f":"-SUM(H116:K116)","v":8758984.8280859832},{"$f":"-U116","v":5533602.6331742387},{"$f":"-Z116","v":77883.841853163613},{"$f":"-SUM(L116:S116)","v":11117367.388987232},{"$f":"+AF116","v":0},{"$f":"+AE116","v":3591865.4137058617}]
["Fixed Operating Costs ($/year)",{"$f":"fixed*INFLATION_FACTOR","v":813704.42670565704},null,null,null,null,null,null,null,null,null,null,null,null,null,null,null,null,null,null,null,null,"Tax coefficient",1,{"$f":"-total_tax_rate","v":-0.25739999999999996},1,{"$f":"1-total_tax_rate","v":0.74260000000000004},-1,{"$f":"1-total_tax_rate","v":0.74260000000000004}]
["Other Raw Material ($/year)",{"$f":"total_other_raw*INFLATION_FACTOR","v":0},null,null,null,null,null,null,null,null,null,null,null,null,null,null,null,null,null,null,null,null,"LCOE cost contribution factors",{"$f":"+X55*X56","v":8758984.8280859832},-1424349.3177790488,77883.841853163613,{"$f":"+AA55*AA56","v":8255757.023061919},{"$f":"+AB55*AB56","v":0},{"$f":"+AC55*AC56","v":2667319.2562179728}]
["Other Variable O&M Costs (not including tax credits and incentives)",{"$f":"(var_misc+royalties+operator_profit+CO2_OandMcost+waste_treat+solidwaste_treat)*INFLATION_FACTOR","v":0}]
[null,null,null,null,null,null,null,null,null,null,null,null,null,null,null,null,null,null,null,null,null,null,"Target after-tax nominal IRR",{"$f":"+(1+real_irr)*(1+inflation_rate)-1","v":0.10051999999999994}]
[null,null,null,null,null,null,null,null,null,null,null,null,null,null,null,null,null,null,null,null,null,null,{"$f":"+D16","v":"Hydrogen Cost (Year 2016 Real $/kg)"},{"$f":"+SUM(X57:AB57)/AC57*(1+inflation_rate)^construct/INFLATION_FACTOR","v":3.8825242332064946}]
[]
[]
["CASH FLOW ANALYSIS"]
["Actual Year\n(beginning of year)","Analysis Year","Operation Year","Plant Life","Inflation Price Increase Factor","Revenue from Hydrogen Sales","Portion of Initial Depreciable Capital Investment Financed with Debt (value ONLY used in debt financing calculations)","Initial Equity Depreciable Capital","Yearly Replacement Costs","Cash from Working Capital Reserve","Other Non-Depreciable Capital Costs","Salvage Value","Decommissioning Costs","Fixed Operating Cost","Feedstock Cost","Other Raw Material Cost","Revenue from Byproduct Sales","Other Variable Operating Costs","Debt Interest","Pre-Depreciation Income","Depreciation Charge","Taxable Income","Tax Rate","Total Taxes","After-Tax Income","Principal Payment","After-Tax Post-Depreciation Cash Flow","Cumulative Cash Flow","Pre-Tax Cash Flow",null,"H2 sales (kg/year)","Tax Credit"]
[{"$f":"startup_year-construct","v":2038},1,{"$f":"IF(construct=0,1,-construct)","v":-2},{"$f":"IF(C65=\"\",\"\",IF(C65<=plant_life,C65,IF(D64=plant_life,1,D64+1)))","v":-2},{"$f":"IF(C65=\"\",\"\",(1+inflation_rate)^(A65-$B$25))","v":0.96305620107072598},{"$f":"IF(C65=\"\",\"\",IF(C65<0,0,IF(AND(C65=1,start_time<1),E65*(H2_price_nominal*output_kgyear*start_time*percnt_revs+H2_price_nominal*output_kgyear*(1-start_time)),IF(C65<=start_time,H2_price_nominal*E65*output_kgyear*percnt_revs,H2_price_nominal*output_kgyear*E65))))","v":0},{"$f":"-$B$31*depr_cap_infl*E65","v":-3953328.3373895208},{"$f":"IF(C65<0,-E65*equity*depr_cap_infl*percent_cap1,IF(C65=1,-E65*equity*depr_cap_infl,0))","v":-527110.44498526957},{"$f":"IF(OR(C65<0,C65=\"\"),\"\",-E65*INDEX('Replacement Costs'!$A$16:$H$57,MATCH(C65,'Replacement Costs'!$C$16:$C$57,0),MATCH(\"Total Yearly Replacement Costs\",'Replacement Costs'!$A$16:$H$16,0)))","v":""},{"$f":"IF(AND(C65>=1,C65<anal_period),WorkingCap*SUM(N65:R65)-WorkingCap*SUM(N64:R64),0)","v":0},{"$f":"IF(C65=-construct,-E65*non_dep_infl,\"\")","v":-360205.89851659641},{"$f":"IF(C65=anal_period,salvage*E65,\"\")","v":""},{"$f":"IF(D65=plant_life,-E65*decom,\"\")","v":""},{"$f":"IF(C65=\"\",\"\",IF(C65<0,0,IF(AND(C65=1,start_time<1),-(inflated_fixed*percnt_fixed*start_time+(inflated_fixed*(1-start_time))),IF(C65<=start_time,-inflated_fixed*percnt_fixed*E65,-inflated_fixed*E65))))","v":0},{"$f":"IF(C65=\"\",\"\",IF(C65<0,0,IF(AND(C65=1,start_time<1),-(SUM(B139:E139)*output_kgyear*E65*percnt_var*start_time+SUM(B139:E139)*output_kgyear*E65*(1-start_time)),IF(C65<=start_time,-SUM(B139:E139)*output_kgyear*E65*percnt_var,-SUM(B139:E139)*output_kgyear*E65))))","v":0},{"$f":"IF(C65=\"\",\"\",IF(C65<0,0,IF(AND(C65=1,start_time<1),-(inflated_otherraw*E65*percnt_var*start_time+inflated_otherraw*E65*(1-start_time)),IF(C65<=start_time,-inflated_otherraw*E65*percnt_var,-(inflated_otherraw*E65)))))","v":0},{"$f":"IF(C65=\"\",\"\",IF(C65<0,0,IF(AND(C65=1,start_time<1),SUM(K139:N139,T139:V139)*output_kgyear*E65*percnt_revs*start_time+SUM(K139:N139,T139:V139)*output_kgyear*E65*(1-start_time),IF(C65<=start_time,SUM(K139:N139,T139:V139)*output_kgyear*E65*percnt_revs,SUM(K139:N139,T139:V139)*output_kgyear*E65))))","v":0},{"$f":"IF(C65=\"\",\"\",IF(C65<0,0,IF(AND(C65=1,start_time<1),-((SUM(F139:J139,P139:R139)*output_kgyear+inflated_othervar)*E65*percnt_var*start_time+(SUM(F139:J139,P139:R139)*output_kgyear+inflated_othervar)*E65*(1-start_time)),IF(C65<=start_time,-(SUM(F139:J139,P139:R139)*output_kgyear+inflated_othervar)*E65*percnt_var,-E65*(SUM(F139:J139,P139:R139)*output_kgyear+inflated_othervar)))))","v":0},{"$f":"IF(B65=\"\",\"\",IF($B$31=0,\"\",-'Debt Financing Calculations'!E14))","v":-146273.14848341225},{"$f":"IF(C65=\"\",\"\",F65+SUM(L65:S65))","v":-146273.14848341225},{"$f":"IF(C65=\"\",\"\",IF(C65<-1,0,IF(C65=anal_period,-LOOKUP(C65,depr_yr,depr_cost)-Depreciation!$C$141-Depreciation!$B$166,-LOOKUP(C65,depr_yr,depr_cost))))","v":0},{"$f":"IF(C65=\"\",\"\",SUM(T65:U65))","v":-146273.14848341225},{"$f":"IF(C65=\"\",\"\",$B$33)","v":0.25739999999999996},{"$f":"IF(C65=\"\",\"\",tax_credit-(V65*W65 +Upstream_CO2_taxpYear + Proc_CO2_taxpYear))","v":37650.708419630311},{"$f":"IF(C65=\"\",\"\",SUM(T65,X65))","v":-108622.44006378195},{"$f":"IF(C65=\"\",\"\",IF($B$31=0,\"\",-'Debt Financing Calculations'!F14))","v":0},{"$f":"IF(C65=\"\",\"\",SUM(H65,I65,J65,K65,T65,X65,Z65))","v":-995938.7835656479},{"$f":"AA65","v":-995938.7835656479},{"$f":"IF(C65=\"\",\"\",SUM(H65,I65,J65,K65,T65,Z65))","v":-1033589.4919852782},null,{"$f":"IF(C65=\"\",\"\",IF(C65<0,0,IF(AND(C65=1,start_time<1),(output_kgyear*start_time*percnt_revs+output_kgyear*(1-start_time)),IF(C65<=start_time,output_kgyear*percnt_revs,output_kgyear))))","v":0},{"$f":"IF(C65=\"\",\"\",tax_credit)","v":0}]
[{"$f":"IF(B66<>\"\",A65+1,\"\")","v":2039},{"$f":"IF(MAX($B$65:B65)<(construct+anal_period),B65+1,\"\")","v":2},{"$f":"IF(B66=\"\",\"\",IF(C65=-1,1,C65+1))","v":-1},-1,0.9813542688910698,0,null,{"$f":"IF(C66<0,-E66*equity*depr_cap_infl*percent_cap2,0)","v":-2148502.1737599587},{"$f":"IF(OR(C66<0,C66=\"\"),\"\",-E66*INDEX('Replacement Costs'!$A$16:$H$57,MATCH(C66,'Replacement Costs'!$C$16:$C$57,0),MATCH(\"Total Yearly Replacement Costs\",'Replacement Costs'!$A$16:$H$16,0)))","v":""},{"$f":"IF(AND(C66>=1,C66<anal_period),WorkingCap*SUM(N66:R66)-WorkingCap*SUM(N65:R65),IF(C66<0,0,IF(B66=\"\",\"\",-SUM(J$65:J65))))","v":0},"","","",0,0,0,0,0,{"$f":"IF(B66=\"\",\"\",IF($B$31=0,\"\",-'Debt Financing Calculations'!E15))","v":-146273.14848341225},-146273.14848341225,{"$f":"IF(C66=\"\",\"\",IF(C66<-1,0,IF(C66=anal_period,-LOOKUP(C66,depr_yr,depr_cost)-Depreciation!$C$141-Depreciation!$B$166,-LOOKUP(C66,depr_yr,depr_cost))))","v":0},-146273.14848341225,0.25739999999999996,37650.708419630311,-108622.44006378195,{"$f":"IF(C66=\"\",\"\",IF($B$31=0,\"\",-'Debt Financing Calculations'!F15))","v":0},-2257124.6138237407,{"$f":"IF(C66=\"\",\"\",AB65+AA66)","v":-3253063.3973893886},-2294775.322243371,null,0,0]
[2040,{"$f":"IF(MAX($B$65:B66)<(construct+anal_period),B66+1,\"\")","v":3},1,1,1,1753226.4668592182,null,{"$f":"IF(C67<0,-E67*equity*depr_cap_infl*percent_cap3,0)","v":0},{"$f":"IF(OR(C67<0,C67=\"\"),\"\",-E67*INDEX('Replacement Costs'!$A$16:$H$57,MATCH(C67,'Replacement Costs'!$C$16:$C$57,0),MATCH(\"Total Yearly Replacement Costs\",'Replacement Costs'!$A$16:$H$16,0)))","v":-34208.18304783434},{"$f":"IF(AND(C67>=1,C67<anal_period),WorkingCap*SUM(N67:R67)-WorkingCap*SUM(N66:R66),IF(C67<0,0,IF(B67=\"\",\"\",-SUM(J$65:J66))))","v":-133001.27003776276},"","","",-813704.42670565704,-70431.136739145004,0,0,-2539.57014028295,{"$f":"IF(B67=\"\",\"\",IF($B$31=0,\"\",-'Debt Financing Calculations'!E16))","v":-146273.14848341225},720278.18479072093,{"$f":"IF(C67=\"\",\"\",IF(C67<-1,0,IF(C67=anal_period,-LOOKUP(C67,depr_yr,depr_cost)-Depreciation!$C$141-Depreciation!$B$166,-LOOKUP(C67,depr_yr,depr_cost))))","v":-249868.0927193469},470410.09207137406,0.25739999999999996,-121083.55769917167,599194.62709154922,{"$f":"IF(C67=\"\",\"\",IF($B$31=0,\"\",-'Debt Financing Calculations'!F16))","v":0},431985.17400595214,-2821078.2233834364,553068.73170512379,null,287437.5,0]
[2041,{"$f":"IF(MAX($B$65:B67)<(construct+anal_period),B67+1,\"\")","v":4},2,2,1.0189999999999999,2041757.4511194781,null,{"$f":"IF(C68<0,-E68*equity*depr_cap_infl*percent_cap4,0)","v":0},{"$f":"IF(OR(C68<0,C68=\"\"),\"\",-E68*INDEX('Replacement Costs'!$A$16:$H$57,MATCH(C68,'Replacement Costs'!$C$16:$C$57,0),MATCH(\"Total Yearly Replacement Costs\",'Replacement Costs'!$A$16:$H$16,0)))","v":-166015.01990600437},{"$f":"IF(AND(C68>=1,C68<anal_period),WorkingCap*SUM(N68:R68)-WorkingCap*SUM(N67:R67),IF(C68<0,0,IF(B68=\"\",\"\",-SUM(J$65:J67))))","v":-4084.2084319494315},"","","",-829164.81081306445,-81780.868158790239,0,0,-2957.5108262266581,{"$f":"IF(B68=\"\",\"\",IF($B$31=0,\"\",-'Debt Financing Calculations'!E17))","v":-146273.14848341225},981581.11283798446,{"$f":"IF(C68=\"\",\"\",IF(C68<-1,0,IF(C68=anal_period,-LOOKUP(C68,depr_yr,depr_cost)-Depreciation!$C$141-Depreciation!$B$166,-LOOKUP(C68,depr_yr,depr_cost))))","v":-487238.29960406595},494342.81323391851,0.25739999999999996,-127243.84012641061,{"$f":"IF(C68=\"\",\"\",SUM(T68,X68))","v":854337.27271157387},{"$f":"IF(C68=\"\",\"\",IF($B$31=0,\"\",-'Debt Financing Calculations'!F17))","v":0},684238.04437362007,-2136840.1790098166,811481.88450003066,null,328500,0]
[2042,{"$f":"IF(MAX($B$65:B68)<(construct+anal_period),B68+1,\"\")","v":5},3,3,1.0383609999999999,2080550.8426907479,null,{"$f":"IF(C69=\"\",\"\",0)","v":0},{"$f":"IF(OR(C69<0,C69=\"\"),\"\",-E69*INDEX('Replacement Costs'!$A$16:$H$57,MATCH(C69,'Replacement Costs'!$C$16:$C$57,0),MATCH(\"Total Yearly Replacement Costs\",'Replacement Costs'!$A$16:$H$16,0)))","v":-169169.30528421846},{"$f":"IF(AND(C69>=1,C69<anal_period),WorkingCap*SUM(N69:R69)-WorkingCap*SUM(N68:R68),IF(C69<0,0,IF(B69=\"\",\"\",-SUM(J$65:J68))))","v":-2619.1224115154764},"","","",-844918.94221851265,-83431.360124413492,0,0,-3013.7035319249649,{"$f":"IF(B69=\"\",\"\",IF($B$31=0,\"\",-'Debt Financing Calculations'!E18))","v":-146273.14848341225},1002913.6883324846,{"$f":"IF(C69=\"\",\"\",IF(C69<-1,0,IF(C69=anal_period,-LOOKUP(C69,depr_yr,depr_cost)-Depreciation!$C$141-Depreciation!$B$166,-LOOKUP(C69,depr_yr,depr_cost))))","v":-463226.94125839381},539686.74707409076,0.25739999999999996,-138915.36869687095,863998.31963561359,{"$f":"IF(C69=\"\",\"\",IF($B$31=0,\"\",-'Debt Financing Calculations'!F18))","v":0},692209.89193987963,-1444630.287069937,831125.26063675061,null,328500,0]
[2043,{"$f":"IF(MAX($B$65:B69)<(construct+anal_period),B69+1,\"\")","v":6},4,4,1.0580898589999999,2120081.3087018724,null,0,{"$f":"IF(OR(C70<0,C70=\"\"),\"\",-E70*INDEX('Replacement Costs'!$A$16:$H$57,MATCH(C70,'Replacement Costs'!$C$16:$C$57,0),MATCH(\"Total Yearly Replacement Costs\",'Replacement Costs'!$A$16:$H$16,0)))","v":-172383.5220846186},{"$f":"IF(AND(C70>=1,C70<anal_period),WorkingCap*SUM(N70:R70)-WorkingCap*SUM(N69:R69),IF(C70<0,0,IF(B70=\"\",\"\",-SUM(J$65:J69))))","v":-2693.3051905112516},"","","",-860972.40212066437,-85276.007791896947,0,0,-3070.9638990315389,{"$f":"IF(B70=\"\",\"\",IF($B$31=0,\"\",-'Debt Financing Calculations'!E19))","v":-146273.14848341225},1024488.7864068672,{"$f":"IF(C70=\"\",\"\",IF(C70<-1,0,IF(C70=anal_period,-LOOKUP(C70,depr_yr,depr_cost)-Depreciation!$C$141-Depreciation!$B$166,-LOOKUP(C70,depr_yr,depr_cost))))","v":-441344.25943307305},583144.52697379421,0.25739999999999996,-150101.4012430546,874387.38516381267,{"$f":"IF(C70=\"\",\"\",IF($B$31=0,\"\",-'Debt Financing Calculations'!F19))","v":0},699310.5578886827,-745319.72918125428,849411.95913173736,null,328500,0]
[2044,{"$f":"IF(MAX($B$65:B70)<(construct+anal_period),B70+1,\"\")","v":7},5,5,1.0781935663209998,2160362.8535672077,null,0,{"$f":"IF(OR(C71<0,C71=\"\"),\"\",-E71*INDEX('Replacement Costs'!$A$16:$H$57,MATCH(C71,'Replacement Costs'!$C$16:$C$57,0),MATCH(\"Total Yearly Replacement Costs\",'Replacement Costs'!$A$16:$H$16,0)))","v":-2709424.6054365584},{"$f":"IF(AND(C71>=1,C71<anal_period),WorkingCap*SUM(N71:R71)-WorkingCap*SUM(N70:R70),IF(C71<0,0,IF(B71=\"\",\"\",-SUM(J$65:J70))))","v":-2754.6723499227664},"","","",-877330.877760957,-87223.666170341152,0,0,-3129.3122131131381,{"$f":"IF(B71=\"\",\"\",IF($B$31=0,\"\",-'Debt Financing Calculations'!E20))","v":-146273.14848341225},1046405.8489393841,{"$f":"IF(C71=\"\",\"\",IF(C71<-1,0,IF(C71=anal_period,-LOOKUP(C71,depr_yr,depr_cost)-Depreciation!$C$141-Depreciation!$B$166,-LOOKUP(C71,depr_yr,depr_cost))))","v":-516263.68177808175},530142.16716130241,0.25739999999999996,-136458.59382731922,909947.25511206489,{"$f":"IF(C71=\"\",\"\",IF($B$31=0,\"\",-'Debt Financing Calculations'!F20))","v":0},-1802232.0226744162,-2547551.7518556705,-1665773.4288470971,null,328500,0]
[2045,{"$f":"IF(MAX($B$65:B71)<(construct+anal_period),B71+1,\"\")","v":8},6,6,1.0986792440810986,2201409.7477849843,null,0,{"$f":"IF(OR(C72<0,C72=\"\"),\"\",-E72*INDEX('Replacement Costs'!$A$16:$H$57,MATCH(C72,'Replacement Costs'!$C$16:$C$57,0),MATCH(\"Total Yearly Replacement Costs\",'Replacement Costs'!$A$16:$H$16,0)))","v":-178996.32637530661},{"$f":"IF(AND(C72>=1,C72<anal_period),WorkingCap*SUM(N72:R72)-WorkingCap*SUM(N71:R71),IF(C72<0,0,IF(B72=\"\",\"\",-SUM(J$65:J71))))","v":-2806.6008872677339},"","","",-894000.16443841497,-89205.595142618884,0,0,-3188.7691451622873,{"$f":"IF(B72=\"\",\"\",IF($B$31=0,\"\",-'Debt Financing Calculations'!E21))","v":-146273.14848341225},1068742.0705753758,{"$f":"IF(C72=\"\",\"\",IF(C72<-1,0,IF(C72=anal_period,-LOOKUP(C72,depr_yr,depr_cost)-Depreciation!$C$141-Depreciation!$B$166,-LOOKUP(C72,depr_yr,depr_cost))))","v":-585897.23035556497},482844.84021981084,0.25739999999999996,-124284.26187257929,944457.80870279646,{"$f":"IF(C72=\"\",\"\",IF($B$31=0,\"\",-'Debt Financing Calculations'!F21))","v":0},762654.88144022226,-1784896.8704154482,886939.14331280149,null,328500,0]
[2046,{"$f":"IF(MAX($B$65:B72)<(construct+anal_period),B72+1,\"\")","v":9},7,7,1.1195541497186396,2243236.5329928994,null,0,{"$f":"IF(OR(C73<0,C73=\"\"),\"\",-E73*INDEX('Replacement Costs'!$A$16:$H$57,MATCH(C73,'Replacement Costs'!$C$16:$C$57,0),MATCH(\"Total Yearly Replacement Costs\",'Replacement Costs'!$A$16:$H$16,0)))","v":-182397.25657643747},{"$f":"IF(AND(C73>=1,C73<anal_period),WorkingCap*SUM(N73:R73)-WorkingCap*SUM(N72:R72),IF(C73<0,0,IF(B73=\"\",\"\",-SUM(J$65:J72))))","v":-2861.6808212983888},"","","",-910986.16756274505,-91236.877546520031,0,0,-3249.355758920371,{"$f":"IF(B73=\"\",\"\",IF($B$31=0,\"\",-'Debt Financing Calculations'!E22))","v":-146273.14848341225},1091490.9836413017,{"$f":"IF(C73=\"\",\"\",IF(C73<-1,0,IF(C73=anal_period,-LOOKUP(C73,depr_yr,depr_cost)-Depreciation!$C$141-Depreciation!$B$166,-LOOKUP(C73,depr_yr,depr_cost))))","v":-555451.31912298023},536039.66451832152,0.25739999999999996,-137976.60964701592,953514.37399428582,{"$f":"IF(C73=\"\",\"\",IF($B$31=0,\"\",-'Debt Financing Calculations'!F22))","v":0},768255.43659654993,-1016641.4338188983,906232.04624356586,null,328500,0]
[2047,{"$f":"IF(MAX($B$65:B73)<(construct+anal_period),B73+1,\"\")","v":10},8,8,1.1408256785632938,2285858.0271197641,null,0,{"$f":"IF(OR(C74<0,C74=\"\"),\"\",-E74*INDEX('Replacement Costs'!$A$16:$H$57,MATCH(C74,'Replacement Costs'!$C$16:$C$57,0),MATCH(\"Total Yearly Replacement Costs\",'Replacement Costs'!$A$16:$H$16,0)))","v":-185862.80445138976},{"$f":"IF(AND(C74>=1,C74<anal_period),WorkingCap*SUM(N74:R74)-WorkingCap*SUM(N73:R73),IF(C74<0,0,IF(B74=\"\",\"\",-SUM(J$65:J73))))","v":-2911.7346698874608},"","","",-928294.9047464371,-93277.967069324892,0,0,-3311.0935183398578,{"$f":"IF(B74=\"\",\"\",IF($B$31=0,\"\",-'Debt Financing Calculations'!E23))","v":-146273.14848341225},1114700.91330225,{"$f":"IF(C74=\"\",\"\",IF(C74<-1,0,IF(C74=anal_period,-LOOKUP(C74,depr_yr,depr_cost)-Depreciation!$C$141-Depreciation!$B$166,-LOOKUP(C74,depr_yr,depr_cost))))","v":-527661.14235688269},587039.77094536729,0.25739999999999996,-151104.03704133752,963596.87626091251,{"$f":"IF(C74=\"\",\"\",IF($B$31=0,\"\",-'Debt Financing Calculations'!F23))","v":0},774822.33713963535,-241819.09667926293,925926.37418097281,null,328500,0]
[2048,{"$f":"IF(MAX($B$65:B74)<(construct+anal_period),B74+1,\"\")","v":11},9,9,1.1625013664559962,2329289.3296350394,null,0,{"$f":"IF(OR(C75<0,C75=\"\"),\"\",-E75*INDEX('Replacement Costs'!$A$16:$H$57,MATCH(C75,'Replacement Costs'!$C$16:$C$57,0),MATCH(\"Total Yearly Replacement Costs\",'Replacement Costs'!$A$16:$H$16,0)))","v":-189394.19773596615},{"$f":"IF(AND(C75>=1,C75<anal_period),WorkingCap*SUM(N75:R75)-WorkingCap*SUM(N74:R74),IF(C75<0,0,IF(B75=\"\",\"\",-SUM(J$65:J74))))","v":-2973.8044142767321},"","","",-945932.50793661934,-95402.815864139135,0,0,-3374.0042951883152,{"$f":"IF(B75=\"\",\"\",IF($B$31=0,\"\",-'Debt Financing Calculations'!E24))","v":-146273.14848341225},1138306.8530556804,{"$f":"IF(C75=\"\",\"\",IF(C75<-1,0,IF(C75=anal_period,-LOOKUP(C75,depr_yr,depr_cost)-Depreciation!$C$141-Depreciation!$B$166,-LOOKUP(C75,depr_yr,depr_cost))))","v":-520740.79245378776},617566.06060189265,0.25739999999999996,-158961.50399892713,979345.34905675333,{"$f":"IF(C75=\"\",\"\",IF($B$31=0,\"\",-'Debt Financing Calculations'!F24))","v":0},786977.34690651041,545158.25022724748,945938.85090543749,null,328500,0]
[2049,{"$f":"IF(MAX($B$65:B75)<(construct+anal_period),B75+1,\"\")","v":12},10,10,1.1845888924186601,2373545.826898105,null,0,{"$f":"IF(OR(C76<0,C76=\"\"),\"\",-E76*INDEX('Replacement Costs'!$A$16:$H$57,MATCH(C76,'Replacement Costs'!$C$16:$C$57,0),MATCH(\"Total Yearly Replacement Costs\",'Replacement Costs'!$A$16:$H$16,0)))","v":-2976788.577395767},{"$f":"IF(AND(C76>=1,C76<anal_period),WorkingCap*SUM(N76:R76)-WorkingCap*SUM(N75:R75),IF(C76<0,0,IF(B76=\"\",\"\",-SUM(J$65:J75))))","v":-3024.1116002438648},"","","",-963905.22558741504,-97526.736133360624,0,0,-3438.1103767968925,{"$f":"IF(B76=\"\",\"\",IF($B$31=0,\"\",-'Debt Financing Calculations'!E25))","v":-146273.14848341225},1162402.6063171201,{"$f":"IF(C76=\"\",\"\",IF(C76<-1,0,IF(C76=anal_period,-LOOKUP(C76,depr_yr,depr_cost)-Depreciation!$C$141-Depreciation!$B$166,-LOOKUP(C76,depr_yr,depr_cost))))","v":-623124.44313357933},539278.1631835408,0.25739999999999996,-138810.19920344339,1023592.4071136768,{"$f":"IF(C76=\"\",\"\",IF($B$31=0,\"\",-'Debt Financing Calculations'!F25))","v":0},-1956220.2818823343,-1411062.0316550867,-1817410.0826788908,null,328500,0]
[2050,{"$f":"IF(MAX($B$65:B76)<(construct+anal_period),B76+1,\"\")","v":13},11,11,1.2070960813746145,2418643.1976091689,null,0,{"$f":"IF(OR(C77<0,C77=\"\"),\"\",-E77*INDEX('Replacement Costs'!$A$16:$H$57,MATCH(C77,'Replacement Costs'!$C$16:$C$57,0),MATCH(\"Total Yearly Replacement Costs\",'Replacement Costs'!$A$16:$H$16,0)))","v":-196659.54855531553},{"$f":"IF(AND(C77>=1,C77<anal_period),WorkingCap*SUM(N77:R77)-WorkingCap*SUM(N76:R76),IF(C77<0,0,IF(B77=\"\",\"\",-SUM(J$65:J76))))","v":-3081.0046128504619},"","","",-982219.42487357592,-99687.243502377052,0,0,-3503.4344739560333,{"$f":"IF(B77=\"\",\"\",IF($B$31=0,\"\",-'Debt Financing Calculations'!E26))","v":-146273.14848341225},1186959.9462758477,{"$f":"IF(C77=\"\",\"\",IF(C77<-1,0,IF(C77=anal_period,-LOOKUP(C77,depr_yr,depr_cost)-Depreciation!$C$141-Depreciation!$B$166,-LOOKUP(C77,depr_yr,depr_cost))))","v":-718771.84421648539},468188.10205936234,0.25739999999999996,-120511.61747007984,1066448.3288057679,{"$f":"IF(C77=\"\",\"\",IF($B$31=0,\"\",-'Debt Financing Calculations'!F26))","v":0},866707.77563760197,-544354.2560174847,987219.39310768177,null,328500,0]
[2051,{"$f":"IF(MAX($B$65:B77)<(construct+anal_period),B77+1,\"\")","v":14},12,12,1.2300309069207322,2464597.4183637435,null,0,{"$f":"IF(OR(C78<0,C78=\"\"),\"\",-E78*INDEX('Replacement Costs'!$A$16:$H$57,MATCH(C78,'Replacement Costs'!$C$16:$C$57,0),MATCH(\"Total Yearly Replacement Costs\",'Replacement Costs'!$A$16:$H$16,0)))","v":-200396.07997786652},{"$f":"IF(AND(C78>=1,C78<anal_period),WorkingCap*SUM(N78:R78)-WorkingCap*SUM(N77:R77),IF(C78<0,0,IF(B78=\"\",\"\",-SUM(J$65:J77))))","v":-3107.2382496373612},"","","",-1000881.5939461738,-101673.4308390232,0,0,-3569.9997289611983,{"$f":"IF(B78=\"\",\"\",IF($B$31=0,\"\",-'Debt Financing Calculations'!E27))","v":-146273.14848341225},1212199.2453661731,{"$f":"IF(C78=\"\",\"\",IF(C78<-1,0,IF(C78=anal_period,-LOOKUP(C78,depr_yr,depr_cost)-Depreciation!$C$141-Depreciation!$B$166,-LOOKUP(C78,depr_yr,depr_cost))))","v":-703587.38558696851},508611.85977920459,0.25739999999999996,-130916.69270716724,1081282.5526590059,{"$f":"IF(C78=\"\",\"\",IF($B$31=0,\"\",-'Debt Financing Calculations'!F27))","v":0},877779.23443150194,333424.97841401724,1008695.9271386692,null,328500,0]
[2052,{"$f":"IF(MAX($B$65:B78)<(construct+anal_period),B78+1,\"\")","v":15},13,13,1.253401494152226,2511424.7693126542,null,0,{"$f":"IF(OR(C79<0,C79=\"\"),\"\",-E79*INDEX('Replacement Costs'!$A$16:$H$57,MATCH(C79,'Replacement Costs'!$C$16:$C$57,0),MATCH(\"Total Yearly Replacement Costs\",'Replacement Costs'!$A$16:$H$16,0)))","v":-204203.60549744597},{"$f":"IF(AND(C79>=1,C79<anal_period),WorkingCap*SUM(N79:R79)-WorkingCap*SUM(N78:R78),IF(C79<0,0,IF(B79=\"\",\"\",-SUM(J$65:J78))))","v":-3166.5511178240704},"","","",-1019898.344231151,-103699.19134468929,0,0,-3637.8297238114606,{"$f":"IF(B79=\"\",\"\",IF($B$31=0,\"\",-'Debt Financing Calculations'!E28))","v":-146273.14848341225},1237916.25552959,{"$f":"IF(C79=\"\",\"\",IF(C79<-1,0,IF(C79=anal_period,-LOOKUP(C79,depr_yr,depr_cost)-Depreciation!$C$141-Depreciation!$B$166,-LOOKUP(C79,depr_yr,depr_cost))))","v":-697632.68205948034},540283.57347010961,0.25739999999999996,-139068.99181120619,1098847.2637183839,{"$f":"IF(C79=\"\",\"\",IF($B$31=0,\"\",-'Debt Financing Calculations'!F28))","v":0},891477.10710311367,1224902.0855171308,1030546.0989143199,null,328500,0]
[2053,{"$f":"IF(MAX($B$65:B79)<(construct+anal_period),B79+1,\"\")","v":16},14,14,1.277216122541118,2559141.8399295942,null,0,{"$f":"IF(OR(C80<0,C80=\"\"),\"\",-E80*INDEX('Replacement Costs'!$A$16:$H$57,MATCH(C80,'Replacement Costs'!$C$16:$C$57,0),MATCH(\"Total Yearly Replacement Costs\",'Replacement Costs'!$A$16:$H$16,0)))","v":-208083.47400189738},{"$f":"IF(AND(C80>=1,C80<anal_period),WorkingCap*SUM(N80:R80)-WorkingCap*SUM(N79:R79),IF(C80<0,0,IF(B80=\"\",\"\",-SUM(J$65:J79))))","v":-3226.9964164607809},"","","",-1039276.4127715427,-105765.31348261717,0,0,-3706.9484885638776,{"$f":"IF(B80=\"\",\"\",IF($B$31=0,\"\",-'Debt Financing Calculations'!E29))","v":-146273.14848341225},1264120.0167034583,{"$f":"IF(C80=\"\",\"\",IF(C80<-1,0,IF(C80=anal_period,-LOOKUP(C80,depr_yr,depr_cost)-Depreciation!$C$141-Depreciation!$B$166,-LOOKUP(C80,depr_yr,depr_cost))))","v":-694222.40421392873},569897.61248952954,0.25739999999999996,-146691.64545480488,1117428.3712486534,{"$f":"IF(C80=\"\",\"\",IF($B$31=0,\"\",-'Debt Financing Calculations'!F29))","v":0},906117.90083029517,2131019.9863474257,1052809.5462851,null,328500,0]
[2054,{"$f":"IF(MAX($B$65:B80)<(construct+anal_period),B80+1,\"\")","v":17},15,15,1.3014832288693996,2607765.5348882568,null,0,{"$f":"IF(OR(C81<0,C81=\"\"),\"\",-E81*INDEX('Replacement Costs'!$A$16:$H$57,MATCH(C81,'Replacement Costs'!$C$16:$C$57,0),MATCH(\"Total Yearly Replacement Costs\",'Replacement Costs'!$A$16:$H$16,0)))","v":-3270535.8240024308},{"$f":"IF(AND(C81>=1,C81<anal_period),WorkingCap*SUM(N81:R81)-WorkingCap*SUM(N80:R80),IF(C81<0,0,IF(B81=\"\",\"\",-SUM(J$65:J80))))","v":-3288.5957710294751},"","","",-1059022.6646142022,-107872.60142553816,0,0,-3777.3805098465923,{"$f":"IF(B81=\"\",\"\",IF($B$31=0,\"\",-'Debt Financing Calculations'!E30))","v":-146273.14848341225},1290819.7398552576,{"$f":"IF(C81=\"\",\"\",IF(C81<-1,0,IF(C81=anal_period,-LOOKUP(C81,depr_yr,depr_cost)-Depreciation!$C$141-Depreciation!$B$166,-LOOKUP(C81,depr_yr,depr_cost))))","v":-806872.64626747544},483947.09358778212,0.25739999999999996,-124567.9818894951,1166251.7579657624,{"$f":"IF(C81=\"\",\"\",IF($B$31=0,\"\",-'Debt Financing Calculations'!F30))","v":0},-2107572.6618076977,23447.324539727997,-1983004.6799182028,null,328500,0]
[2055,{"$f":"IF(MAX($B$65:B81)<(construct+anal_period),B81+1,\"\")","v":18},16,16,1.3262114102179181,2657313.0800511334,null,0,{"$f":"IF(OR(C82<0,C82=\"\"),\"\",-E82*INDEX('Replacement Costs'!$A$16:$H$57,MATCH(C82,'Replacement Costs'!$C$16:$C$57,0),MATCH(\"Total Yearly Replacement Costs\",'Replacement Costs'!$A$16:$H$16,0)))","v":-216065.76414808421},{"$f":"IF(AND(C82>=1,C82<anal_period),WorkingCap*SUM(N82:R82)-WorkingCap*SUM(N81:R81),IF(C82<0,0,IF(B82=\"\",\"\",-SUM(J$65:J81))))","v":-3351.3712200735463},"","","",-1079144.0952418719,-110021.87536867183,0,0,-3849.1507395336771,{"$f":"IF(B82=\"\",\"\",IF($B$31=0,\"\",-'Debt Financing Calculations'!E31))","v":-146273.14848341225},1318024.8102176439,{"$f":"IF(C82=\"\",\"\",IF(C82<-1,0,IF(C82=anal_period,-LOOKUP(C82,depr_yr,depr_cost)-Depreciation!$C$141-Depreciation!$B$166,-LOOKUP(C82,depr_yr,depr_cost))))","v":-911795.01046915457},406229.79974848928,0.25739999999999996,-104563.55045526112,1213461.2597623828,{"$f":"IF(C82=\"\",\"\",IF($B$31=0,\"\",-'Debt Financing Calculations'!F31))","v":0},994044.12439422484,1017491.4489339528,1098607.674849486,null,328500,0]
[2056,{"$f":"IF(MAX($B$65:B82)<(construct+anal_period),B82+1,\"\")","v":19},17,17,1.3514094270120585,2707802.0285721049,null,0,{"$f":"IF(OR(C83<0,C83=\"\"),\"\",-E83*INDEX('Replacement Costs'!$A$16:$H$57,MATCH(C83,'Replacement Costs'!$C$16:$C$57,0),MATCH(\"Total Yearly Replacement Costs\",'Replacement Costs'!$A$16:$H$16,0)))","v":-220171.01366689781},{"$f":"IF(AND(C83>=1,C83<anal_period),WorkingCap*SUM(N83:R83)-WorkingCap*SUM(N82:R82),IF(C83<0,0,IF(B83=\"\",\"\",-SUM(J$65:J82))))","v":-3416.8377597944636},"","","",-1099647.8330514675,-112223.92209365453,0,0,-3922.284603584817,{"$f":"IF(B83=\"\",\"\",IF($B$31=0,\"\",-'Debt Financing Calculations'!E32))","v":-146273.14848341225},1345734.8403399857,{"$f":"IF(C83=\"\",\"\",IF(C83<-1,0,IF(C83=anal_period,-LOOKUP(C83,depr_yr,depr_cost)-Depreciation!$C$141-Depreciation!$B$166,-LOOKUP(C83,depr_yr,depr_cost))))","v":-895275.6110587063},450459.22928127937,0.25739999999999996,-115948.20561700129,1229786.6347229844,{"$f":"IF(C83=\"\",\"\",IF($B$31=0,\"\",-'Debt Financing Calculations'!F32))","v":0},1006198.7832962922,2023690.2322302451,1122146.9889132935,null,328500,0]
[2057,{"$f":"IF(MAX($B$65:B83)<(construct+anal_period),B83+1,\"\")","v":20},18,18,1.3770862061252875,2759250.267114975,null,0,{"$f":"IF(OR(C84<0,C84=\"\"),\"\",-E84*INDEX('Replacement Costs'!$A$16:$H$57,MATCH(C84,'Replacement Costs'!$C$16:$C$57,0),MATCH(\"Total Yearly Replacement Costs\",'Replacement Costs'!$A$16:$H$16,0)))","v":-224354.26292656886},{"$f":"IF(AND(C84>=1,C84<anal_period),WorkingCap*SUM(N84:R84)-WorkingCap*SUM(N83:R83),IF(C84<0,0,IF(B84=\"\",\"\",-SUM(J$65:J83))))","v":-3482.0928154225985},"","","",-1120541.1418794454,-114470.04196102603,0,0,-3996.8080110529281,{"$f":"IF(B84=\"\",\"\",IF($B$31=0,\"\",-'Debt Financing Calculations'!E33))","v":-146273.14848341225},1373969.1267800385,{"$f":"IF(C84=\"\",\"\",IF(C84<-1,0,IF(C84=anal_period,-LOOKUP(C84,depr_yr,depr_cost)-Depreciation!$C$141-Depreciation!$B$166,-LOOKUP(C84,depr_yr,depr_cost))))","v":-888569.85176998843},485399.27501005004,0.25739999999999996,-124941.77338758686,1249027.3533924515,{"$f":"IF(C84=\"\",\"\",IF($B$31=0,\"\",-'Debt Financing Calculations'!F33))","v":0},1021190.9976504602,3044881.2298807055,1146132.771038047,null,328500,0]
[2058,{"$f":"IF(MAX($B$65:B84)<(construct+anal_period),B84+1,\"\")","v":21},19,19,1.4032508440416678,2811676.0221901592,null,0,{"$f":"IF(OR(C85<0,C85=\"\"),\"\",-E85*INDEX('Replacement Costs'!$A$16:$H$57,MATCH(C85,'Replacement Costs'!$C$16:$C$57,0),MATCH(\"Total Yearly Replacement Costs\",'Replacement Costs'!$A$16:$H$16,0)))","v":-228616.99392217363},{"$f":"IF(AND(C85>=1,C85<anal_period),WorkingCap*SUM(N85:R85)-WorkingCap*SUM(N84:R84),IF(C85<0,0,IF(B85=\"\",\"\",-SUM(J$65:J84))))","v":-3548.5944247735024},"","","",-1141831.4235751547,-116761.11707826298,0,0,-4072.747363262933,{"$f":"IF(B85=\"\",\"\",IF($B$31=0,\"\",-'Debt Financing Calculations'!E34))","v":-146273.14848341225},1402737.585690066,{"$f":"IF(C85=\"\",\"\",IF(C85<-1,0,IF(C85=anal_period,-LOOKUP(C85,depr_yr,depr_cost)-Depreciation!$C$141-Depreciation!$B$166,-LOOKUP(C85,depr_yr,depr_cost))))","v":-884986.50040294125},517751.08528712473,0.25739999999999996,-133269.12935290587,1269468.4563371602,{"$f":"IF(C85=\"\",\"\",IF($B$31=0,\"\",-'Debt Financing Calculations'!F34))","v":0},1037302.8679902129,4082184.0978709185,1170571.9973431188,null,328500,0]
[2059,{"$f":"IF(MAX($B$65:B85)<(construct+anal_period),B85+1,\"\")","v":22},20,20,1.4299126100784596,2865097.8666117722,null,0,{"$f":"IF(OR(C86<0,C86=\"\"),\"\",-E86*INDEX('Replacement Costs'!$A$16:$H$57,MATCH(C86,'Replacement Costs'!$C$16:$C$57,0),MATCH(\"Total Yearly Replacement Costs\",'Replacement Costs'!$A$16:$H$16,0)))","v":-3593269.826855144},{"$f":"IF(AND(C86>=1,C86<anal_period),WorkingCap*SUM(N86:R86)-WorkingCap*SUM(N85:R85),IF(C86<0,0,IF(B86=\"\",\"\",-SUM(J$65:J85))))","v":-3616.366406619054},"","","",-1163526.2206230827,-119098.04720789359,0,0,-4150.1295631649291,{"$f":"IF(B86=\"\",\"\",IF($B$31=0,\"\",-'Debt Financing Calculations'!E35))","v":-146273.14848341225},1432050.3207342187,{"$f":"IF(C86=\"\",\"\",IF(C86<-1,0,IF(C86=anal_period,-LOOKUP(C86,depr_yr,depr_cost)-Depreciation!$C$141-Depreciation!$B$166,-LOOKUP(C86,depr_yr,depr_cost))))","v":-1008589.5330694749},423460.78766474384,0.25739999999999996,-108998.80674490504,1323051.5139893137,{"$f":"IF(C86=\"\",\"\",IF($B$31=0,\"\",-'Debt Financing Calculations'!F35))","v":0},-2273834.6792724496,1808349.4185984689,-2164835.8725275444,null,328500,0]
[2060,{"$f":"IF(MAX($B$65:B86)<(construct+anal_period),B86+1,\"\")","v":23},21,21,1.4570809496699502,2919534.7260773955,null,0,{"$f":"IF(OR(C87<0,C87=\"\"),\"\",-E87*INDEX('Replacement Costs'!$A$16:$H$57,MATCH(C87,'Replacement Costs'!$C$16:$C$57,0),MATCH(\"Total Yearly Replacement Costs\",'Replacement Costs'!$A$16:$H$16,0)))","v":-237386.97042602213},{"$f":"IF(AND(C87>=1,C87<anal_period),WorkingCap*SUM(N87:R87)-WorkingCap*SUM(N86:R86),IF(C87<0,0,IF(B87=\"\",\"\",-SUM(J$65:J86))))","v":-3685.4330349752563},"","","",-1185633.2188149211,-121481.75012085674,0,0,-4228.9820248650622,{"$f":"IF(B87=\"\",\"\",IF($B$31=0,\"\",-'Debt Financing Calculations'!E36))","v":-146273.14848341225},1461917.6266333403,{"$f":"IF(C87=\"\",\"\",IF(C87<-1,0,IF(C87=anal_period,-LOOKUP(C87,depr_yr,depr_cost)-Depreciation!$C$141-Depreciation!$B$166,-LOOKUP(C87,depr_yr,depr_cost))))","v":-975374.14968102355},486543.47695231671,0.25739999999999996,-125236.29096752631,1336681.3356658139,{"$f":"IF(C87=\"\",\"\",IF($B$31=0,\"\",-'Debt Financing Calculations'!F36))","v":0},1095608.9322048165,2903958.3508032854,1220845.2231723429,null,328500,0]
[2061,{"$f":"IF(MAX($B$65:B87)<(construct+anal_period),B87+1,\"\")","v":24},22,22,1.4847654877136791,2975005.885872866,null,0,{"$f":"IF(OR(C88<0,C88=\"\"),\"\",-E88*INDEX('Replacement Costs'!$A$16:$H$57,MATCH(C88,'Replacement Costs'!$C$16:$C$57,0),MATCH(\"Total Yearly Replacement Costs\",'Replacement Costs'!$A$16:$H$16,0)))","v":-241897.32286411652},{"$f":"IF(AND(C88>=1,C88<anal_period),WorkingCap*SUM(N88:R88)-WorkingCap*SUM(N87:R87),IF(C88<0,0,IF(B88=\"\",\"\",-SUM(J$65:J87))))","v":-3746.2424465657678},"","","",-1208160.2499724044,-123849.31794867291,0,0,-4309.3326833374986,{"$f":"IF(B88=\"\",\"\",IF($B$31=0,\"\",-'Debt Financing Calculations'!E37))","v":-146273.14848341225},1492413.8367850389,{"$f":"IF(C88=\"\",\"\",IF(C88<-1,0,IF(C88=anal_period,-LOOKUP(C88,depr_yr,depr_cost)-Depreciation!$C$141-Depreciation!$B$166,-LOOKUP(C88,depr_yr,depr_cost))))","v":-804769.15740779391},687644.67937724502,0.25739999999999996,-176999.74047170285,1315414.0963133362,{"$f":"IF(C88=\"\",\"\",IF($B$31=0,\"\",-'Debt Financing Calculations'!F37))","v":0},1069770.531002654,3973728.8818059396,1246770.2714743568,null,328500,0]
[2062,{"$f":"IF(MAX($B$65:B88)<(construct+anal_period),B88+1,\"\")","v":25},23,23,1.5129760319802392,3031530.997704451,null,0,{"$f":"IF(OR(C89<0,C89=\"\"),\"\",-E89*INDEX('Replacement Costs'!$A$16:$H$57,MATCH(C89,'Replacement Costs'!$C$16:$C$57,0),MATCH(\"Total Yearly Replacement Costs\",'Replacement Costs'!$A$16:$H$16,0)))","v":-246493.37199853477},{"$f":"IF(AND(C89>=1,C89<anal_period),WorkingCap*SUM(N89:R89)-WorkingCap*SUM(N88:R88),IF(C89<0,0,IF(B89=\"\",\"\",-SUM(J$65:J88))))","v":-3817.5947433835536},"","","",-1231115.2947218805,-126263.02750077059,0,0,-4391.2100043209111,{"$f":"IF(B89=\"\",\"\",IF($B$31=0,\"\",-'Debt Financing Calculations'!E38))","v":-146273.14848341225},1523488.3169940668,{"$f":"IF(C89=\"\",\"\",IF(C89<-1,0,IF(C89=anal_period,-LOOKUP(C89,depr_yr,depr_cost)-Depreciation!$C$141-Depreciation!$B$166,-LOOKUP(C89,depr_yr,depr_cost))))","v":-790022.19534369919},733466.12165036763,0.25739999999999996,-188794.17971280459,1334694.1372812623,{"$f":"IF(C89=\"\",\"\",IF($B$31=0,\"\",-'Debt Financing Calculations'!F38))","v":0},1084383.170539344,5058112.0523452833,1273177.3502521485,null,328500,0]
[2063,{"$f":"IF(MAX($B$65:B89)<(construct+anal_period),B89+1,\"\")","v":26},24,24,1.5417225765878635,3089130.086660835,null,0,{"$f":"IF(OR(C90<0,C90=\"\"),\"\",-E90*INDEX('Replacement Costs'!$A$16:$H$57,MATCH(C90,'Replacement Costs'!$C$16:$C$57,0),MATCH(\"Total Yearly Replacement Costs\",'Replacement Costs'!$A$16:$H$16,0)))","v":-251176.74606650689},{"$f":"IF(AND(C90>=1,C90<anal_period),WorkingCap*SUM(N90:R90)-WorkingCap*SUM(N89:R89),IF(C90<0,0,IF(B90=\"\",\"\",-SUM(J$65:J89))))","v":-3890.3061189058935},"","","",-1254506.4853215958,-128723.77803701238,0,0,-4474.6429944030078,{"$f":"IF(B90=\"\",\"\",IF($B$31=0,\"\",-'Debt Financing Calculations'!E39))","v":-146273.14848341225},1555152.0318244116,{"$f":"IF(C90=\"\",\"\",IF(C90<-1,0,IF(C90=anal_period,-LOOKUP(C90,depr_yr,depr_cost)-Depreciation!$C$141-Depreciation!$B$166,-LOOKUP(C90,depr_yr,depr_cost))))","v":-778368.41090971173},776783.62091469986,0.25739999999999996,-199944.10402344371,1355207.9278009678,{"$f":"IF(C90=\"\",\"\",IF($B$31=0,\"\",-'Debt Financing Calculations'!F39))","v":0},1100140.8756155551,6158252.9279608382,1300084.9796389989,null,328500,0]
[2064,{"$f":"IF(MAX($B$65:B90)<(construct+anal_period),B90+1,\"\")","v":27},25,25,1.5710153055430329,3147823.5583073907,null,0,{"$f":"IF(OR(C91<0,C91=\"\"),\"\",-E91*INDEX('Replacement Costs'!$A$16:$H$57,MATCH(C91,'Replacement Costs'!$C$16:$C$57,0),MATCH(\"Total Yearly Replacement Costs\",'Replacement Costs'!$A$16:$H$16,0)))","v":-3947850.9771486302},{"$f":"IF(AND(C91>=1,C91<anal_period),WorkingCap*SUM(N91:R91)-WorkingCap*SUM(N90:R90),IF(C91<0,0,IF(B91=\"\",\"\",-SUM(J$65:J90))))","v":-3964.4024616003444},"","","",-1278342.1085427061,-131232.48634301047,0,0,-4559.661211296665,{"$f":"IF(B91=\"\",\"\",IF($B$31=0,\"\",-'Debt Financing Calculations'!E40))","v":-146273.14848341225},1587416.153726965,{"$f":"IF(C91=\"\",\"\",IF(C91<-1,0,IF(C91=anal_period,-LOOKUP(C91,depr_yr,depr_cost)-Depreciation!$C$141-Depreciation!$B$166,-LOOKUP(C91,depr_yr,depr_cost))))","v":-849973.86900029785},737442.2847266671,0.25739999999999996,-189817.6440886441,1397598.5096383209,{"$f":"IF(C91=\"\",\"\",IF($B$31=0,\"\",-'Debt Financing Calculations'!F40))","v":0},-2554216.86997191,3604036.0579889282,-2364399.225883266,null,328500,0]
[2065,{"$f":"IF(MAX($B$65:B91)<(construct+anal_period),B91+1,\"\")","v":28},26,26,1.6008645963483503,3207632.2059152308,null,0,{"$f":"IF(OR(C92<0,C92=\"\"),\"\",-E92*INDEX('Replacement Costs'!$A$16:$H$57,MATCH(C92,'Replacement Costs'!$C$16:$C$57,0),MATCH(\"Total Yearly Replacement Costs\",'Replacement Costs'!$A$16:$H$16,0)))","v":-260812.13722236414},{"$f":"IF(AND(C92>=1,C92<anal_period),WorkingCap*SUM(N92:R92)-WorkingCap*SUM(N91:R91),IF(C92<0,0,IF(B92=\"\",\"\",-SUM(J$65:J91))))","v":-4039.9101531003835},"","","",-1302630.6086050174,-133790.08707168725,0,0,-4646.2947743113009,{"$f":"IF(B92=\"\",\"\",IF($B$31=0,\"\",-'Debt Financing Calculations'!E41))","v":-146273.14848341225},1620292.0669808025,{"$f":"IF(C92=\"\",\"\",IF(C92<-1,0,IF(C92=anal_period,-LOOKUP(C92,depr_yr,depr_cost)-Depreciation!$C$141-Depreciation!$B$166,-LOOKUP(C92,depr_yr,depr_cost))))","v":-912292.73526719096},707999.33171361149,0.25739999999999996,-182239.02798308356,1438053.0389977188,{"$f":"IF(C92=\"\",\"\",IF($B$31=0,\"\",-'Debt Financing Calculations'!F41))","v":0},1173200.9916222543,4777237.0496111829,1355440.0196053379,null,328500,0]
[2066,{"$f":"IF(MAX($B$65:B92)<(construct+anal_period),B92+1,\"\")","v":29},27,27,1.631281023678969,3268577.21782762,null,0,{"$f":"IF(OR(C93<0,C93=\"\"),\"\",-E93*INDEX('Replacement Costs'!$A$16:$H$57,MATCH(C93,'Replacement Costs'!$C$16:$C$57,0),MATCH(\"Total Yearly Replacement Costs\",'Replacement Costs'!$A$16:$H$16,0)))","v":-265767.56782958907},{"$f":"IF(AND(C93>=1,C93<anal_period),WorkingCap*SUM(N93:R93)-WorkingCap*SUM(N92:R92),IF(C93<0,0,IF(B93=\"\",\"\",-SUM(J$65:J92))))","v":-4116.51017744813},"","","",-1327380.5901685129,-136395.2270904675,0,0,-4734.5743750232159,{"$f":"IF(B93=\"\",\"\",IF($B$31=0,\"\",-'Debt Financing Calculations'!E42))","v":-146273.14848341225},1653793.6777102042,{"$f":"IF(C93=\"\",\"\",IF(C93<-1,0,IF(C93=anal_period,-LOOKUP(C93,depr_yr,depr_cost)-Depreciation!$C$141-Depreciation!$B$166,-LOOKUP(C93,depr_yr,depr_cost))))","v":-884183.16952057811},769610.50818962604,0.25739999999999996,-198097.74480800971,1455695.9329021946,{"$f":"IF(C93=\"\",\"\",IF($B$31=0,\"\",-'Debt Financing Calculations'!F42))","v":0},1185811.8548951573,5963048.9045063406,1383909.5997031671,null,328500,0]
[2067,{"$f":"IF(MAX($B$65:B93)<(construct+anal_period),B93+1,\"\")","v":30},28,28,1.6622753631288694,3330680.1849663449,null,0,{"$f":"IF(OR(C94<0,C94=\"\"),\"\",-E94*INDEX('Replacement Costs'!$A$16:$H$57,MATCH(C94,'Replacement Costs'!$C$16:$C$57,0),MATCH(\"Total Yearly Replacement Costs\",'Replacement Costs'!$A$16:$H$16,0)))","v":-270817.15161835123},{"$f":"IF(AND(C94>=1,C94<anal_period),WorkingCap*SUM(N94:R94)-WorkingCap*SUM(N93:R93),IF(C94<0,0,IF(B94=\"\",\"\",-SUM(J$65:J93))))","v":-4194.9082546914869},"","","",-1352600.8213817144,-139051.09399541692,0,0,-4824.531288148657,{"$f":"IF(B94=\"\",\"\",IF($B$31=0,\"\",-'Debt Financing Calculations'!E43))","v":-146273.14848341225},1687930.5898176525,{"$f":"IF(C94=\"\",\"\",IF(C94<-1,0,IF(C94=anal_period,-LOOKUP(C94,depr_yr,depr_cost)-Depreciation!$C$141-Depreciation!$B$166,-LOOKUP(C94,depr_yr,depr_cost))))","v":-867980.98838750552},819949.60143014695,0.25739999999999996,-211055.02740811979,1476875.5624095327,{"$f":"IF(C94=\"\",\"\",IF($B$31=0,\"\",-'Debt Financing Calculations'!F43))","v":0},1201863.5025364901,7164912.4070428312,1412918.5299446099,null,328500,0]
[2068,{"$f":"IF(MAX($B$65:B94)<(construct+anal_period),B94+1,\"\")","v":31},29,29,1.6938585950283176,3393963.1084807049,null,0,{"$f":"IF(OR(C95<0,C95=\"\"),\"\",-E95*INDEX('Replacement Costs'!$A$16:$H$57,MATCH(C95,'Replacement Costs'!$C$16:$C$57,0),MATCH(\"Total Yearly Replacement Costs\",'Replacement Costs'!$A$16:$H$16,0)))","v":-275962.67749909987},{"$f":"IF(AND(C95>=1,C95<anal_period),WorkingCap*SUM(N95:R95)-WorkingCap*SUM(N94:R94),IF(C95<0,0,IF(B95=\"\",\"\",-SUM(J$65:J94))))","v":-4274.7994856968871},"","","",-1378300.2369879668,-141758.67553266886,0,0,-4916.1973826234807,{"$f":"IF(B95=\"\",\"\",IF($B$31=0,\"\",-'Debt Financing Calculations'!E44))","v":-146273.14848341225},1722714.8500940334,{"$f":"IF(C95=\"\",\"\",IF(C95<-1,0,IF(C95=anal_period,-LOOKUP(C95,depr_yr,depr_cost)-Depreciation!$C$141-Depreciation!$B$166,-LOOKUP(C95,depr_yr,depr_cost))))","v":-855177.21731488814},867537.63277914526,0.25739999999999996,-223304.18667735197,1499410.6634166813,{"$f":"IF(C95=\"\",\"\",IF($B$31=0,\"\",-'Debt Financing Calculations'!F44))","v":0},1219173.1864318845,8384085.5934747159,1442477.3731092366,null,328500,0]
[2069,{"$f":"IF(MAX($B$65:B95)<(construct+anal_period),B95+1,\"\")","v":32},30,30,1.7260419083338554,3458448.4075418375,null,0,{"$f":"IF(OR(C96<0,C96=\"\"),\"\",-E96*INDEX('Replacement Costs'!$A$16:$H$57,MATCH(C96,'Replacement Costs'!$C$16:$C$57,0),MATCH(\"Total Yearly Replacement Costs\",'Replacement Costs'!$A$16:$H$16,0)))","v":-4337421.9273184836},{"$f":"IF(AND(C96>=1,C96<anal_period),WorkingCap*SUM(N96:R96)-WorkingCap*SUM(N95:R95),IF(C96<0,0,IF(B96=\"\",\"\",-SUM(J$65:J95))))","v":-4356.2123102954647},"","","",-1404487.941490738,-144518.97868159763,0,0,-5009.6051328933263,{"$f":"IF(B96=\"\",\"\",IF($B$31=0,\"\",-'Debt Financing Calculations'!E45))","v":-146273.14848341225},1758158.7337531962,{"$f":"IF(C96=\"\",\"\",IF(C96<-1,0,IF(C96=anal_period,-LOOKUP(C96,depr_yr,depr_cost)-Depreciation!$C$141-Depreciation!$B$166,-LOOKUP(C96,depr_yr,depr_cost))))","v":-933848.64788193395},824310.08587126224,0.25739999999999996,-212177.41610326286,1545981.3176499333,{"$f":"IF(C96=\"\",\"\",IF($B$31=0,\"\",-'Debt Financing Calculations'!F45))","v":0},-2795796.8219788461,5588288.7714958694,-2583619.4058755832,null,328500,0]
[2070,{"$f":"IF(MAX($B$65:B96)<(construct+anal_period),B96+1,\"\")","v":33},31,{"$f":"IF(C97=\"\",\"\",IF(C97<=plant_life,C97,IF(D96=plant_life,1,D96+1)))","v":31},{"$f":"IF(C97=\"\",\"\",(1+inflation_rate)^(A97-$B$25))","v":1.7588367045921991},{"$f":"IF(C97=\"\",\"\",IF(C97<0,0,IF(AND(C97=1,start_time<1),E97*(H2_price_nominal*output_kgyear*start_time*percnt_revs+H2_price_nominal*output_kgyear*(1-start_time)),IF(C97<=start_time,H2_price_nominal*E97*output_kgyear*percnt_revs,H2_price_nominal*output_kgyear*E97))))","v":3524158.9272851334},null,0,{"$f":"IF(OR(C97<0,C97=\"\"),\"\",-E97*INDEX('Replacement Costs'!$A$16:$H$57,MATCH(C97,'Replacement Costs'!$C$16:$C$57,0),MATCH(\"Total Yearly Replacement Costs\",'Replacement Costs'!$A$16:$H$16,0)))","v":-286548.88177064288},{"$f":"IF(AND(C97>=1,C97<anal_period),WorkingCap*SUM(N97:R97)-WorkingCap*SUM(N96:R96),IF(C97<0,0,IF(B97=\"\",\"\",-SUM(J$65:J96))))","v":-4439.1757100365357},{"$f":"IF(C97=-construct,-E97*non_dep_infl,\"\")","v":""},{"$f":"IF(C97=anal_period,salvage*E97,\"\")","v":""},{"$f":"IF(D97=plant_life,-E97*decom,\"\")","v":""},{"$f":"IF(C97=\"\",\"\",IF(C97<0,0,IF(AND(C97=1,start_time<1),-(inflated_fixed*percnt_fixed*start_time+(inflated_fixed*(1-start_time))),IF(C97<=start_time,-inflated_fixed*percnt_fixed*E97,-inflated_fixed*E97))))","v":-1431173.2123790623},{"$f":"IF(C97=\"\",\"\",IF(C97<0,0,IF(AND(C97=1,start_time<1),-(SUM(B171:E171)*output_kgyear*E97*percnt_var*start_time+SUM(B171:E171)*output_kgyear*E97*(1-start_time)),IF(C97<=start_time,-SUM(B171:E171)*output_kgyear*E97*percnt_var,-SUM(B171:E171)*output_kgyear*E97))))","v":-147333.03002932531},{"$f":"IF(C97=\"\",\"\",IF(C97<0,0,IF(AND(C97=1,start_time<1),-(inflated_otherraw*E97*percnt_var*start_time+inflated_otherraw*E97*(1-start_time)),IF(C97<=start_time,-inflated_otherraw*E97*percnt_var,-(inflated_otherraw*E97)))))","v":0},0,{"$f":"IF(C97=\"\",\"\",IF(C97<0,0,IF(AND(C97=1,start_time<1),-((SUM(F171:J171,P171:R171)*output_kgyear+inflated_othervar)*E97*percnt_var*start_time+(SUM(F171:J171,P171:R171)*output_kgyear+inflated_othervar)*E97*(1-start_time)),IF(C97<=start_time,-(SUM(F171:J171,P171:R171)*output_kgyear+inflated_othervar)*E97*percnt_var,-E97*(SUM(F171:J171,P171:R171)*output_kgyear+inflated_othervar)))))","v":-5104.7876304183001},{"$f":"IF(B97=\"\",\"\",IF($B$31=0,\"\",-'Debt Financing Calculations'!E46))","v":-146273.14848341225},{"$f":"IF(C97=\"\",\"\",F97+SUM(L97:S97))","v":1794274.7487629151},{"$f":"IF(C97=\"\",\"\",IF(C97<-1,0,IF(C97=anal_period,-LOOKUP(C97,depr_yr,depr_cost)-Depreciation!$C$141-Depreciation!$B$166,-LOOKUP(C97,depr_yr,depr_cost))))","v":-1002317.092764035},{"$f":"IF(C97=\"\",\"\",SUM(T97:U97))","v":791957.65599888016},{"$f":"IF(C97=\"\",\"\",$B$33)","v":0.25739999999999996},{"$f":"IF(C97=\"\",\"\",tax_credit-(V97*W97 +Upstream_CO2_taxpYear + Proc_CO2_taxpYear))","v":-203849.90065411173},{"$f":"IF(C97=\"\",\"\",SUM(T97,X97))","v":1590424.8481088034},{"$f":"IF(C97=\"\",\"\",IF($B$31=0,\"\",-'Debt Financing Calculations'!F46))","v":0},{"$f":"IF(C97=\"\",\"\",SUM(H97,I97,J97,K97,T97,X97,Z97))","v":1299436.790628124},6887725.5621239934,{"$f":"IF(C97=\"\",\"\",SUM(H97,I97,J97,K97,T97,Z97))","v":1503286.6912822358},null,{"$f":"IF(C97=\"\",\"\",IF(C97<0,0,IF(AND(C97=1,start_time<1),(output_kgyear*start_time*percnt_revs+output_kgyear*(1-start_time)),IF(C97<=start_time,output_kgyear*percnt_revs,output_kgyear))))","v":328500},{"$f":"IF(C97=\"\",\"\",tax_credit)","v":0}]
[2071,{"$f":"IF(MAX($B$65:B97)<(construct+anal_period),B97+1,\"\")","v":34},32,32,1.7922546019794507,3591117.9469035505,null,0,{"$f":"IF(OR(C98<0,C98=\"\"),\"\",-E98*INDEX('Replacement Costs'!$A$16:$H$57,MATCH(C98,'Replacement Costs'!$C$16:$C$57,0),MATCH(\"Total Yearly Replacement Costs\",'Replacement Costs'!$A$16:$H$16,0)))","v":-291993.31052428507},{"$f":"IF(AND(C98>=1,C98<anal_period),WorkingCap*SUM(N98:R98)-WorkingCap*SUM(N97:R97),IF(C98<0,0,IF(B98=\"\",\"\",-SUM(J$65:J97))))","v":-4520.0960267626215},"","","",-1458365.5034142644,-150177.72154089596,0,0,-5201.7785953962475,{"$f":"IF(B98=\"\",\"\",IF($B$31=0,\"\",-'Debt Financing Calculations'!E47))","v":-146273.14848341225},1831099.7948695815,{"$f":"IF(C98=\"\",\"\",IF(C98<-1,0,IF(C98=anal_period,-LOOKUP(C98,depr_yr,depr_cost)-Depreciation!$C$141-Depreciation!$B$166,-LOOKUP(C98,depr_yr,depr_cost))))","v":-971433.69631809869},859666.09855148278,0.25739999999999996,-221278.05376715164,1609821.7411024298,{"$f":"IF(C98=\"\",\"\",IF($B$31=0,\"\",-'Debt Financing Calculations'!F47))","v":0},1313308.3345513821,8201033.8966753753,1534586.3883185338,null,328500,0]
[2072,{"$f":"IF(MAX($B$65:B98)<(construct+anal_period),B98+1,\"\")","v":35},33,33,1.8263074394170602,3659349.1878947178,null,0,{"$f":"IF(OR(C99<0,C99=\"\"),\"\",-E99*INDEX('Replacement Costs'!$A$16:$H$57,MATCH(C99,'Replacement Costs'!$C$16:$C$57,0),MATCH(\"Total Yearly Replacement Costs\",'Replacement Costs'!$A$16:$H$16,0)))","v":-297541.18342424644},{"$f":"IF(AND(C99>=1,C99<anal_period),WorkingCap*SUM(N99:R99)-WorkingCap*SUM(N98:R98),IF(C99<0,0,IF(B99=\"\",\"\",-SUM(J$65:J98))))","v":-4606.1092336412694},"","","",-1486074.4479791354,-153077.3380736543,0,0,-5300.6123887087761,{"$f":"IF(B99=\"\",\"\",IF($B$31=0,\"\",-'Debt Financing Calculations'!E48))","v":-146273.14848341225},1868623.6409698068,{"$f":"IF(C99=\"\",\"\",IF(C99<-1,0,IF(C99=anal_period,-LOOKUP(C99,depr_yr,depr_cost)-Depreciation!$C$141-Depreciation!$B$166,-LOOKUP(C99,depr_yr,depr_cost))))","v":-953632.69619834947},914990.94477145735,0.25739999999999996,-235518.66918417308,1633104.9717856338,{"$f":"IF(C99=\"\",\"\",IF($B$31=0,\"\",-'Debt Financing Calculations'!F48))","v":0},1330957.6791277463,9531991.5758031216,1566476.3483119193,null,328500,0]
[2073,{"$f":"IF(MAX($B$65:B99)<(construct+anal_period),B99+1,\"\")","v":36},34,34,1.8610072807659841,3728876.8224647171,null,0,{"$f":"IF(OR(C100<0,C100=\"\"),\"\",-E100*INDEX('Replacement Costs'!$A$16:$H$57,MATCH(C100,'Replacement Costs'!$C$16:$C$57,0),MATCH(\"Total Yearly Replacement Costs\",'Replacement Costs'!$A$16:$H$16,0)))","v":-303194.46590930712},{"$f":"IF(AND(C100>=1,C100<anal_period),WorkingCap*SUM(N100:R100)-WorkingCap*SUM(N99:R99),IF(C100<0,0,IF(B100=\"\",\"\",-SUM(J$65:J99))))","v":-4693.7592281683465},"","","",-1514309.8624907387,-156032.94011445454,0,0,-5401.3240240942423,{"$f":"IF(B100=\"\",\"\",IF($B$31=0,\"\",-'Debt Financing Calculations'!E49))","v":-146273.14848341225},1906859.5473520171,{"$f":"IF(C100=\"\",\"\",IF(C100<-1,0,IF(C100=anal_period,-LOOKUP(C100,depr_yr,depr_cost)-Depreciation!$C$141-Depreciation!$B$166,-LOOKUP(C100,depr_yr,depr_cost))))","v":-939565.45867489907},967294.08867711807,0.25739999999999996,-248981.49842549016,1657878.0489265269,{"$f":"IF(C100=\"\",\"\",IF($B$31=0,\"\",-'Debt Financing Calculations'!F49))","v":0},1349989.8237890515,10881981.399592172,1598971.3222145417,null,328500,0]
[2074,{"$f":"IF(MAX($B$65:B100)<(construct+anal_period),B100+1,\"\")","v":37},35,35,1.8963664191005378,3799725.482091547,null,0,{"$f":"IF(OR(C101<0,C101=\"\"),\"\",-E101*INDEX('Replacement Costs'!$A$16:$H$57,MATCH(C101,'Replacement Costs'!$C$16:$C$57,0),MATCH(\"Total Yearly Replacement Costs\",'Replacement Costs'!$A$16:$H$16,0)))","v":-4765435.4443670548},{"$f":"IF(AND(C101>=1,C101<anal_period),WorkingCap*SUM(N101:R101)-WorkingCap*SUM(N100:R100),IF(C101<0,0,IF(B101=\"\",\"\",-SUM(J$65:J100))))","v":-4783.0771582879825},"","","",-1543081.7498780629,-159045.60862592587,0,0,-5503.9491805520329,{"$f":"IF(B101=\"\",\"\",IF($B$31=0,\"\",-'Debt Financing Calculations'!E50))","v":-146273.14848341225},1945821.0259235939,{"$f":"IF(C101=\"\",\"\",IF(C101<-1,0,IF(C101=anal_period,-LOOKUP(C101,depr_yr,depr_cost)-Depreciation!$C$141-Depreciation!$B$166,-LOOKUP(C101,depr_yr,depr_cost))))","v":-1026000.1265410795},919820.89938251441,0.25739999999999996,-236761.89950105918,1709059.1264225347,{"$f":"IF(C101=\"\",\"\",IF($B$31=0,\"\",-'Debt Financing Calculations'!F50))","v":0},-3061159.3951028083,7820822.0044893641,-2824397.495601749,null,328500,0]
[2075,{"$f":"IF(MAX($B$65:B101)<(construct+anal_period),B101+1,\"\")","v":38},36,36,1.932397381063448,3871920.266251286,null,0,{"$f":"IF(OR(C102<0,C102=\"\"),\"\",-E102*INDEX('Replacement Costs'!$A$16:$H$57,MATCH(C102,'Replacement Costs'!$C$16:$C$57,0),MATCH(\"Total Yearly Replacement Costs\",'Replacement Costs'!$A$16:$H$16,0)))","v":-314825.30881605402},{"$f":"IF(AND(C102>=1,C102<anal_period),WorkingCap*SUM(N102:R102)-WorkingCap*SUM(N101:R101),IF(C102<0,0,IF(B102=\"\",\"\",-SUM(J$65:J101))))","v":-4874.0947647006542},"","","",-1572400.3031257461,-162116.44544181647,0,0,-5608.5242149825217,{"$f":"IF(B102=\"\",\"\",IF($B$31=0,\"\",-'Debt Financing Calculations'!E51))","v":-146273.14848341225},1985521.8449853286,{"$f":"IF(C102=\"\",\"\",IF(C102<-1,0,IF(C102=anal_period,-LOOKUP(C102,depr_yr,depr_cost)-Depreciation!$C$141-Depreciation!$B$166,-LOOKUP(C102,depr_yr,depr_cost))))","v":-1101224.9858075548},884296.85917777382,0.25739999999999996,-227618.01155235895,1757903.8334329696,{"$f":"IF(C102=\"\",\"\",IF($B$31=0,\"\",-'Debt Financing Calculations'!F51))","v":0},1438204.4298522151,9259026.4343415797,1665822.4414045741,null,328500,0]
[2076,{"$f":"IF(MAX($B$65:B102)<(construct+anal_period),B102+1,\"\")","v":39},37,37,1.9691129313036535,3945486.7513100607,null,0,{"$f":"IF(OR(C103<0,C103=\"\"),\"\",-E103*INDEX('Replacement Costs'!$A$16:$H$57,MATCH(C103,'Replacement Costs'!$C$16:$C$57,0),MATCH(\"Total Yearly Replacement Costs\",'Replacement Costs'!$A$16:$H$16,0)))","v":-320806.98968355905},{"$f":"IF(AND(C103>=1,C103<anal_period),WorkingCap*SUM(N103:R103)-WorkingCap*SUM(N102:R102),IF(C103<0,0,IF(B103=\"\",\"\",-SUM(J$65:J102))))","v":-4956.5546565481927},"","","",-1602275.9088851353,-165177.97543266407,0,0,-5715.0861750671893,{"$f":"IF(B103=\"\",\"\",IF($B$31=0,\"\",-'Debt Financing Calculations'!E52))","v":-146273.14848341225},2026044.6323337818,{"$f":"IF(C103=\"\",\"\",IF(C103<-1,0,IF(C103=anal_period,-LOOKUP(C103,depr_yr,depr_cost)-Depreciation!$C$141-Depreciation!$B$166,-LOOKUP(C103,depr_yr,depr_cost))))","v":-1067294.0391456762},958750.59318810562,0.25739999999999996,-246782.40268661836,1779262.2296471635,{"$f":"IF(C103=\"\",\"\",IF($B$31=0,\"\",-'Debt Financing Calculations'!F52))","v":0},1453498.6853070562,10712525.119648635,1700281.0879936744,null,328500,0]
[2077,{"$f":"IF(MAX($B$65:B103)<(construct+anal_period),B103+1,\"\")","v":40},38,38,2.0065260769984223,4020450.9995849505,null,0,{"$f":"IF(OR(C104<0,C104=\"\"),\"\",-E104*INDEX('Replacement Costs'!$A$16:$H$57,MATCH(C104,'Replacement Costs'!$C$16:$C$57,0),MATCH(\"Total Yearly Replacement Costs\",'Replacement Costs'!$A$16:$H$16,0)))","v":-326902.3224875466},{"$f":"IF(AND(C104>=1,C104<anal_period),WorkingCap*SUM(N104:R104)-WorkingCap*SUM(N103:R103),IF(C104<0,0,IF(B104=\"\",\"\",-SUM(J$65:J103))))","v":-5050.6762729239999},"","","",-1632719.1511539523,-168297.32167934751,0,0,-5823.6728123934645,{"$f":"IF(B104=\"\",\"\",IF($B$31=0,\"\",-'Debt Financing Calculations'!E53))","v":-146273.14848341225},2067337.705455845,{"$f":"IF(C104=\"\",\"\",IF(C104<-1,0,IF(C104=anal_period,-LOOKUP(C104,depr_yr,depr_cost)-Depreciation!$C$141-Depreciation!$B$166,-LOOKUP(C104,depr_yr,depr_cost))))","v":-1047736.4497902228},1019601.2556656222,0.25739999999999996,-262445.36320833111,1804892.3422475138,{"$f":"IF(C104=\"\",\"\",IF($B$31=0,\"\",-'Debt Financing Calculations'!F53))","v":0},1472939.3434870432,12185464.463135678,1735384.7066953743,null,328500,0]
[2078,{"$f":"IF(MAX($B$65:B104)<(construct+anal_period),B104+1,\"\")","v":41},39,39,2.0446500724613927,4096839.5685770651,null,0,{"$f":"IF(OR(C105<0,C105=\"\"),\"\",-E105*INDEX('Replacement Costs'!$A$16:$H$57,MATCH(C105,'Replacement Costs'!$C$16:$C$57,0),MATCH(\"Total Yearly Replacement Costs\",'Replacement Costs'!$A$16:$H$16,0)))","v":-333113.46661481005},{"$f":"IF(AND(C105>=1,C105<anal_period),WorkingCap*SUM(N105:R105)-WorkingCap*SUM(N104:R104),IF(C105<0,0,IF(B105=\"\",\"\",-SUM(J$65:J104))))","v":-5146.5852005900815},"","","",-1663740.8150258777,-171475.57602792056,0,0,-5934.3225958289413,{"$f":"IF(B105=\"\",\"\",IF($B$31=0,\"\",-'Debt Financing Calculations'!E54))","v":-146273.14848341225},2109415.706444026,{"$f":"IF(C105=\"\",\"\",IF(C105<-1,0,IF(C105=anal_period,-LOOKUP(C105,depr_yr,depr_cost)-Depreciation!$C$141-Depreciation!$B$166,-LOOKUP(C105,depr_yr,depr_cost))))","v":-1032281.0679016488},1077134.6385423772,0.25739999999999996,-277254.45596080786,1832161.2504832181,{"$f":"IF(C105=\"\",\"\",IF($B$31=0,\"\",-'Debt Financing Calculations'!F54))","v":0},1493901.198667818,13679365.661803497,1771155.6546286258,null,328500,0]
[2079,{"$f":"IF(MAX($B$65:B105)<(construct+anal_period),B105+1,\"\")","v":42},40,40,2.0834984238381593,4174679.5203800299,null,0,{"$f":"IF(OR(C106<0,C106=\"\"),\"\",-E106*INDEX('Replacement Costs'!$A$16:$H$57,MATCH(C106,'Replacement Costs'!$C$16:$C$57,0),MATCH(\"Total Yearly Replacement Costs\",'Replacement Costs'!$A$16:$H$16,0)))","v":-339442.62248049147},{"$f":"IF(AND(C106>=1,C106<anal_period),WorkingCap*SUM(N106:R106)-WorkingCap*SUM(N105:R105),IF(C106<0,0,IF(B106=\"\",\"\",-SUM(J$65:J105))))","v":276172.60704744403},"",1503381.7000671858,-1425453.9092506019,-1695351.8905113696,-174713.85094368635,0,0,-6047.0747251496914,{"$f":"IF(B106=\"\",\"\",IF($B$31=0,\"\",-'Debt Financing Calculations'!E55))","v":-146273.14848341225},{"$f":"IF(C106=\"\",\"\",F106+SUM(L106:S106))","v":2230221.3465329958},{"$f":"IF(C106=\"\",\"\",IF(C106<-1,0,IF(C106=anal_period,-LOOKUP(C106,depr_yr,depr_cost)-Depreciation!$C$141-Depreciation!$B$166,-LOOKUP(C106,depr_yr,depr_cost))))","v":-9096732.1688658241},-6866510.8223328283,0.25739999999999996,1767439.8856684698,3997661.2322014654,{"$f":"IF(C106=\"\",\"\",IF($B$31=0,\"\",-'Debt Financing Calculations'!F55))","v":-3953328.3373895208},-18937.120621102396,13660428.541182395,{"$f":"IF(C106=\"\",\"\",SUM(H106,I106,J106,K106,T106,Z106))","v":-1786377.0062895725},null,328500,0]
["",{"$f":"IF(MAX($B$65:B106)<(construct+anal_period),B106+1,\"\")","v":""},"","","","",null,"",{"$f":"IF(OR(C107<0,C107=\"\"),\"\",-E107*INDEX('Replacement Costs'!$A$16:$H$57,MATCH(C107,'Replacement Costs'!$C$16:$C$57,0),MATCH(\"Total Yearly Replacement Costs\",'Replacement Costs'!$A$16:$H$16,0)))","v":""},{"$f":"IF(AND(C107>=1,C107<anal_period),WorkingCap*SUM(N107:R107)-WorkingCap*SUM(N106:R106),IF(C107<0,0,IF(B107=\"\",\"\",-SUM(J$65:J106))))","v":""},"","","","","","","","",{"$f":"IF(B107=\"\",\"\",IF($B$31=0,\"\",-'Debt Financing Calculations'!E56))","v":""},"",{"$f":"IF(C107=\"\",\"\",IF(C107<-1,0,IF(C107=anal_period,-LOOKUP(C107,depr_yr,depr_cost)-Depreciation!$C$141-Depreciation!$B$166,-LOOKUP(C107,depr_yr,depr_cost))))","v":""},"","","","",{"$f":"IF(C107=\"\",\"\",IF($B$31=0,\"\",-'Debt Financing Calculations'!F56))","v":""},"","","",null,"",""]
["",{"$f":"IF(MAX($B$65:B107)<(construct+anal_period),B107+1,\"\")","v":""},"","","","",null,"",{"$f":"IF(OR(C108<0,C108=\"\"),\"\",-E108*INDEX('Replacement Costs'!$A$16:$H$57,MATCH(C108,'Replacement Costs'!$C$16:$C$57,0),MATCH(\"Total Yearly Replacement Costs\",'Replacement Costs'!$A$16:$H$16,0)))","v":""},{"$f":"IF(AND(C108>=1,C108<anal_period),WorkingCap*SUM(N108:R108)-WorkingCap*SUM(N107:R107),IF(C108<0,0,IF(B108=\"\",\"\",-SUM(J$65:J107))))","v":""},"","","","","","","","",{"$f":"IF(B108=\"\",\"\",IF($B$31=0,\"\",-'Debt Financing Calculations'!E57))","v":""},"",{"$f":"IF(C108=\"\",\"\",IF(C108<-1,0,IF(C108=anal_period,-LOOKUP(C108,depr_yr,depr_cost)-Depreciation!$C$141-Depreciation!$B$166,-LOOKUP(C108,depr_yr,depr_cost))))","v":""},"","","","",{"$f":"IF(C108=\"\",\"\",IF($B$31=0,\"\",-'Debt Financing Calculations'!F57))","v":""},"","","",null,"",""]
["",{"$f":"IF(MAX($B$65:B108)<(construct+anal_period),B108+1,\"\")","v":""},"","","","",null,"",{"$f":"IF(OR(C109<0,C109=\"\"),\"\",-E109*INDEX('Replacement Costs'!$A$16:$H$57,MATCH(C109,'Replacement Costs'!$C$16:$C$57,0),MATCH(\"Total Yearly Replacement Costs\",'Replacement Costs'!$A$16:$H$16,0)))","v":""},{"$f":"IF(AND(C109>=1,C109<anal_period),WorkingCap*SUM(N109:R109)-WorkingCap*SUM(N108:R108),IF(C109<0,0,IF(B109=\"\",\"\",-SUM(J$65:J108))))","v":""},"","","","","","","","",{"$f":"IF(B109=\"\",\"\",IF($B$31=0,\"\",-'Debt Financing Calculations'!E58))","v":""},"",{"$f":"IF(C109=\"\",\"\",IF(C109<-1,0,IF(C109=anal_period,-LOOKUP(C109,depr_yr,depr_cost)-Depreciation!$C$141-Depreciation!$B$166,-LOOKUP(C109,depr_yr,depr_cost))))","v":""},"","","","",{"$f":"IF(C109=\"\",\"\",IF($B$31=0,\"\",-'Debt Financing Calculations'!F58))","v":""},"","","",null,"",""]
["",{"$f":"IF(MAX($B$65:B109)<(construct+anal_period),B109+1,\"\")","v":""},"","","","",null,"",{"$f":"IF(OR(C110<0,C110=\"\"),\"\",-E110*INDEX('Replacement Costs'!$A$16:$H$57,MATCH(C110,'Replacement Costs'!$C$16:$C$57,0),MATCH(\"Total Yearly Replacement Costs\",'Replacement Costs'!$A$16:$H$16,0)))","v":""},{"$f":"IF(AND(C110>=1,C110<anal_period),WorkingCap*SUM(N110:R110)-WorkingCap*SUM(N109:R109),IF(C110<0,0,IF(B110=\"\",\"\",-SUM(J$65:J109))))","v":""},"","","","",{"$f":"IF(C110=\"\",\"\",IF(C110<0,0,IF(AND(C110=1,start_time<1),-(SUM(B185:E185)*output_kgyear*E110*percnt_var*start_time+SUM(B185:E185)*output_kgyear*E110*(1-start_time)),IF(C110<=start_time,-SUM(B185:E185)*output_kgyear*E110*percnt_var,-SUM(B185:E185)*output_kgyear*E110))))","v":""},"",{"$f":"IF(C110=\"\",\"\",IF(C110<0,0,IF(AND(C110=1,start_time<1),SUM(K185:N185,T185:V185)*output_kgyear*E110*percnt_revs*start_time+SUM(K185:N185,T185:V185)*output_kgyear*E110*(1-start_time),IF(C110<=start_time,SUM(K185:N185,T185:V185)*output_kgyear*E110*percnt_revs,SUM(K185:N185,T185:V185)*output_kgyear*E110))))","v":""},{"$f":"IF(C110=\"\",\"\",IF(C110<0,0,IF(AND(C110=1,start_time<1),-((SUM(F185:J185,P185:R185)*output_kgyear+inflated_othervar)*E110*percnt_var*start_time+(SUM(F185:J185,P185:R185)*output_kgyear+inflated_othervar)*E110*(1-start_time)),IF(C110<=start_time,-(SUM(F185:J185,P185:R185)*output_kgyear+inflated_othervar)*E110*percnt_var,-E110*(SUM(F185:J185,P185:R185)*output_kgyear+inflated_othervar)))))","v":""},{"$f":"IF(B110=\"\",\"\",IF($B$31=0,\"\",-'Debt Financing Calculations'!E59))","v":""},"",{"$f":"IF(C110=\"\",\"\",IF(C110<-1,0,IF(C110=anal_period,-LOOKUP(C110,depr_yr,depr_cost)-Depreciation!$C$141-Depreciation!$B$166,-LOOKUP(C110,depr_yr,depr_cost))))","v":""},"","","","",{"$f":"IF(C110=\"\",\"\",IF($B$31=0,\"\",-'Debt Financing Calculations'!F59))","v":""},"","","",null,"",""]
["",{"$f":"IF(MAX($B$65:B110)<(construct+anal_period),B110+1,\"\")","v":""},"","","","",null,"",{"$f":"IF(OR(C111<0,C111=\"\"),\"\",-E111*INDEX('Replacement Costs'!$A$16:$H$57,MATCH(C111,'Replacement Costs'!$C$16:$C$57,0),MATCH(\"Total Yearly Replacement Costs\",'Replacement Costs'!$A$16:$H$16,0)))","v":""},{"$f":"IF(AND(C111>=1,C111<anal_period),WorkingCap*SUM(N111:R111)-WorkingCap*SUM(N110:R110),IF(C111<0,0,IF(B111=\"\",\"\",-SUM(J$65:J110))))","v":""},"","","","",{"$f":"IF(C111=\"\",\"\",IF(C111<0,0,IF(AND(C111=1,start_time<1),-(SUM(B278:E278)*output_kgyear*E111*percnt_var*start_time+SUM(B278:E278)*output_kgyear*E111*(1-start_time)),IF(C111<=start_time,-SUM(B278:E278)*output_kgyear*E111*percnt_var,-SUM(B278:E278)*output_kgyear*E111))))","v":""},"",{"$f":"IF(C111=\"\",\"\",IF(C111<0,0,IF(AND(C111=1,start_time<1),SUM(K278:N278,T278:V278)*output_kgyear*E111*percnt_revs*start_time+SUM(K278:N278,T278:V278)*output_kgyear*E111*(1-start_time),IF(C111<=start_time,SUM(K278:N278,T278:V278)*output_kgyear*E111*percnt_revs,SUM(K278:N278,T278:V278)*output_kgyear*E111))))","v":""},{"$f":"IF(C111=\"\",\"\",IF(C111<0,0,IF(AND(C111=1,start_time<1),-((SUM(F278:J278,P278:R278)*output_kgyear+inflated_othervar)*E111*percnt_var*start_time+(SUM(F278:J278,P278:R278)*output_kgyear+inflated_othervar)*E111*(1-start_time)),IF(C111<=start_time,-(SUM(F278:J278,P278:R278)*output_kgyear+inflated_othervar)*E111*percnt_var,-E111*(SUM(F278:J278,P278:R278)*output_kgyear+inflated_othervar)))))","v":""},{"$f":"IF(B111=\"\",\"\",IF($B$31=0,\"\",-'Debt Financing Calculations'!E60))","v":""},"",{"$f":"IF(C111=\"\",\"\",IF(C111<-1,0,IF(C111=anal_period,-LOOKUP(C111,depr_yr,depr_cost)-Depreciation!$C$141-Depreciation!$B$166,-LOOKUP(C111,depr_yr,depr_cost))))","v":""},"","","","",{"$f":"IF(C111=\"\",\"\",IF($B$31=0,\"\",-'Debt Financing Calculations'!F60))","v":""},"","","",null,"",""]
["",{"$f":"IF(MAX($B$65:B111)<(construct+anal_period),B111+1,\"\")","v":""},"","","","",null,"",{"$f":"IF(OR(C112<0,C112=\"\"),\"\",-E112*INDEX('Replacement Costs'!$A$16:$H$57,MATCH(C112,'Replacement Costs'!$C$16:$C$57,0),MATCH(\"Total Yearly Replacement Costs\",'Replacement Costs'!$A$16:$H$16,0)))","v":""},{"$f":"IF(AND(C112>=1,C112<anal_period),WorkingCap*SUM(N112:R112)-WorkingCap*SUM(N111:R111),IF(C112<0,0,IF(B112=\"\",\"\",-SUM(J$65:J111))))","v":""},"","","","",{"$f":"IF(C112=\"\",\"\",IF(C112<0,0,IF(AND(C112=1,start_time<1),-(SUM(B279:E279)*output_kgyear*E112*percnt_var*start_time+SUM(B279:E279)*output_kgyear*E112*(1-start_time)),IF(C112<=start_time,-SUM(B279:E279)*output_kgyear*E112*percnt_var,-SUM(B279:E279)*output_kgyear*E112))))","v":""},"",{"$f":"IF(C112=\"\",\"\",IF(C112<0,0,IF(AND(C112=1,start_time<1),SUM(K279:N279,T279:V279)*output_kgyear*E112*percnt_revs*start_time+SUM(K279:N279,T279:V279)*output_kgyear*E112*(1-start_time),IF(C112<=start_time,SUM(K279:N279,T279:V279)*output_kgyear*E112*percnt_revs,SUM(K279:N279,T279:V279)*output_kgyear*E112))))","v":""},{"$f":"IF(C112=\"\",\"\",IF(C112<0,0,IF(AND(C112=1,start_time<1),-((SUM(F279:J279,P279:R279)*output_kgyear+inflated_othervar)*E112*percnt_var*start_time+(SUM(F279:J279,P279:R279)*output_kgyear+inflated_othervar)*E112*(1-start_time)),IF(C112<=start_time,-(SUM(F279:J279,P279:R279)*output_kgyear+inflated_othervar)*E112*percnt_var,-E112*(SUM(F279:J279,P279:R279)*output_kgyear+inflated_othervar)))))","v":""},{"$f":"IF(B112=\"\",\"\",IF($B$31=0,\"\",-'Debt Financing Calculations'!E61))","v":""},"",{"$f":"IF(C112=\"\",\"\",IF(C112<-1,0,IF(C112=anal_period,-LOOKUP(C112,depr_yr,depr_cost)-Depreciation!$C$141-Depreciation!$B$166,-LOOKUP(C112,depr_yr,depr_cost))))","v":""},"","","","",{"$f":"IF(C112=\"\",\"\",IF($B$31=0,\"\",-'Debt Financing Calculations'!F61))","v":""},"","","",null,"",""]
["",{"$f":"IF(MAX($B$65:B112)<(construct+anal_period),B112+1,\"\")","v":""},"","","","",null,"",{"$f":"IF(OR(C113<0,C113=\"\"),\"\",-E113*INDEX('Replacement Costs'!$A$16:$H$57,MATCH(C113,'Replacement Costs'!$C$16:$C$57,0),MATCH(\"Total Yearly Replacement Costs\",'Replacement Costs'!$A$16:$H$16,0)))","v":""},{"$f":"IF(AND(C113>=1,C113<anal_period),WorkingCap*SUM(N113:R113)-WorkingCap*SUM(N112:R112),IF(C113<0,0,IF(B113=\"\",\"\",-SUM(J$65:J112))))","v":""},"","","","",{"$f":"IF(C113=\"\",\"\",IF(C113<0,0,IF(AND(C113=1,start_time<1),-(SUM(B280:E280)*output_kgyear*E113*percnt_var*start_time+SUM(B280:E280)*output_kgyear*E113*(1-start_time)),IF(C113<=start_time,-SUM(B280:E280)*output_kgyear*E113*percnt_var,-SUM(B280:E280)*output_kgyear*E113))))","v":""},"",{"$f":"IF(C113=\"\",\"\",IF(C113<0,0,IF(AND(C113=1,start_time<1),SUM(K280:N280,T280:V280)*output_kgyear*E113*percnt_revs*start_time+SUM(K280:N280,T280:V280)*output_kgyear*E113*(1-start_time),IF(C113<=start_time,SUM(K280:N280,T280:V280)*output_kgyear*E113*percnt_revs,SUM(K280:N280,T280:V280)*output_kgyear*E113))))","v":""},{"$f":"IF(C113=\"\",\"\",IF(C113<0,0,IF(AND(C113=1,start_time<1),-((SUM(F280:J280,P280:R280)*output_kgyear+inflated_othervar)*E113*percnt_var*start_time+(SUM(F280:J280,P280:R280)*output_kgyear+inflated_othervar)*E113*(1-start_time)),IF(C113<=start_time,-(SUM(F280:J280,P280:R280)*output_kgyear+inflated_othervar)*E113*percnt_var,-E113*(SUM(F280:J280,P280:R280)*output_kgyear+inflated_othervar)))))","v":""},{"$f":"IF(B113=\"\",\"\",IF($B$31=0,\"\",-'Debt Financing Calculations'!E62))","v":""},"",{"$f":"IF(C113=\"\",\"\",IF(C113<-1,0,IF(C113=anal_period,-LOOKUP(C113,depr_yr,depr_cost)-Depreciation!$C$141-Depreciation!$B$166,-LOOKUP(C113,depr_yr,depr_cost))))","v":""},"","","","",{"$f":"IF(C113=\"\",\"\",IF($B$31=0,\"\",-'Debt Financing Calculations'!F62))","v":""},"","","",null,"",""]
[null,null,null,null,"Cumulative Total",{"$f":"SUM(F65:F113)","v":118186962.26411062},-3953328.3373895208,-2675612.6187452283,-33442387.037917625,0,-360205.89851659641,1503381.7000671858,-1425453.9092506019,-48097849.985548966,-4900578.0452761566,0,0,-171195.27112453996,-6143472.2363033174,58951794.516674213,-40071327.994052373,18880466.522621855,10.8108,-4859832.0829228647,54091962.433751352,-3953328.3373895208,13660428.541182395,153687378.66834953,18520260.624105264]
[null,null,null,null,"PV of Cash Flow",{"$f":"NPV(nominal_irr,F65:F113)","v":19172040.561926119},-3592236.7039122605,-2252908.9451696654,-5260353.6092357812,-118383.33078463053,-327305.18165648641,26912.608936428416,-25517.593845162643,-7862142.6835119948,-784288.3948211181,0,0,-27770.936989437283,-1429115.1720029593,9070118.3896918651,-5028170.8948262976,4041947.494865566,2.5148446525390633,-1040397.2851783971,8029721.1045134636,-70770.037666888034,1.3241202639570531E-8,-2432755.0635079765,1040397.2851784111]
[null,null,null,null,"Discounted Values ",{"$f":"+F65+NPV($X$59,F66:F113)","v":21099214.079210926},-3953328.3373895208,{"$f":"+H65+NPV($X$59,H66:H113)","v":-2479371.3523381199},-5789124.3540361635,-130283.22319510163,-360205.89851659641,29617.8643867182,-28082.622378478391,-8652445.2660586219,-863125.0642685371,0,0,-30562.47157561552,-1572769.829092697,9981846.6902236883,-5533602.6331742387,4448244.0570494542,2.7676368370122897,-1144978.0202845291,8836868.6699391603,-77883.841853163613,1.548323780298233E-8,-2677295.6024917969,1144978.0202845456,null,{"$f":"+AE65+NPV(real_irr,AE66:AE113)","v":3591865.4137058617},{"$f":"+AF65+NPV($X$59,AF66:AF113)","v":0}]
["Specific Item Cost Calculation",null,null,null,"Expenses $/kg H2",null,null,{"$f":"-H116/$AE$116*(1+inflation_rate)^construct/INFLATION_FACTOR","v":0.4562359205623418},{"$f":"-I116/$AE$116*(1+inflation_rate)^construct/INFLATION_FACTOR","v":1.0652726451900101},{"$f":"-J116/$AE$116*(1+inflation_rate)^construct/INFLATION_FACTOR","v":2.3973773114782774E-2},{"$f":"-K116/$AE$116*(1+inflation_rate)^construct/INFLATION_FACTOR","v":6.6282475009936878E-2},null,{"$f":"-M116/$AE$116*(1+inflation_rate)^construct/INFLATION_FACTOR","v":5.1675603416839249E-3},{"$f":"-N116/$AE$116*(1+inflation_rate)^construct/INFLATION_FACTOR","v":1.5921601769548843},{"$f":"-O116/$AE$116*(1+inflation_rate)^construct/INFLATION_FACTOR","v":0.15882600961958854},{"$f":"-P116/$AE$116*(1+inflation_rate)^construct/INFLATION_FACTOR","v":0},null,{"$f":"-R116/$AE$116*(1+inflation_rate)^construct/INFLATION_FACTOR","v":5.6238841917779017E-3},{"$f":"-S116/$AE$116*(1+inflation_rate)^construct/INFLATION_FACTOR","v":0.28940968852128951},null,null,null,null,{"$f":"-X116/$AE$116*(1+inflation_rate)^construct/INFLATION_FACTOR","v":0.21069054484941921},null,{"$f":"-Z116/$AE$116*(1+inflation_rate)^construct/INFLATION_FACTOR","v":1.4331619283775665E-2},null,null,null,null,null,null,{"$f":"+SUM(F117:AC117)","v":3.8879742976394911}]
["Cost Component","After Tax Present Value","% of Total","$/kg of H2","Revenues $/kg H2",{"$f":"F116/$AE$116*(1+inflation_rate)^construct/INFLATION_FACTOR","v":3.8825242332064991},null,null,null,null,null,{"$f":"L116/$AE$116*(1+inflation_rate)^construct/INFLATION_FACTOR","v":5.4500644329951104E-3},null,null,null,null,{"$f":"Q116/$AE$116*(1+inflation_rate)^construct/INFLATION_FACTOR","v":0},null,null,null,null,null,null,null,null,null,null,null,null,null,null,null,{"$f":"+SUM(F118:AC118)","v":3.8879742976394942}]
["Capital-Related Costs",{"$f":"(SUM(H115:K115)+L115*(1-total_tax_rate)+S115*(1-total_tax_rate)+U115*(-total_tax_rate)+Z115)/(1-total_tax_rate)","v":-10472320.952758376},{"$f":"B119/SUM($B$118:$B$125)","v":0.54622881267815815},{"$f":"H2_price_real*C119","v":2.1207466020985599}]
["Decommissioning Costs",{"$f":"M115","v":-25517.593845162643},1.3309795461124904E-3,5.1675603416839249E-3]
["Fixed O&M",{"$f":"N115","v":-7862142.6835119948},0.41008377058858764,1.5921601769548843]
["Feedstock Costs",{"$f":"O115","v":-784288.3948211181},4.0907924865266704E-2,0.15882600961958851]
["Other Raw Material Costs",{"$f":"P115","v":0},0,0]
["Byproduct Credits",{"$f":"Q115","v":0},0,0]
["Other Variable Costs (including utilities)",{"$f":"R115","v":-27770.936989437283},1.4485123218750022E-3,5.6238841917779026E-3]
[]
[]
["INFLATION FACTOR (1 + inflation rate)^(startup year - reference year) = ",{"$f":"(1+inflation_rate)^(startup_year-ref_year)","v":1.5710153055430329}]
["Feedstock, Utility and Byproduct Cost Information (Start-Up Year $)"]
[null,"Energy Feedstocks",null,null,null,"Energy Utilities",null,null,null,"Carbon Sequestration Electricity Usage","Energy Byproducts",null,null,null,"Other Material Inputs",null,null,null,"Other Material Byproducts"]
["Feedstock Name",{"$f":"Input_Sheet_Template!$B$75","v":"Industrial Electricity"},null,null,null,null,null,null,null,{"$f":"IF(CO2_CashFlow_eUse>0,'HyARC Physical Property Data'!A77,\"\")","v":""},null,null,null,null,"Type",{"$f":"Input_Sheet_Template!$B$136","v":"Process Water"},null,null,"Type"]
["LHV (GJ or mmBtu/usage unit)",{"$f":"Input_Sheet_Template!$C$75","v":3.5999999999999995E-3},null,null,null,null,null,null,null,{"$f":"IF(J131=\"\",0,VLOOKUP(J131,MASTER_PROPERTY_TABLE,9,FALSE))","v":0},null,null,null,null,"Usage (/kg H2)",{"$f":"Input_Sheet_Template!$D$136","v":2.3679999999999999},null,null,"Usage (/kg H2)"]
["Usage (/kg H2)",{"$f":"feedstockIndustrial_Electricity_Usage","v":2.0099999999999998},null,null,null,null,null,null,null,{"$f":" CO2_eUse_kWhpkg","v":0},null,null,null,null,"Cost (/usage unit)",{"$f":"Input_Sheet_Template!$C$136","v":2.374951094500801E-3},null,null,"Price (/usage unit)"]
["Price ($/ usage unit)",{"$f":"feedstockIndustrial_Electricity_Price","v":7.7596976084681746E-2},null,null,null,null,null,null,null,{"$f":"IF(J131=\"\",0,CO2_eCost)","v":0},null,null,null,null,"Lookup Price?",{"$f":"Input_Sheet_Template!$F$136","v":"Yes"},null,null,"Lookup Price?"]
["Lookup Price?",{"$f":"Input_Sheet_Template!$G$75","v":"yes"},null,null,null,null,null,null,null,{"$f":"IF(J131=\"\",\"\",\"yes\")","v":""}]
["CO2 Emissions (kg CO2/kg H2)",{"$f":"IF(B131=\"\",0,VLOOKUP(B131,MASTER_PROPERTY_TABLE,11,FALSE)*B132*B133)","v":0},{"$f":"IF(C131=\"\",0,VLOOKUP(C131,MASTER_PROPERTY_TABLE,11,FALSE)*C132*C133)","v":0},{"$f":"IF(D131=\"\",0,VLOOKUP(D131,MASTER_PROPERTY_TABLE,11,FALSE)*D132*D133)","v":0},{"$f":"IF(E131=\"\",0,VLOOKUP(E131,MASTER_PROPERTY_TABLE,11,FALSE)*E132*E133)","v":0},{"$f":"IF(F131=\"\",,VLOOKUP(F131,MASTER_PROPERTY_TABLE,11,FALSE)*F132*F133)","v":0},{"$f":"IF(G131=\"\",,VLOOKUP(G131,MASTER_PROPERTY_TABLE,11,FALSE)*G132*G133)","v":0},{"$f":"IF(H131=\"\",,VLOOKUP(H131,MASTER_PROPERTY_TABLE,11,FALSE)*H132*H133)","v":0},{"$f":"IF(I131=\"\",,VLOOKUP(I131,MASTER_PROPERTY_TABLE,11,FALSE)*I132*I133)","v":0},{"$f":"IF($J$131=\"\",0,VLOOKUP($J$131,MASTER_PROPERTY_TABLE,12,FALSE)*$J$132*$J$133)","v":0}]
["Unit System Conversion Factor",{"$f":"IF(B131=\"\",0,IF(VLOOKUP(B131,MASTER_PROPERTY_TABLE,12,FALSE)=\"English\",mmBTU_to_GJ,1))","v":1},{"$f":"IF(C131=\"\",0,IF(VLOOKUP(C131,MASTER_PROPERTY_TABLE,12,FALSE)=\"English\",mmBTU_to_GJ,1))","v":0},{"$f":"IF(D131=\"\",0,IF(VLOOKUP(D131,MASTER_PROPERTY_TABLE,12,FALSE)=\"English\",mmBTU_to_GJ,1))","v":0},{"$f":"IF(E131=\"\",,IF(VLOOKUP(E131,MASTER_PROPERTY_TABLE,12,FALSE)=\"English\",mmBTU_to_GJ,1))","v":0},{"$f":"IF(F131=\"\",,IF(VLOOKUP(F131,MASTER_PROPERTY_TABLE,12,FALSE)=\"English\",mmBTU_to_GJ,1))","v":0},{"$f":"IF(G131=\"\",,IF(VLOOKUP(G131,MASTER_PROPERTY_TABLE,12,FALSE)=\"English\",mmBTU_to_GJ,1))","v":0},{"$f":"IF(H131=\"\",,IF(VLOOKUP(H131,MASTER_PROPERTY_TABLE,12,FALSE)=\"English\",mmBTU_to_GJ,1))","v":0},{"$f":"IF(I131=\"\",,IF(VLOOKUP(I131,MASTER_PROPERTY_TABLE,12,FALSE)=\"English\",mmBTU_to_GJ,1))","v":0},{"$f":"IF($J$131=\"\",0,IF(VLOOKUP($J$131,MASTER_PROPERTY_TABLE,12,FALSE)=\"English\",mmBTU_to_GJ,1))","v":0},{"$f":"IF(K131=\"\",,IF(VLOOKUP(K131,MASTER_PROPERTY_TABLE,12,FALSE)=\"English\",mmBTU_to_GJ,1))","v":0},{"$f":"IF(L131=\"\",,IF(VLOOKUP(L131,MASTER_PROPERTY_TABLE,12,FALSE)=\"English\",mmBTU_to_GJ,1))","v":0},{"$f":"IF(M131=\"\",,IF(VLOOKUP(M131,MASTER_PROPERTY_TABLE,12,FALSE)=\"English\",mmBTU_to_GJ,1))","v":0},{"$f":"IF(N131=\"\",,IF(VLOOKUP(N131,MASTER_PROPERTY_TABLE,12,FALSE)=\"English\",mmBTU_to_GJ,1))","v":0}]
["Actual Year",{"$f":"IF(B$131=\"\",\"\",B$131&\" ($/kg of H2)\")","v":"Industrial Electricity ($/kg of H2)"},"","","","","","","",null,"","","","",null,{"$f":"IF(P$131=\"\",\"\",P$131&\" ($/kg of H2)\")","v":"Process Water ($/kg of H2)"},{"$f":"IF(Q$131=\"\",\"\",Q$131&\" ($/kg of H2)\")","v":""},{"$f":"IF(R$131=\"\",\"\",R$131&\" ($/kg of H2)\")","v":""},null,{"$f":"IF(T$131=\"\",\"\",T$131&\" ($/kg of H2)\")","v":""},{"$f":"IF(U$131=\"\",\"\",U$131&\" ($/kg of H2)\")","v":""},{"$f":"IF(V$131=\"\",\"\",V$131&\" ($/kg of H2)\")","v":""}]
[{"$f":"IF(A65=\"\",\"\",A65)","v":2038},{"$f":"IF($A139=\"\",\"\",IF($B$131=\"\",\"\",IF($B$135=\"no\",INFLATION_FACTOR*$B$133*$B$134,INFLATION_FACTOR*$B$133*$B$132*INDEX(FEEDPRICETABLE,MATCH($B$131,List_Energy_Feedstocks,0),MATCH($A139,Feedstock_Year,0)))))","v":0.24541708277843477},{"$f":"IF($A139=\"\",\"\",IF($C$131=\"\",\"\",IF($C$135=\"no\",INFLATION_FACTOR*$C$133*$C$134,INFLATION_FACTOR*$C$133*$C$132*INDEX(FEEDPRICETABLE,MATCH($C$131,List_Energy_Feedstocks,0),MATCH($A139,Feedstock_Year,0)))))","v":""},{"$f":"IF($A139=\"\",\"\",IF($D$131=\"\",\"\",IF($D$135=\"no\",INFLATION_FACTOR*$D$133*$D$134,INFLATION_FACTOR*$D$133*$D$132*INDEX(FEEDPRICETABLE,MATCH($D$131,List_Energy_Feedstocks,0),MATCH($A139,Feedstock_Year,0)))))","v":""},{"$f":"IF($A139=\"\",\"\",IF($E$131=\"\",\"\",IF($E$135=\"no\",INFLATION_FACTOR*$E$133*$E$134,INFLATION_FACTOR*$E$133*$E$132*INDEX(FEEDPRICETABLE,MATCH($E$131,List_Energy_Feedstocks,0),MATCH($A139,Feedstock_Year,0)))))","v":""},{"$f":"IF($A139=\"\",\"\",IF($F$131=\"\",\"\",IF($F$135=\"no\",INFLATION_FACTOR*$F$133*$F$134,INFLATION_FACTOR*$F$133*$F$132*INDEX(FEEDPRICETABLE,MATCH($F$131,List_Energy_Feedstocks,0),MATCH($A139,Feedstock_Year,0)))))","v":""},{"$f":"IF($A139=\"\",\"\",IF($G$131=\"\",\"\",IF($G$135=\"no\",INFLATION_FACTOR*$G$133*$G$134,INFLATION_FACTOR*$G$133*$G$132*INDEX(FEEDPRICETABLE,MATCH($G$131,List_Energy_Feedstocks,0),MATCH($A139,Feedstock_Year,0)))))","v":""},{"$f":"IF($A139=\"\",\"\",IF($H$131=\"\",\"\",IF($H$135=\"no\",INFLATION_FACTOR*$H$133*$H$134,INFLATION_FACTOR*$H$133*$H$132*INDEX(FEEDPRICETABLE,MATCH(H$131,List_Energy_Feedstocks,0),MATCH($A139,Feedstock_Year,0)))))","v":""},{"$f":"IF($A139=\"\",\"\",IF($I$131=\"\",\"\",IF($I$135=\"no\",INFLATION_FACTOR*$I$133*$I$134,INFLATION_FACTOR*$I$133*$I$132*INDEX(FEEDPRICETABLE,MATCH($I$131,List_Energy_Feedstocks,0),MATCH($A139,Feedstock_Year,0)))))","v":""},{"$f":"IF($A139=\"\",\"\",IF($J$131=\"\",\"\",IF($J$135=\"no\",INFLATION_FACTOR*$J$133*$J$134,INFLATION_FACTOR*$J$133*$J$132*INDEX(FEEDPRICETABLE,MATCH($J$131,List_Energy_Feedstocks,0),MATCH($A139,Feedstock_Year,0)))))","v":""},{"$f":"IF($A139=\"\",\"\",IF($K$131=\"\",\"\",IF($K$135=\"no\",INFLATION_FACTOR*$K$133*$K$134,INFLATION_FACTOR*$K$133*$K$132*INDEX(FEEDPRICETABLE,MATCH($K$131,List_Energy_Feedstocks,0),MATCH($A139,Feedstock_Year,0)))))","v":""},{"$f":"IF($A139=\"\",\"\",IF($L$131=\"\",\"\",IF($L$135=\"no\",INFLATION_FACTOR*$L$133*$L$134,INFLATION_FACTOR*$L$133*$L$132*INDEX(FEEDPRICETABLE,MATCH($L$131,List_Energy_Feedstocks,0),MATCH($A139,Feedstock_Year,0)))))","v":""},{"$f":"IF($A139=\"\",\"\",IF(M$131=\"\",\"\",IF($M$135=\"no\",INFLATION_FACTOR*$M$133*$M$134,INFLATION_FACTOR*$M$133*$M$132*INDEX(FEEDPRICETABLE,MATCH($M$131,List_Energy_Feedstocks,0),MATCH($A139,Feedstock_Year,0)))))","v":""},{"$f":"IF($A139=\"\",\"\",IF($N$131=\"\",\"\",IF($N$135=\"no\",INFLATION_FACTOR*$N$133*$N$134,INFLATION_FACTOR*$N$133*$N$132*INDEX(FEEDPRICETABLE,MATCH($N$131,List_Energy_Feedstocks,0),MATCH($A139,Feedstock_Year,0)))))","v":""},null,{"$f":"IF(OR($A139=\"\",$P$131=\"\"),\"\",IF($P$134=\"No\",INFLATION_FACTOR*$P$132*$P$133,INFLATION_FACTOR*$P$132*INDEX(Tbl_Other_Inputs_and_Byproducts,MATCH($P$131,Other_Inputs_List,0),MATCH($A139,Other_Inputs_years,0))))","v":8.8352081418845846E-3},{"$f":"IF(OR($A139=\"\",$Q$131=\"\"),\"\",IF($Q$134=\"No\",INFLATION_FACTOR*$Q$132*$Q$133,INFLATION_FACTOR*$Q$132*INDEX(Tbl_Other_Inputs_and_Byproducts,MATCH($Q$131,Other_Inputs_List,0),MATCH($A139,Other_Inputs_years,0))))","v":""},{"$f":"IF(OR($A139=\"\",$R$131=\"\"),\"\",IF($R$134=\"No\",INFLATION_FACTOR*$R$132*$R$133,INFLATION_FACTOR*$R$132*INDEX(Tbl_Other_Inputs_and_Byproducts,MATCH($R$131,Other_Inputs_List,0),MATCH($A139,Other_Inputs_years,0))))","v":""},null,{"$f":"IF(OR($A139=\"\",$T$131=\"\"),\"\",IF($T$134=\"No\",INFLATION_FACTOR*$T$132*$T$133,INFLATION_FACTOR*$T$132*INDEX(Tbl_Other_Inputs_and_Byproducts,MATCH($T$131,Other_Inputs_List,0),MATCH($A139,Other_Inputs_years,0))))","v":""},{"$f":"IF(OR($A139=\"\",$U$131=\"\"),\"\",IF($U$134=\"No\",INFLATION_FACTOR*$U$132*$U$133,INFLATION_FACTOR*$U$132*INDEX(Tbl_Other_Inputs_and_Byproducts,MATCH($U$131,Other_Inputs_List,0),MATCH($A139,Other_Inputs_years,0))))","v":""},{"$f":"IF(OR($A139=\"\",$V$131=\"\"),\"\",IF($V$134=\"No\",INFLATION_FACTOR*$V$132*$V$133,INFLATION_FACTOR*$V$132*INDEX(Tbl_Other_Inputs_and_Byproducts,MATCH($V$131,Other_Inputs_List,0),MATCH($A139,Other_Inputs_years,0))))","v":""}]
[2039,{"$f":"IF($A140=\"\",\"\",IF($B$131=\"\",\"\",IF($B$135=\"no\",INFLATION_FACTOR*$B$133*$B$134,INFLATION_FACTOR*$B$133*$B$132*INDEX(FEEDPRICETABLE,MATCH($B$131,List_Energy_Feedstocks,0),MATCH($A140,Feedstock_Year,0)))))","v":0.24560701843595914},"","","",{"$f":"IF($A140=\"\",\"\",IF($F$131=\"\",\"\",IF($F$135=\"no\",INFLATION_FACTOR*$F$133*$F$134,INFLATION_FACTOR*$F$133*$F$132*INDEX(FEEDPRICETABLE,MATCH($F$131,List_Energy_Feedstocks,0),MATCH($A140,Feedstock_Year,0)))))","v":""},"","","","","","","","",null,{"$f":"IF(OR($A140=\"\",$P$131=\"\"),\"\",IF($P$134=\"No\",INFLATION_FACTOR*$P$132*$P$133,INFLATION_FACTOR*$P$132*INDEX(Tbl_Other_Inputs_and_Byproducts,MATCH($P$131,Other_Inputs_List,0),MATCH($A140,Other_Inputs_years,0))))","v":8.8352081418845846E-3},{"$f":"IF(OR($A140=\"\",$Q$131=\"\"),\"\",IF($Q$134=\"No\",INFLATION_FACTOR*$Q$132*$Q$133,INFLATION_FACTOR*$Q$132*INDEX(Tbl_Other_Inputs_and_Byproducts,MATCH($Q$131,Other_Inputs_List,0),MATCH($A140,Other_Inputs_years,0))))","v":""},"",null,"","",""]
[2040,0.24503113455671233,"","","","","","","","","","","","",null,8.8352081418845846E-3,"","",null,"","",""]
[2041,0.24431051470699106,"","","","","","","","","","","","",null,8.8352081418845846E-3,"","",null,"","",""]
[2042,0.24459387741729471,"","","","","","","","","","","","",null,8.8352081418845846E-3,"","",null,"","",""]
[2043,0.24534032412037918,"","","","","","","","","","","","",null,8.8352081418845846E-3,"","",null,"","",""]
[2044,0.24626473583681346,"","","","","","","","","","","","",null,8.8352081418845846E-3,"","",null,"","",""]
[2045,0.24716433351766351,"","","","","","","","","","","","",null,8.8352081418845846E-3,"","",null,"","",""]
[2046,0.2480789618453394,"","","","","","","","","","","","",null,8.8352081418845846E-3,"","",null,"","",""]
[2047,0.24889972135928989,"","","","","","","","","","","","",null,8.8352081418845846E-3,"","",null,"","",""]
[2048,0.24982295863808684,"","","","","","","","","","","","",null,8.8352081418845846E-3,"","",null,"","",""]
[2049,0.25062284764099668,"","","","","","","","","","","","",null,8.8352081418845846E-3,"","",null,"","",""]
[2050,0.25139832127063949,"","","","","","","","","","","","",null,8.8352081418845846E-3,"","",null,"","",""]
[2051,0.2516263283369119,"","","","","","","","","","","","",null,8.8352081418845846E-3,"","",null,"","",""]
[2052,0.25185454219542541,"","","","","","","","","","","","",null,8.8352081418845846E-3,"","",null,"","",""]
[2053,0.25208296303373146,"","","","","","","","","","","","",null,8.8352081418845846E-3,"","",null,"","",""]
[2054,0.25231159103955136,"","","","","","","","","","","","",null,8.8352081418845846E-3,"","",null,"","",""]
[2055,0.25254042640077684,"","","","","","","","","","","","",null,8.8352081418845846E-3,"","",null,"","",""]
[2056,0.25279188289647958,"","","","","","","","","","","","",null,8.8352081418845846E-3,"","",null,"","",""]
[2057,0.25304358976939961,"","","","","","","","","","","","",null,8.8352081418845846E-3,"","",null,"","",""]
[2058,0.25329554726883963,"","","","","","","","","","","","",null,8.8352081418845846E-3,"","",null,"","",""]
[2059,0.25354775564435034,"","","","","","","","","","","","",null,8.8352081418845846E-3,"","",null,"","",""]
[2060,0.25380021514573103,"","","","","","","","","","","","",null,8.8352081418845846E-3,"","",null,"","",""]
[2061,0.25392202986275431,"","","","","","","","","","","","",null,8.8352081418845846E-3,"","",null,"","",""]
[2062,0.25404390304633673,"","","","","","","","","","","","",null,8.8352081418845846E-3,"","",null,"","",""]
[2063,0.25416583472454002,"","","","","","","","","","","","",null,8.8352081418845846E-3,"","",null,"","",""]
[2064,0.25428782492543944,"","","","","","","","","","","","",null,8.8352081418845846E-3,"","",null,"","",""]
[2065,0.25440987367712381,"","","","","","","","","","","","",null,8.8352081418845846E-3,"","",null,"","",""]
[2066,0.25452767776997615,"","","","","","","","","","","","",null,8.8352081418845846E-3,"","",null,"","",""]
[2067,0.2546455364118288,"","","","","","","","","","","","",null,8.8352081418845846E-3,"","",null,"","",""]
[2068,0.25476344962794067,"","","","","","","","","","","","",null,8.8352081418845846E-3,"","",null,"","",""]
[2069,0.25488141744358223,"","","","","","","","","","","","",null,8.8352081418845846E-3,"","",null,"","",""]
[2070,0.25499943988403578,"","","","","","","","","","","","",null,8.8352081418845846E-3,"","",null,"","",""]
[2071,0.2550764904261994,"","","","","","","","","","","","",null,8.8352081418845846E-3,"","",null,"","",""]
[2072,0.25515356424992808,"","","","","","","","","","","","",null,8.8352081418845846E-3,"","",null,"","",""]
[2073,0.25523066136225658,"","","","","","","","","","","","",null,8.8352081418845846E-3,"","",null,"","",""]
[2074,0.25530778177022179,"","","","","","","","","","","","",null,8.8352081418845846E-3,"","",null,"","",""]
[2075,0.25538492548086261,"","","","","","","","","","","","",null,8.8352081418845846E-3,"","",null,"","",""]
[2076,0.25535604340830931,"","","","","","","","","","","","",null,8.8352081418845846E-3,"","",null,"","",""]
[2077,0.25532716460209648,"","","","","","","","","","","","",null,8.8352081418845846E-3,"","",null,"","",""]
[2078,0.25529828906185464,"","","","","","","","","","","","",null,8.8352081418845846E-3,"","",null,"","",""]
[2079,0.25526941678721454,"","","","","","","","","","","","",null,8.8352081418845846E-3,"","",null,"","",""]
["","","","","","","","","","","","","","",null,"","","",null,"","",""]
["","","","","","","","","","","","","","",null,"","","",null,"","",""]
[]
["Tables to calculate equivalent price in startup year"]
["Actual Year",{"$f":"IF(B$131=\"\",\"\",B$131&\" ($/year)\")","v":"Industrial Electricity ($/year)"},{"$f":"IF(C$131=\"\",\"\",C$131&\" ($/year)\")","v":""},"","","","","","","","","","",""]
[{"$f":"+A139","v":2038},{"$f":"IF($C65=\"\",\"\",IF($C65<0,0,IF(AND($C65=1,start_time<1),-(SUM(B139)*output_kgyear*$E65*percnt_var*start_time+SUM(B139)*output_kgyear*$E65*(1-start_time)),IF($C65<=start_time,-SUM(B139)*output_kgyear*$E65*percnt_var,-SUM(B139)*output_kgyear*$E65))))","v":0},{"$f":"IF($C65=\"\",\"\",IF($C65<0,0,IF(AND($C65=1,start_time<1),-(SUM(C139)*output_kgyear*$E65*percnt_var*start_time+SUM(C139)*output_kgyear*$E65*(1-start_time)),IF($C65<=start_time,-SUM(C139)*output_kgyear*$E65*percnt_var,-SUM(C139)*output_kgyear*$E65))))","v":0},0,0,0,0,0,0,0,0,0,0,0]
[{"$f":"+A140","v":2039},{"$f":"IF($C66=\"\",\"\",IF($C66<0,0,IF(AND($C66=1,start_time<1),-(SUM(B140)*output_kgyear*$E66*percnt_var*start_time+SUM(B140)*output_kgyear*$E66*(1-start_time)),IF($C66<=start_time,-SUM(B140)*output_kgyear*$E66*percnt_var,-SUM(B140)*output_kgyear*$E66))))","v":0},0,0,0,0,0,0,0,0,0,0,0,0]
[2040,{"$f":"IF($C67=\"\",\"\",IF($C67<0,0,IF(AND($C67=1,start_time<1),-(SUM(B141)*output_kgyear*$E67*percnt_var*start_time+SUM(B141)*output_kgyear*$E67*(1-start_time)),IF($C67<=start_time,-SUM(B141)*output_kgyear*$E67*percnt_var,-SUM(B141)*output_kgyear*$E67))))","v":-70431.136739145004},0,0,0,0,0,0,0,0,0,0,0,0]
[2041,{"$f":"IF($C68=\"\",\"\",IF($C68<0,0,IF(AND($C68=1,start_time<1),-(SUM(B142)*output_kgyear*$E68*percnt_var*start_time+SUM(B142)*output_kgyear*$E68*(1-start_time)),IF($C68<=start_time,-SUM(B142)*output_kgyear*$E68*percnt_var,-SUM(B142)*output_kgyear*$E68))))","v":-81780.868158790239},0,0,0,{"$f":"IF($C68=\"\",\"\",IF($C68<0,0,IF(AND($C68=1,start_time<1),-(SUM(F142)*output_kgyear*$E68*percnt_var*start_time+SUM(F142)*output_kgyear*$E68*(1-start_time)),IF($C68<=start_time,-SUM(F142)*output_kgyear*$E68*percnt_var,-SUM(F142)*output_kgyear*$E68))))","v":0},0,0,0,0,0,0,0,0]
[2042,{"$f":"IF($C69=\"\",\"\",IF($C69<0,0,IF(AND($C69=1,start_time<1),-(SUM(B143)*output_kgyear*$E69*percnt_var*start_time+SUM(B143)*output_kgyear*$E69*(1-start_time)),IF($C69<=start_time,-SUM(B143)*output_kgyear*$E69*percnt_var,-SUM(B143)*output_kgyear*$E69))))","v":-83431.360124413492},0,0,0,0,0,0,0,0,0,0,0,0]
[2043,{"$f":"IF($C70=\"\",\"\",IF($C70<0,0,IF(AND($C70=1,start_time<1),-(SUM(B144)*output_kgyear*$E70*percnt_var*start_time+SUM(B144)*output_kgyear*$E70*(1-start_time)),IF($C70<=start_time,-SUM(B144)*output_kgyear*$E70*percnt_var,-SUM(B144)*output_kgyear*$E70))))","v":-85276.007791896947},0,0,0,0,0,0,0,0,0,0,0,0]
[2044,{"$f":"IF($C71=\"\",\"\",IF($C71<0,0,IF(AND($C71=1,start_time<1),-(SUM(B145)*output_kgyear*$E71*percnt_var*start_time+SUM(B145)*output_kgyear*$E71*(1-start_time)),IF($C71<=start_time,-SUM(B145)*output_kgyear*$E71*percnt_var,-SUM(B145)*output_kgyear*$E71))))","v":-87223.666170341152},0,0,0,0,0,0,0,0,0,0,0,0]
[2045,{"$f":"IF($C72=\"\",\"\",IF($C72<0,0,IF(AND($C72=1,start_time<1),-(SUM(B146)*output_kgyear*$E72*percnt_var*start_time+SUM(B146)*output_kgyear*$E72*(1-start_time)),IF($C72<=start_time,-SUM(B146)*output_kgyear*$E72*percnt_var,-SUM(B146)*output_kgyear*$E72))))","v":-89205.595142618884},0,0,0,0,0,0,0,0,0,0,0,0]
[2046,{"$f":"IF($C73=\"\",\"\",IF($C73<0,0,IF(AND($C73=1,start_time<1),-(SUM(B147)*output_kgyear*$E73*percnt_var*start_time+SUM(B147)*output_kgyear*$E73*(1-start_time)),IF($C73<=start_time,-SUM(B147)*output_kgyear*$E73*percnt_var,-SUM(B147)*output_kgyear*$E73))))","v":-91236.877546520031},0,0,0,0,0,0,0,0,0,0,0,0]
[2047,{"$f":"IF($C74=\"\",\"\",IF($C74<0,0,IF(AND($C74=1,start_time<1),-(SUM(B148)*output_kgyear*$E74*percnt_var*start_time+SUM(B148)*output_kgyear*$E74*(1-start_time)),IF($C74<=start_time,-SUM(B148)*output_kgyear*$E74*percnt_var,-SUM(B148)*output_kgyear*$E74))))","v":-93277.967069324892},0,0,0,0,0,0,0,0,0,0,0,0]
[2048,{"$f":"IF($C75=\"\",\"\",IF($C75<0,0,IF(AND($C75=1,start_time<1),-(SUM(B149)*output_kgyear*$E75*percnt_var*start_time+SUM(B149)*output_kgyear*$E75*(1-start_time)),IF($C75<=start_time,-SUM(B149)*output_kgyear*$E75*percnt_var,-SUM(B149)*output_kgyear*$E75))))","v":-95402.815864139135},0,0,0,0,0,0,0,0,0,0,0,0]
[2049,{"$f":"IF($C76=\"\",\"\",IF($C76<0,0,IF(AND($C76=1,start_time<1),-(SUM(B150)*output_kgyear*$E76*percnt_var*start_time+SUM(B150)*output_kgyear*$E76*(1-start_time)),IF($C76<=start_time,-SUM(B150)*output_kgyear*$E76*percnt_var,-SUM(B150)*output_kgyear*$E76))))","v":-97526.736133360624},0,0,0,0,0,0,0,0,0,0,0,0]
[2050,{"$f":"IF($C77=\"\",\"\",IF($C77<0,0,IF(AND($C77=1,start_time<1),-(SUM(B151)*output_kgyear*$E77*percnt_var*start_time+SUM(B151)*output_kgyear*$E77*(1-start_time)),IF($C77<=start_time,-SUM(B151)*output_kgyear*$E77*percnt_var,-SUM(B151)*output_kgyear*$E77))))","v":-99687.243502377052},0,0,0,0,0,0,0,0,0,0,0,0]
[2051,{"$f":"IF($C78=\"\",\"\",IF($C78<0,0,IF(AND($C78=1,start_time<1),-(SUM(B152)*output_kgyear*$E78*percnt_var*start_time+SUM(B152)*output_kgyear*$E78*(1-start_time)),IF($C78<=start_time,-SUM(B152)*output_kgyear*$E78*percnt_var,-SUM(B152)*output_kgyear*$E78))))","v":-101673.4308390232},0,0,0,0,0,0,0,0,0,0,0,0]
[2052,{"$f":"IF($C79=\"\",\"\",IF($C79<0,0,IF(AND($C79=1,start_time<1),-(SUM(B153)*output_kgyear*$E79*percnt_var*start_time+SUM(B153)*output_kgyear*$E79*(1-start_time)),IF($C79<=start_time,-SUM(B153)*output_kgyear*$E79*percnt_var,-SUM(B153)*output_kgyear*$E79))))","v":-103699.19134468929},0,0,0,0,0,0,0,0,0,0,0,0]
[2053,{"$f":"IF($C80=\"\",\"\",IF($C80<0,0,IF(AND($C80=1,start_time<1),-(SUM(B154)*output_kgyear*$E80*percnt_var*start_time+SUM(B154)*output_kgyear*$E80*(1-start_time)),IF($C80<=start_time,-SUM(B154)*output_kgyear*$E80*percnt_var,-SUM(B154)*output_kgyear*$E80))))","v":-105765.31348261717},0,0,0,0,0,0,0,0,0,0,0,0]
[2054,{"$f":"IF($C81=\"\",\"\",IF($C81<0,0,IF(AND($C81=1,start_time<1),-(SUM(B155)*output_kgyear*$E81*percnt_var*start_time+SUM(B155)*output_kgyear*$E81*(1-start_time)),IF($C81<=start_time,-SUM(B155)*output_kgyear*$E81*percnt_var,-SUM(B155)*output_kgyear*$E81))))","v":-107872.60142553816},0,0,0,0,0,0,0,0,0,0,0,0]
[2055,{"$f":"IF($C82=\"\",\"\",IF($C82<0,0,IF(AND($C82=1,start_time<1),-(SUM(B156)*output_kgyear*$E82*percnt_var*start_time+SUM(B156)*output_kgyear*$E82*(1-start_time)),IF($C82<=start_time,-SUM(B156)*output_kgyear*$E82*percnt_var,-SUM(B156)*output_kgyear*$E82))))","v":-110021.87536867183},0,0,0,0,0,0,0,0,0,0,0,0]
[2056,{"$f":"IF($C83=\"\",\"\",IF($C83<0,0,IF(AND($C83=1,start_time<1),-(SUM(B157)*output_kgyear*$E83*percnt_var*start_time+SUM(B157)*output_kgyear*$E83*(1-start_time)),IF($C83<=start_time,-SUM(B157)*output_kgyear*$E83*percnt_var,-SUM(B157)*output_kgyear*$E83))))","v":-112223.92209365453},0,0,0,0,0,0,0,0,0,0,0,0]
[2057,{"$f":"IF($C84=\"\",\"\",IF($C84<0,0,IF(AND($C84=1,start_time<1),-(SUM(B158)*output_kgyear*$E84*percnt_var*start_time+SUM(B158)*output_kgyear*$E84*(1-start_time)),IF($C84<=start_time,-SUM(B158)*output_kgyear*$E84*percnt_var,-SUM(B158)*output_kgyear*$E84))))","v":-114470.04196102603},0,0,0,0,0,0,0,0,0,0,0,0]
[2058,{"$f":"IF($C85=\"\",\"\",IF($C85<0,0,IF(AND($C85=1,start_time<1),-(SUM(B159)*output_kgyear*$E85*percnt_var*start_time+SUM(B159)*output_kgyear*$E85*(1-start_time)),IF($C85<=start_time,-SUM(B159)*output_kgyear*$E85*percnt_var,-SUM(B159)*output_kgyear*$E85))))","v":-116761.11707826298},0,0,0,0,0,0,0,0,0,0,0,0]
[2059,{"$f":"IF($C86=\"\",\"\",IF($C86<0,0,IF(AND($C86=1,start_time<1),-(SUM(B160)*output_kgyear*$E86*percnt_var*start_time+SUM(B160)*output_kgyear*$E86*(1-start_time)),IF($C86<=start_time,-SUM(B160)*output_kgyear*$E86*percnt_var,-SUM(B160)*output_kgyear*$E86))))","v":-119098.04720789359},0,0,0,0,0,0,0,0,0,0,0,0]
[2060,{"$f":"IF($C87=\"\",\"\",IF($C87<0,0,IF(AND($C87=1,start_time<1),-(SUM(B161)*output_kgyear*$E87*percnt_var*start_time+SUM(B161)*output_kgyear*$E87*(1-start_time)),IF($C87<=start_time,-SUM(B161)*output_kgyear*$E87*percnt_var,-SUM(B161)*output_kgyear*$E87))))","v":-121481.75012085674},0,0,0,0,0,0,0,0,0,0,0,0]
[2061,{"$f":"IF($C88=\"\",\"\",IF($C88<0,0,IF(AND($C88=1,start_time<1),-(SUM(B162)*output_kgyear*$E88*percnt_var*start_time+SUM(B162)*output_kgyear*$E88*(1-start_time)),IF($C88<=start_time,-SUM(B162)*output_kgyear*$E88*percnt_var,-SUM(B162)*output_kgyear*$E88))))","v":-123849.31794867291},0,0,0,0,0,0,0,0,0,0,0,0]
[2062,{"$f":"IF($C89=\"\",\"\",IF($C89<0,0,IF(AND($C89=1,start_time<1),-(SUM(B163)*output_kgyear*$E89*percnt_var*start_time+SUM(B163)*output_kgyear*$E89*(1-start_time)),IF($C89<=start_time,-SUM(B163)*output_kgyear*$E89*percnt_var,-SUM(B163)*output_kgyear*$E89))))","v":-126263.02750077059},0,0,0,0,0,0,0,0,0,0,0,0]
[2063,{"$f":"IF($C90=\"\",\"\",IF($C90<0,0,IF(AND($C90=1,start_time<1),-(SUM(B164)*output_kgyear*$E90*percnt_var*start_time+SUM(B164)*output_kgyear*$E90*(1-start_time)),IF($C90<=start_time,-SUM(B164)*output_kgyear*$E90*percnt_var,-SUM(B164)*output_kgyear*$E90))))","v":-128723.77803701238},0,0,0,0,0,0,0,0,0,0,0,0]
[2064,{"$f":"IF($C91=\"\",\"\",IF($C91<0,0,IF(AND($C91=1,start_time<1),-(SUM(B165)*output_kgyear*$E91*percnt_var*start_time+SUM(B165)*output_kgyear*$E91*(1-start_time)),IF($C91<=start_time,-SUM(B165)*output_kgyear*$E91*percnt_var,-SUM(B165)*output_kgyear*$E91))))","v":-131232.48634301047},0,0,0,0,0,0,0,0,0,0,0,0]
[2065,{"$f":"IF($C92=\"\",\"\",IF($C92<0,0,IF(AND($C92=1,start_time<1),-(SUM(B166)*output_kgyear*$E92*percnt_var*start_time+SUM(B166)*output_kgyear*$E92*(1-start_time)),IF($C92<=start_time,-SUM(B166)*output_kgyear*$E92*percnt_var,-SUM(B166)*output_kgyear*$E92))))","v":-133790.08707168725},0,0,0,0,0,0,0,0,0,0,0,0]
[2066,{"$f":"IF($C93=\"\",\"\",IF($C93<0,0,IF(AND($C93=1,start_time<1),-(SUM(B167)*output_kgyear*$E93*percnt_var*start_time+SUM(B167)*output_kgyear*$E93*(1-start_time)),IF($C93<=start_time,-SUM(B167)*output_kgyear*$E93*percnt_var,-SUM(B167)*output_kgyear*$E93))))","v":-136395.2270904675},0,0,0,0,0,0,0,0,0,0,0,0]
[2067,{"$f":"IF($C94=\"\",\"\",IF($C94<0,0,IF(AND($C94=1,start_time<1),-(SUM(B168)*output_kgyear*$E94*percnt_var*start_time+SUM(B168)*output_kgyear*$E94*(1-start_time)),IF($C94<=start_time,-SUM(B168)*output_kgyear*$E94*percnt_var,-SUM(B168)*output_kgyear*$E94))))","v":-139051.09399541692},0,0,0,0,0,0,0,0,0,0,0,0]
[2068,{"$f":"IF($C95=\"\",\"\",IF($C95<0,0,IF(AND($C95=1,start_time<1),-(SUM(B169)*output_kgyear*$E95*percnt_var*start_time+SUM(B169)*output_kgyear*$E95*(1-start_time)),IF($C95<=start_time,-SUM(B169)*output_kgyear*$E95*percnt_var,-SUM(B169)*output_kgyear*$E95))))","v":-141758.67553266886},0,0,0,0,0,0,0,0,0,0,0,0]
[2069,{"$f":"IF($C96=\"\",\"\",IF($C96<0,0,IF(AND($C96=1,start_time<1),-(SUM(B170)*output_kgyear*$E96*percnt_var*start_time+SUM(B170)*output_kgyear*$E96*(1-start_time)),IF($C96<=start_time,-SUM(B170)*output_kgyear*$E96*percnt_var,-SUM(B170)*output_kgyear*$E96))))","v":-144518.97868159763},0,0,0,0,0,0,0,0,0,0,0,0]
[2070,{"$f":"IF($C97=\"\",\"\",IF($C97<0,0,IF(AND($C97=1,start_time<1),-(SUM(B171)*output_kgyear*$E97*percnt_var*start_time+SUM(B171)*output_kgyear*$E97*(1-start_time)),IF($C97<=start_time,-SUM(B171)*output_kgyear*$E97*percnt_var,-SUM(B171)*output_kgyear*$E97))))","v":-147333.03002932531},0,0,0,0,0,0,0,0,0,0,0,0]
[2071,{"$f":"IF($C98=\"\",\"\",IF($C98<0,0,IF(AND($C98=1,start_time<1),-(SUM(B172)*output_kgyear*$E98*percnt_var*start_time+SUM(B172)*output_kgyear*$E98*(1-start_time)),IF($C98<=start_time,-SUM(B172)*output_kgyear*$E98*percnt_var,-SUM(B172)*output_kgyear*$E98))))","v":-150177.72154089596},0,0,0,0,0,0,0,0,0,0,0,0]
[2072,{"$f":"IF($C99=\"\",\"\",IF($C99<0,0,IF(AND($C99=1,start_time<1),-(SUM(B173)*output_kgyear*$E99*percnt_var*start_time+SUM(B173)*output_kgyear*$E99*(1-start_time)),IF($C99<=start_time,-SUM(B173)*output_kgyear*$E99*percnt_var,-SUM(B173)*output_kgyear*$E99))))","v":-153077.3380736543},0,0,0,0,0,0,0,0,0,0,0,0]
[2073,{"$f":"IF($C100=\"\",\"\",IF($C100<0,0,IF(AND($C100=1,start_time<1),-(SUM(B174)*output_kgyear*$E100*percnt_var*start_time+SUM(B174)*output_kgyear*$E100*(1-start_time)),IF($C100<=start_time,-SUM(B174)*output_kgyear*$E100*percnt_var,-SUM(B174)*output_kgyear*$E100))))","v":-156032.94011445454},0,0,0,0,0,0,0,0,0,0,0,0]
[2074,{"$f":"IF($C101=\"\",\"\",IF($C101<0,0,IF(AND($C101=1,start_time<1),-(SUM(B175)*output_kgyear*$E101*percnt_var*start_time+SUM(B175)*output_kgyear*$E101*(1-start_time)),IF($C101<=start_time,-SUM(B175)*output_kgyear*$E101*percnt_var,-SUM(B175)*output_kgyear*$E101))))","v":-159045.60862592587},0,0,0,0,0,0,0,0,0,0,0,0]
[2075,{"$f":"IF($C102=\"\",\"\",IF($C102<0,0,IF(AND($C102=1,start_time<1),-(SUM(B176)*output_kgyear*$E102*percnt_var*start_time+SUM(B176)*output_kgyear*$E102*(1-start_time)),IF($C102<=start_time,-SUM(B176)*output_kgyear*$E102*percnt_var,-SUM(B176)*output_kgyear*$E102))))","v":-162116.44544181647},0,0,0,0,0,0,0,0,0,0,0,0]
[2076,{"$f":"IF($C103=\"\",\"\",IF($C103<0,0,IF(AND($C103=1,start_time<1),-(SUM(B177)*output_kgyear*$E103*percnt_var*start_time+SUM(B177)*output_kgyear*$E103*(1-start_time)),IF($C103<=start_time,-SUM(B177)*output_kgyear*$E103*percnt_var,-SUM(B177)*output_kgyear*$E103))))","v":-165177.97543266407},0,0,0,0,0,0,0,0,0,0,0,0]
[2077,{"$f":"IF($C104=\"\",\"\",IF($C104<0,0,IF(AND($C104=1,start_time<1),-(SUM(B178)*output_kgyear*$E104*percnt_var*start_time+SUM(B178)*output_kgyear*$E104*(1-start_time)),IF($C104<=start_time,-SUM(B178)*output_kgyear*$E104*percnt_var,-SUM(B178)*output_kgyear*$E104))))","v":-168297.32167934751},0,0,0,0,0,0,0,0,0,0,0,0]
[2078,{"$f":"IF($C105=\"\",\"\",IF($C105<0,0,IF(AND($C105=1,start_time<1),-(SUM(B179)*output_kgyear*$E105*percnt_var*start_time+SUM(B179)*output_kgyear*$E105*(1-start_time)),IF($C105<=start_time,-SUM(B179)*output_kgyear*$E105*percnt_var,-SUM(B179)*output_kgyear*$E105))))","v":-171475.57602792056},0,0,0,0,0,0,0,0,0,0,0,0]
[2079,{"$f":"IF($C106=\"\",\"\",IF($C106<0,0,IF(AND($C106=1,start_time<1),-(SUM(B180)*output_kgyear*$E106*percnt_var*start_time+SUM(B180)*output_kgyear*$E106*(1-start_time)),IF($C106<=start_time,-SUM(B180)*output_kgyear*$E106*percnt_var,-SUM(B180)*output_kgyear*$E106))))","v":-174713.85094368635},0,0,0,0,0,0,0,0,0,0,0,0]
["",{"$f":"IF($C107=\"\",\"\",IF($C107<0,0,IF(AND($C107=1,start_time<1),-(SUM(B181)*output_kgyear*$E107*percnt_var*start_time+SUM(B181)*output_kgyear*$E107*(1-start_time)),IF($C107<=start_time,-SUM(B181)*output_kgyear*$E107*percnt_var,-SUM(B181)*output_kgyear*$E107))))","v":""},"","","","","","","","","","","",""]
["",{"$f":"IF($C108=\"\",\"\",IF($C108<0,0,IF(AND($C108=1,start_time<1),-(SUM(B182)*output_kgyear*$E108*percnt_var*start_time+SUM(B182)*output_kgyear*$E108*(1-start_time)),IF($C108<=start_time,-SUM(B182)*output_kgyear*$E108*percnt_var,-SUM(B182)*output_kgyear*$E108))))","v":""},"","","","","","","","","","","",""]
[]
["Discounted value",{"$f":"+B186+NPV($X$59,B187:B228)","v":-863125.0642685371},{"$f":"+C186+NPV($X$59,C187:C228)","v":0},0,0,0,0,0,0,0,0,0,0,0]
["Cost per kg H2",{"$f":"-B231/$AE$116*(1+inflation_rate)^construct/INFLATION_FACTOR","v":0.15882600961958854},{"$f":"-C231/$AE$116*(1+inflation_rate)^construct/INFLATION_FACTOR","v":0},0,0,{"$f":"-F231/$AE$116*(1+inflation_rate)^construct/INFLATION_FACTOR","v":0},0,0,0,0,0,0,0,0]
["Levelized and escalated cost in startup year",{"$f":"IF(B132>0,B232/B133*(1+inflation_rate)^construct,\"\")","v":8.2049121479903259E-2},{"$f":"IF(C132>0,C232/C133*(1+inflation_rate)^construct,\"\")","v":""},"","","","","","","","","","",""]
[]
[]
[]
[]
[]
[]
[]
[]
[]
[]
[]
[]
[]
[]
[]
[]
[]
[]
[]
[]
[]
[]
[]
[]
[]
[]
[]
[]
[]
[]
[]
[]
[]
[]
[]
[]
[]
[]
[]
[]
[]
[]
[]
[]
[]
["Lookup Electricity Prices in Startup Year"]
["Feed","LHV","Price Table Start Year Column (relative)","Raw Price ($/GJ)","Price in Usage Units"]
[{"$f":"'HyARC Physical Property Data'!A76","v":"Commercial Electricity"},{"$f":"VLOOKUP(A281,MASTER_PROPERTY_TABLE,9,FALSE)","v":3.5999999999999995E-3},{"$f":"MATCH(startup_year,Feedstock_Year,0)","v":44},{"$f":"VLOOKUP(A281,FEEDPRICETABLE,C281,FALSE)","v":31.985796962436115},{"$f":"B281*D281","v":0.11514886906477}]
[{"$f":"'HyARC Physical Property Data'!A77","v":"Industrial Electricity"},{"$f":"VLOOKUP(A282,MASTER_PROPERTY_TABLE,9,FALSE)","v":3.5999999999999995E-3},{"$f":"MATCH(startup_year,Feedstock_Year,0)+2","v":46},{"$f":"VLOOKUP(A282,FEEDPRICETABLE,C282,FALSE)","v":21.516251270074765},{"$f":"B282*D282","v":7.7458504572269146E-2}]

{"sheet":"Energy Feed & Utility Prices","index":11,"n_rows":141,"n_cols":104,"rows_kept":141,"cut":false,"hidden":false,"merged":[]}
[]
[]
[null,null,null,null,null,null,null,null,null,null,null,null,null,null,null,null,null,null,null,null,null,null,null,null,null,null,null,null,null,null,null,null,null,null,null,null,null,null,null,null,null,null,null,null,null,null,null,null,null,null,null,null,null,null,null,null,null,null,null,null,null,null,null,null,null,null,null,null,null,null,null,null,null,null,"Further extrapolated to allow 2040 comission year using GCAM"]
["AEO_2009_Reference_Case",{"$f":"\"Prices are in $(\" & ref_year&\")/GJ LHV\"","v":"Prices are in $(2016)/GJ LHV"},null,null,null,null,null,null,null,null,null,null,null,null,null,null,null,null,null,null,null,null,null,null,null,null,null,null,null,null,null,null,null,"Except as noted,values are extrapolated based on PNNL mini-CAM model (see AEO Data tab)"]
["Year","Source Data Year","Reference year Conversion","Display Units","Use Category","LHV (MJ/kg)","HHV (MJ/kg)",2004,2005,2006,2007,2008,2009,2010,2011,2012,2013,2014,2015,2016,2017,2018,2019,2020,2021,2022,2023,2024,2025,2026,2027,2028,2029,2030,2031,2032,2033,2034,2035,2036,2037,2038,2039,2040,2041,2042,2043,2044,2045,2046,2047,2048,2049,2050,2051,2052,2053,2054,2055,2056,2057,2058,2059,2060,2061,2062,2063,2064,2065,2066,2067,2068,2069,2070,{"$f":"+BV5+1","v":2071},{"$f":"+BW5+1","v":2072},{"$f":"+BX5+1","v":2073},{"$f":"+BY5+1","v":2074},{"$f":"+BZ5+1","v":2075},{"$f":"+CA5+1","v":2076},{"$f":"+CB5+1","v":2077},{"$f":"+CC5+1","v":2078},{"$f":"+CD5+1","v":2079},{"$f":"+CE5+1","v":2080},{"$f":"+CF5+1","v":2081},{"$f":"+CG5+1","v":2082},{"$f":"+CH5+1","v":2083},{"$f":"+CI5+1","v":2084},{"$f":"+CJ5+1","v":2085},{"$f":"+CK5+1","v":2086},{"$f":"+CL5+1","v":2087},{"$f":"+CM5+1","v":2088},{"$f":"+CN5+1","v":2089},{"$f":"+CO5+1","v":2090},{"$f":"+CP5+1","v":2091},{"$f":"+CQ5+1","v":2092},{"$f":"+CR5+1","v":2093},{"$f":"+CS5+1","v":2094},{"$f":"+CT5+1","v":2095},{"$f":"+CU5+1","v":2096},{"$f":"+CV5+1","v":2097},{"$f":"+CW5+1","v":2098},{"$f":"+CX5+1","v":2099},{"$f":"+CY5+1","v":2100}]
["Feedstock Type"]
[{"$f":"'HyARC Physical Property Data'!A73","v":"Residential Natural Gas"},2007,{"$f":"VLOOKUP(ref_year,DeflatorTable,2,FALSE)/VLOOKUP(B7,DeflatorTable,2,FALSE)","v":1.1446359956438654},{"$f":"'HyARC Physical Property Data'!H73","v":"mmBtu"},"Feed Utility",{"$f":"'HyARC Physical Property Data'!$E$6","v":47.141269049911173},{"$f":"'HyARC Physical Property Data'!$I$6","v":52.224661236371581},{"$f":"((13.7000589370728/(mmBTU_to_GJ))*($C$7))*($G$7/$F$7)","v":16.46689578317423},{"$f":"((13.7000589370728/(mmBTU_to_GJ))*($C$7))*($G$7/$F$7)","v":16.46689578317423},{"$f":"((13.7000589370728/(mmBTU_to_GJ))*($C$7))*($G$7/$F$7)","v":16.46689578317423},{"$f":"((12.6911582946777/(mmBTU_to_GJ))*($C$7))*($G$7/$F$7)","v":15.254239559561855},{"$f":"((12.9778490066528/(mmBTU_to_GJ))*($C$7))*($G$7/$F$7)","v":15.59882976152975},{"$f":"((10.7176141738892/(mmBTU_to_GJ))*($C$7))*($G$7/$F$7)","v":12.882122365775233},{"$f":"((11.192774772644/(mmBTU_to_GJ))*($C$7))*($G$7/$F$7)","v":13.453245460639653},{"$f":"((11.4872808456421/(mmBTU_to_GJ))*($C$7))*($G$7/$F$7)","v":13.807229398507864},{"$f":"((11.3991556167603/(mmBTU_to_GJ))*($C$7))*($G$7/$F$7)","v":13.701306572443364},{"$f":"((11.3077983856201/(mmBTU_to_GJ))*($C$7))*($G$7/$F$7)","v":13.591499015327374},{"$f":"((11.2896461486816/(mmBTU_to_GJ))*($C$7))*($G$7/$F$7)","v":13.569680788466401},{"$f":"((11.3454151153564/(mmBTU_to_GJ))*($C$7))*($G$7/$F$7)","v":13.636712745510335},{"$f":"((11.5382986068726/(mmBTU_to_GJ))*($C$7))*($G$7/$F$7)","v":13.868550606039326},{"$f":"((11.7583208084106/(mmBTU_to_GJ))*($C$7))*($G$7/$F$7)","v":14.133008056868725},{"$f":"((11.9751005172729/(mmBTU_to_GJ))*($C$7))*($G$7/$F$7)","v":14.393568167605377},{"$f":"((12.23952293396/(mmBTU_to_GJ))*($C$7))*($G$7/$F$7)","v":14.711392813347514},{"$f":"((12.557071685791/(mmBTU_to_GJ))*($C$7))*($G$7/$F$7)","v":15.093073083957748},{"$f":"((12.7957820892334/(mmBTU_to_GJ))*($C$7))*($G$7/$F$7)","v":15.379992969040035},{"$f":"((12.8716516494751/(mmBTU_to_GJ))*($C$7))*($G$7/$F$7)","v":15.471184995830123},{"$f":"((12.6602811813354/(mmBTU_to_GJ))*($C$7))*($G$7/$F$7)","v":15.217126565389467},{"$f":"((12.6240320205688/(mmBTU_to_GJ))*($C$7))*($G$7/$F$7)","v":15.173556595704456},{"$f":"((12.5992183685303/(mmBTU_to_GJ))*($C$7))*($G$7/$F$7)","v":15.143731627505801},{"$f":"((12.7868556976318/(mmBTU_to_GJ))*($C$7))*($G$7/$F$7)","v":15.369263821019688},{"$f":"((13.07555103302/(mmBTU_to_GJ))*($C$7))*($G$7/$F$7)","v":15.716263496186178},{"$f":"((13.407883644104/(mmBTU_to_GJ))*($C$7))*($G$7/$F$7)","v":16.115713345066876},{"$f":"((13.6725673675537/(mmBTU_to_GJ))*($C$7))*($G$7/$F$7)","v":16.433852070569323},{"$f":"((13.9620389938354/(mmBTU_to_GJ))*($C$7))*($G$7/$F$7)","v":16.781784814805029},{"$f":"($BB7-$AH7)/20+AH7","v":16.924252919684925},{"$f":"($BB7-$AH7)/20+AI7","v":17.066721024564821},17.209189129444717,17.351657234324612,17.494125339204508,17.636593444084404,17.7790615489643,17.921529653844196,18.063997758724092,18.206465863603988,18.348933968483884,18.49140207336378,18.633870178243676,18.776338283123572,18.918806388003468,19.061274492883364,19.203742597763259,{"$f":"($BB7-$AH7)/20+AY7","v":19.346210702643155},19.488678807523051,{"$f":"1.16978897829057*AH7","v":19.631146912402976},{"$f":"($BQ7-$BB7)/15+BB7","v":19.82552968566489},{"$f":"($BQ7-$BB7)/15+BC7","v":20.019912458926804},20.214295232188718,20.408678005450632,20.603060778712546,20.79744355197446,20.991826325236374,21.186209098498288,21.380591871760203,21.574974645022117,21.769357418284031,21.963740191545945,22.158122964807859,22.352505738069773,{"$f":"1.14852629914794*BB7","v":22.546888511331698},{"$f":"($BV7-$BQ7)/5+BQ7","v":22.770142238524333},{"$f":"($BV7-$BQ7)/5+BR7","v":22.993395965716967},{"$f":"($BV7-$BQ7)/5+BS7","v":23.216649692909602},{"$f":"($BV7-$BQ7)/5+BT7","v":23.439903420102237},{"$f":"1.04950876638265*BQ7","v":23.663157147294871},{"$f":"+BV7*BW$133/BV$133","v":23.741725786947789},{"$f":"+BW7*BX$133/BW$133","v":23.820555297586708},23.899646545380008,23.979000399372005,24.058617731492493,24.109957095304743,24.1614060136353,24.212964720265646,24.264633449476126,24.316412436047038,24.333224744531737,24.350048677005677,24.366884241505659,24.383731446074034,24.400590298758722,24.406304701449077,24.41202044240206,24.41773752193108,24.423455940349619,24.429175697971235,24.437844539812179,24.446516457844467,24.455191453159703,24.463869526849884,24.472550680007387,24.485911011470357,24.499278636756479,24.512653559847685,24.526035784728073,24.539425315383912]
[{"$f":"'HyARC Physical Property Data'!A71","v":"Commercial Natural Gas"},2007,{"$f":"VLOOKUP(ref_year,DeflatorTable,2,FALSE)/VLOOKUP(B8,DeflatorTable,2,FALSE)","v":1.1446359956438654},{"$f":"'HyARC Physical Property Data'!H71","v":"mmBtu"},"Feed Utility",{"$f":"'HyARC Physical Property Data'!$E$6","v":47.141269049911173},{"$f":"'HyARC Physical Property Data'!$I$6","v":52.224661236371581},{"$f":"((11.8960943222046/(mmBTU_to_GJ))*($C$8))*($G$8/$F$8)","v":14.298606037413785},{"$f":"((11.8960943222046/(mmBTU_to_GJ))*($C$8))*($G$8/$F$8)","v":14.298606037413785},{"$f":"((11.8960943222046/(mmBTU_to_GJ))*($C$8))*($G$8/$F$8)","v":14.298606037413785},{"$f":"((10.9898433685303/(mmBTU_to_GJ))*($C$8))*($G$8/$F$8)","v":13.209330430929022},{"$f":"((11.3387994766235/(mmBTU_to_GJ))*($C$8))*($G$8/$F$8)","v":13.628761025444446},{"$f":"((8.90759468078613/(mmBTU_to_GJ))*($C$8))*($G$8/$F$8)","v":10.706554910529642},{"$f":"((9.46560573577881/(mmBTU_to_GJ))*($C$8))*($G$8/$F$8)","v":11.377260776148852},{"$f":"((9.74632167816162/(mmBTU_to_GJ))*($C$8))*($G$8/$F$8)","v":11.714669555857421},{"$f":"((9.72109222412109/(mmBTU_to_GJ))*($C$8))*($G$8/$F$8)","v":11.684344811105591},{"$f":"((9.67193412780762/(mmBTU_to_GJ))*($C$8))*($G$8/$F$8)","v":11.625258842745071},{"$f":"((9.71388721466064/(mmBTU_to_GJ))*($C$8))*($G$8/$F$8)","v":11.675684692163989},{"$f":"((9.83065605163574/(mmBTU_to_GJ))*($C$8))*($G$8/$F$8)","v":11.816035932842832},{"$f":"((10.0382099151611/(mmBTU_to_GJ))*($C$8))*($G$8/$F$8)","v":12.065506964738809},{"$f":"((10.2545003890991/(mmBTU_to_GJ))*($C$8))*($G$8/$F$8)","v":12.32547903563206},{"$f":"((10.476261138916/(mmBTU_to_GJ))*($C$8))*($G$8/$F$8)","v":12.592026148517233},{"$f":"((10.746561050415/(mmBTU_to_GJ))*($C$8))*($G$8/$F$8)","v":12.916915296315764},{"$f":"((11.0803880691528/(mmBTU_to_GJ))*($C$8))*($G$8/$F$8)","v":13.318161360468658},{"$f":"((11.3143692016602/(mmBTU_to_GJ))*($C$8))*($G$8/$F$8)","v":13.599396860397949},{"$f":"((11.4017143249512/(mmBTU_to_GJ))*($C$8))*($G$8/$F$8)","v":13.704382032287196},{"$f":"((11.2125005722046/(mmBTU_to_GJ))*($C$8))*($G$8/$F$8)","v":13.476955043722189},{"$f":"((11.1975994110107/(mmBTU_to_GJ))*($C$8))*($G$8/$F$8)","v":13.459044473442507},{"$f":"((11.159740447998/(mmBTU_to_GJ))*($C$8))*($G$8/$F$8)","v":13.413539589029041},{"$f":"((11.3503875732422/(mmBTU_to_GJ))*($C$8))*($G$8/$F$8)","v":13.642689431170433},{"$f":"((11.6409521102905/(mmBTU_to_GJ))*($C$8))*($G$8/$F$8)","v":13.99193580827273},{"$f":"((11.9785671234131/(mmBTU_to_GJ))*($C$8))*($G$8/$F$8)","v":14.397734882675305},{"$f":"((12.2332496643066/(mmBTU_to_GJ))*($C$8))*($G$8/$F$8)","v":14.703852606544261},{"$f":"((12.5188312530518/(mmBTU_to_GJ))*($C$8))*($G$8/$F$8)","v":15.0471096889452},{"$f":"($BB8-$AH8)/20+AH8","v":15.174851357960808},15.302593026976416,15.430334695992023,15.558076365007631,15.685818034023239,15.813559703038846,15.941301372054454,16.06904304107006,16.196784710085666,16.324526379101272,16.452268048116878,16.580009717132484,16.70775138614809,16.835493055163695,16.963234724179301,17.090976393194907,17.218718062210513,17.346459731226119,17.474201400241725,{"$f":"1.16978897829057*AH8","v":17.601943069257342},{"$f":"($BQ8-$BB8)/15+BB8","v":17.776233166716644},17.950523264175946,18.124813361635248,18.29910345909455,18.473393556553852,18.647683654013154,18.821973751472456,18.996263848931758,19.17055394639106,19.344844043850362,19.519134141309664,19.693424238768966,19.867714336228268,20.04200443368757,{"$f":"1.14852629914794*BB8","v":20.216294531146865},{"$f":"($BV8-$BQ8)/5+BQ8","v":20.416471291759944},20.616648052373023,20.816824812986102,21.017001573599181,{"$f":"1.04950876638265*BQ8","v":21.217178334212257},{"$f":"+BV8*BW$134/BV$134","v":21.287625604989181},{"$f":"+BW8*BX$134/BW$134","v":21.358306781419426},21.429222640138541,21.500373960360729,21.571761523887421,21.617794115007417,21.663924936373601,21.710154197602268,21.756482108757027,21.802908880349733,21.817983358582254,21.833068259272402,21.848163589626239,21.863269356854815,21.878385568174153,21.883509292798049,21.888634217352987,21.893760342119982,21.898887667380112,21.904016193414524,21.911788967019731,21.919564498841009,21.927342789857128,21.935123841047208,21.942907653390712,21.954886973541843,21.966872833578826,21.978865237071986,21.990864187593605,22.002869688717904]
[{"$f":"'HyARC Physical Property Data'!A72","v":"Industrial Natural Gas"},2007,{"$f":"VLOOKUP(ref_year,DeflatorTable,2,FALSE)/VLOOKUP(B9,DeflatorTable,2,FALSE)","v":1.1446359956438654},{"$f":"'HyARC Physical Property Data'!H72","v":"mmBtu"},"Feed Utility",{"$f":"'HyARC Physical Property Data'!$E$6","v":47.141269049911173},{"$f":"'HyARC Physical Property Data'!$I$6","v":52.224661236371581},{"$f":"((7.95407009124756/(mmBTU_to_GJ))*($C$9))*($G$9/$F$9)","v":9.5604583780441796},{"$f":"((7.95407009124756/(mmBTU_to_GJ))*($C$9))*($G$9/$F$9)","v":9.5604583780441796},{"$f":"((7.95407009124756/(mmBTU_to_GJ))*($C$9))*($G$9/$F$9)","v":9.5604583780441796},{"$f":"((7.51525163650513/(mmBTU_to_GJ))*($C$9))*($G$9/$F$9)","v":9.0330170148232209},{"$f":"((8.80127239227294/(mmBTU_to_GJ))*($C$9))*($G$9/$F$9)","v":10.578759982608744},{"$f":"((4.84856796264648/(mmBTU_to_GJ))*($C$9))*($G$9/$F$9)","v":5.8277751727392237},{"$f":"((5.49891996383666/(mmBTU_to_GJ))*($C$9))*($G$9/$F$9)","v":6.6094709796819098},{"$f":"((5.82616424560547/(mmBTU_to_GJ))*($C$9))*($G$9/$F$9)","v":7.002804870308081},{"$f":"((5.87778615951538/(mmBTU_to_GJ))*($C$9))*($G$9/$F$9)","v":7.0648522440009209},{"$f":"((5.95383930206299/(mmBTU_to_GJ))*($C$9))*($G$9/$F$9)","v":7.1562649290168574},{"$f":"((6.10985708236694/(mmBTU_to_GJ))*($C$9))*($G$9/$F$9)","v":7.3437917521048339},{"$f":"((6.32948446273804/(mmBTU_to_GJ))*($C$9))*($G$9/$F$9)","v":7.6077746444642154},{"$f":"((6.51258134841919/(mmBTU_to_GJ))*($C$9))*($G$9/$F$9)","v":7.8278494155716949},{"$f":"((6.70273017883301/(mmBTU_to_GJ))*($C$9))*($G$9/$F$9)","v":8.0564003282428658},{"$f":"((6.89887094497681/(mmBTU_to_GJ))*($C$9))*($G$9/$F$9)","v":8.2921532961503175},{"$f":"((7.15282821655273/(mmBTU_to_GJ))*($C$9))*($G$9/$F$9)","v":8.5973992767426797},{"$f":"((7.46860218048096/(mmBTU_to_GJ))*($C$9))*($G$9/$F$9)","v":8.9769463267904062},{"$f":"((7.67867755889893/(mmBTU_to_GJ))*($C$9))*($G$9/$F$9)","v":9.2294481137468605},{"$f":"((7.75380706787109/(mmBTU_to_GJ))*($C$9))*($G$9/$F$9)","v":9.3197506299745712},{"$f":"((7.55847835540771/(mmBTU_to_GJ))*($C$9))*($G$9/$F$9)","v":9.084973716505079},{"$f":"((7.54617786407471/(mmBTU_to_GJ))*($C$9))*($G$9/$F$9)","v":9.0701890422352296},{"$f":"((7.45927095413208/(mmBTU_to_GJ))*($C$9))*($G$9/$F$9)","v":8.9657305843967432},{"$f":"((7.60022306442261/(mmBTU_to_GJ))*($C$9))*($G$9/$F$9)","v":9.1351491045092246},{"$f":"((7.85960483551025/(mmBTU_to_GJ))*($C$9))*($G$9/$F$9)","v":9.4469151058216188},{"$f":"((8.19417572021484/(mmBTU_to_GJ))*($C$9))*($G$9/$F$9)","v":9.8490552656428605},{"$f":"((8.42161273956299/(mmBTU_to_GJ))*($C$9))*($G$9/$F$9)","v":10.122425016243508},{"$f":"((8.69355010986328/(mmBTU_to_GJ))*($C$9))*($G$9/$F$9)","v":10.449282320788951},{"$f":"($BB9-$AH9)/20+AH9","v":10.537990969244774},10.626699617700597,10.71540826615642,10.804116914612242,10.892825563068065,10.981534211523888,11.070242859979711,11.158951508435534,11.247660156891357,11.336368805347179,11.425077453803002,11.513786102258825,11.602494750714648,11.691203399170471,11.779912047626294,11.868620696082116,11.957329344537939,12.046037992993762,12.134746641449585,{"$f":"1.16978897829057*AH9","v":12.223455289905422},12.344488928372753,12.465522566840084,12.586556205307415,12.707589843774747,12.828623482242078,12.949657120709409,13.07069075917674,13.191724397644071,13.312758036111402,13.433791674578734,13.554825313046065,13.675858951513396,13.796892589980727,13.917926228448058,{"$f":"1.14852629914794*BB9","v":14.038959866915382},14.177970183776685,14.316980500637987,14.455990817499289,14.595001134360592,{"$f":"1.04950876638265*BQ9","v":14.734011451221894},{"$f":"+BV9*BW$135/BV$135","v":14.78293270163439},{"$f":"+BW9*BX$135/BW$135","v":14.832016384983078},14.881263040593069,14.93067320958019,14.980247434856935,15.012214207912603,15.044249195768062,15.076352543988799,15.10852439845093,15.140764905341857,15.151233193414877,15.16170871923684,15.172191487811906,15.182681504147698,15.193178773255301,15.196736881505712,15.200295823033644,15.20385559803424,15.207416206702694,15.210977649234243,15.216375357332034,15.221774980839431,15.22717652043613,15.232579976802066,15.237985350617416,15.246304243804076,15.254627678534927,15.262955657289339,15.271288182548037,15.279625256793102]
[{"$f":"'HyARC Physical Property Data'!A74","v":"Electric Utility Natural Gas"},2007,1.1446359956438654,{"$f":"'HyARC Physical Property Data'!H74","v":"mmBtu"},"Feed Utility",{"$f":"'HyARC Physical Property Data'!$E$6","v":47.141269049911173},{"$f":"'HyARC Physical Property Data'!$I$6","v":52.224661236371581},{"$f":"((7.05463790893555/(mmBTU_to_GJ))*($C$10))*($G$10/$F$10)","v":8.4793786485193543},{"$f":"((7.05463790893555/(mmBTU_to_GJ))*($C$10))*($G$10/$F$10)","v":8.4793786485193543},{"$f":"((7.05463790893555/(mmBTU_to_GJ))*($C$10))*($G$10/$F$10)","v":8.4793786485193543},{"$f":"((7.01915979385375/(mmBTU_to_GJ))*($C$10))*($G$10/$F$10)","v":8.4367354433828741},{"$f":"((8.87161254882813/(mmBTU_to_GJ))*($C$10))*($G$10/$F$10)","v":10.663305898264051},{"$f":"((4.55562210083008/(mmBTU_to_GJ))*($C$10))*($G$10/$F$10)","v":5.4756665432216405},{"$f":"((5.12931346893311/(mmBTU_to_GJ))*($C$10))*($G$10/$F$10)","v":6.1652194870192449},{"$f":"((5.45354604721069/(mmBTU_to_GJ))*($C$10))*($G$10/$F$10)","v":6.5549334364650393},{"$f":"((5.51876354217529/(mmBTU_to_GJ))*($C$10))*($G$10/$F$10)","v":6.6333221279118835},{"$f":"((5.53977298736572/(mmBTU_to_GJ))*($C$10))*($G$10/$F$10)","v":6.6585745991605227},{"$f":"((5.68350362777709/(mmBTU_to_GJ))*($C$10))*($G$10/$F$10)","v":6.8313327958496117},{"$f":"((5.8920464515686/(mmBTU_to_GJ))*($C$10))*($G$10/$F$10)","v":7.0819925164739512},{"$f":"((6.08193254470825/(mmBTU_to_GJ))*($C$10))*($G$10/$F$10)","v":7.3102276299699529},{"$f":"((6.26939964294434/(mmBTU_to_GJ))*($C$10))*($G$10/$F$10)","v":7.5355552131290491},{"$f":"((6.47751331329346/(mmBTU_to_GJ))*($C$10))*($G$10/$F$10)","v":7.785699109329328},{"$f":"((6.73541975021362/(mmBTU_to_GJ))*($C$10))*($G$10/$F$10)","v":8.0956918208994786},{"$f":"((7.02784395217896/(mmBTU_to_GJ))*($C$10))*($G$10/$F$10)","v":8.4471734371727294},{"$f":"((7.25390911102295/(mmBTU_to_GJ))*($C$10))*($G$10/$F$10)","v":8.7188942690311428},{"$f":"((7.3283839225769/(mmBTU_to_GJ))*($C$10))*($G$10/$F$10)","v":8.8084098664430517},{"$f":"((7.15062761306763/(mmBTU_to_GJ))*($C$10))*($G$10/$F$10)","v":8.5947542437237932},{"$f":"((7.19241189956665/(mmBTU_to_GJ))*($C$10))*($G$10/$F$10)","v":8.6449772022025897},{"$f":"((7.13988399505615/(mmBTU_to_GJ))*($C$10))*($G$10/$F$10)","v":8.5818408658367442},{"$f":"((7.28062534332275/(mmBTU_to_GJ))*($C$10))*($G$10/$F$10)","v":8.7510060588431848},{"$f":"((7.5354790687561/(mmBTU_to_GJ))*($C$10))*($G$10/$F$10)","v":9.0573295393435789},{"$f":"((7.86007928848267/(mmBTU_to_GJ))*($C$10))*($G$10/$F$10)","v":9.44748537837933},{"$f":"((8.07421207427979/(mmBTU_to_GJ))*($C$10))*($G$10/$F$10)","v":9.7048639986960801},{"$f":"((8.33951759338379/(mmBTU_to_GJ))*($C$10))*($G$10/$F$10)","v":10.023750096475156},{"$f":"($BB10-$AH10)/20+AH10","v":10.108846210851182},10.193942325227207,10.279038439603232,10.364134553979257,10.449230668355282,10.534326782731307,10.619422897107333,10.704519011483358,10.789615125859383,10.874711240235408,10.959807354611433,11.044903468987458,11.129999583363483,11.215095697739509,11.300191812115534,11.385287926491559,11.470384040867584,11.555480155243609,11.640576269619634,{"$f":"1.16978897829057*AH10","v":11.725672383995676},11.841777098943414,11.957881813891152,12.073986528838891,12.190091243786629,12.306195958734367,12.422300673682106,12.538405388629844,12.654510103577582,12.770614818525321,12.886719533473059,13.002824248420797,13.118928963368536,13.235033678316274,13.351138393264012,{"$f":"1.14852629914794*BB10","v":13.467243108211756},13.600592426784317,13.733941745356878,13.867291063929439,14.000640382502,{"$f":"1.04950876638265*BQ10","v":14.133989701074563},{"$f":"+BV10*BW$136/BV$136","v":14.180918702845942},{"$f":"+BW10*BX$136/BW$136","v":14.22800352270222},14.275244678005262,14.322642687834716,14.370198072993734,14.400863044487831,14.431593452830604,14.46238943765959,14.493251138910308,14.524178696816882,14.534220678683244,14.54426960355147,14.554325476221939,14.564388301498344,14.574458084187699,14.577871293518578,14.581285302192933,14.584700110397959,14.5881157183209,14.591532126149042,14.596710020228747,14.601889751715715,14.607071321261961,14.61225472951973,14.617439977141501,14.625420095184293,14.633404569823321,14.641393403436986,14.649386598404989,14.65738415710833]
[{"$f":"'HyARC Physical Property Data'!A75","v":"Bio Methane"},2007,1.1446359956438654,{"$f":"'HyARC Physical Property Data'!H75","v":"mmBtu"},"Feed Utility",{"$f":"'HyARC Physical Property Data'!$E$6","v":47.141269049911173},{"$f":"'HyARC Physical Property Data'!$I$6","v":52.224661236371581},{"$f":"13.11*($C$11/mmBTU_to_GJ)","v":14.223865310797228},14.223865310797228,14.223865310797228,14.223865310797228,14.223865310797228,14.223865310797228,14.223865310797228,14.223865310797228,14.223865310797228,14.223865310797228,14.223865310797228,14.223865310797228,14.223865310797228,14.223865310797228,14.223865310797228,14.223865310797228,14.223865310797228,14.223865310797228,14.223865310797228,14.223865310797228,14.223865310797228,14.223865310797228,14.223865310797228,14.223865310797228,14.223865310797228,14.223865310797228,14.223865310797228,14.223865310797228,14.223865310797228,14.223865310797228,14.223865310797228,14.223865310797228,{"$f":"13.11*($C$11/mmBTU_to_GJ)","v":14.223865310797228},14.223865310797228,14.223865310797228,14.223865310797228,14.223865310797228,14.223865310797228,14.223865310797228,14.223865310797228,14.223865310797228,14.223865310797228,14.223865310797228,14.223865310797228,14.223865310797228,14.223865310797228,14.223865310797228,14.223865310797228,14.223865310797228,14.223865310797228,14.223865310797228,14.223865310797228,14.223865310797228,14.223865310797228,14.223865310797228,14.223865310797228,14.223865310797228,14.223865310797228,14.223865310797228,14.223865310797228,14.223865310797228,14.223865310797228,14.223865310797228,14.223865310797228,14.223865310797228,14.223865310797228,14.223865310797228,{"$f":"+BV11*BW$136/BV$136","v":14.271092726019944},{"$f":"+BW11*BX$136/BW$136","v":14.318476950147966},14.366018503832969,14.413717909455341,14.461575691129934,14.49243565590395,14.523361473628309,14.554353284828478,14.585411230329802,14.616535451258134,14.626641288360148,14.636754112613382,14.646873928848736,14.657000741900452,14.667134556606111,14.670569469948116,14.674005187716483,14.6774417100996,14.6808790372859,14.684317169463862,14.689527988881515,14.69474065739019,14.699955175646044,14.705171544305472,14.710389764025104,14.718420626266095,14.726455872806168,14.734495506038849,14.74253952835897,14.750587942162673]
[{"$f":"'HyARC Physical Property Data'!A85","v":"Woody Biomass"},2005,{"$f":"VLOOKUP(ref_year,DeflatorTable,2,FALSE)/VLOOKUP(B12,DeflatorTable,2,FALSE)","v":1.2112501494873942},{"$f":"+'HyARC Physical Property Data'!$H$85","v":"kg"},"Feed",{"$f":"'HyARC Physical Property Data'!$E$45","v":19.551069237418005},{"$f":"'HyARC Physical Property Data'!$I$45","v":20.588656379262464},{"$f":"1.27*($C$12)","v":1.5382876898489906},1.5382876898489906,1.5382876898489906,1.5382876898489906,1.5382876898489906,1.5382876898489906,1.5382876898489906,1.5382876898489906,{"$f":"1.28*($C$12)","v":1.5504001913438645},{"$f":"1.32*($C$12)","v":1.5988501973233604},{"$f":"1.32*($C$12)","v":1.5988501973233604},{"$f":"1.34*($C$12)","v":1.6230752003131084},{"$f":"1.34*($C$12)","v":1.6230752003131084},{"$f":"1.36*($C$12)","v":1.6473002033028561},{"$f":"1.36*($C$12)","v":1.6473002033028561},{"$f":"1.38*($C$12)","v":1.6715252062926038},{"$f":"1.4*($C$12)","v":1.6957502092823518},{"$f":"1.46*($C$12)","v":1.7684252182515954},{"$f":"1.48*($C$12)","v":1.7926502212413433},{"$f":"1.48*($C$12)","v":1.7926502212413433},{"$f":"1.51*($C$12)","v":1.8289877257259652},{"$f":"1.52*($C$12)","v":1.8411002272208392},{"$f":"1.62*($C$12)","v":1.9622252421695787},{"$f":"1.72*($C$12)","v":2.083350257118318},{"$f":"1.82*($C$12)","v":2.2044752720670573},{"$f":"1.91*($C$12)","v":2.3134877855209228},{"$f":"2.01*($C$12)","v":2.4346128004696621},{"$f":"2.11*($C$12)","v":2.5557378154184014},{"$f":"2.2*($C$12)","v":2.6647503288722674},{"$f":"2.3*($C$12)","v":2.7858753438210062},{"$f":"2.4*($C$12)","v":2.9070003587697459},{"$f":"2.5*($C$12)","v":3.0281253737184857},{"$f":"2.57*($C$12)","v":3.1129128841826028},{"$f":"2.64*($C$12)","v":3.1977003946467208},{"$f":"2.71*($C$12)","v":3.282487905110838},{"$f":"2.78*($C$12)","v":3.3672754155749556},{"$f":"2.85*($C$12)","v":3.4520629260390736},{"$f":"2.92*($C$12)","v":3.5368504365031908},{"$f":"2.99*($C$12)","v":3.6216379469673088},{"$f":"3.07*($C$12)","v":3.7185379589263001},{"$f":"3.14*($C$12)","v":3.8033254693904177},{"$f":"3.21*($C$12)","v":3.8881129798545353},{"$f":"3.28*($C$12)","v":3.9729004903186529},{"$f":"3.35*($C$12)","v":4.0576880007827709},{"$f":"3.42*($C$12)","v":4.1424755112468876},{"$f":"3.49*($C$12)","v":4.2272630217110061},{"$f":"3.56*($C$12)","v":4.3120505321751237},{"$f":"3.64*($C$12)","v":4.4089505441341146},{"$f":"3.71*($C$12)","v":4.4937380545982322},{"$f":"3.78*($C$12)","v":4.5785255650623498},{"$f":"3.85*($C$12)","v":4.6633130755264673},{"$f":"3.92*($C$12)","v":4.7481005859905849},{"$f":"3.99*($C$12)","v":4.8328880964547034},{"$f":"4.06*($C$12)","v":4.9176756069188201},{"$f":"4.14*($C$12)","v":5.0145756188778119},{"$f":"4.21*($C$12)","v":5.0993631293419295},{"$f":"4.28*($C$12)","v":5.1841506398060471},{"$f":"4.35*($C$12)","v":5.2689381502701647},{"$f":"4.42*($C$12)","v":5.3537256607342822},{"$f":"4.49*($C$12)","v":5.4385131711983998},{"$f":"4.56*($C$12)","v":5.5233006816625174},{"$f":"4.63*($C$12)","v":5.608088192126635},{"$f":"4.71*($C$12)","v":5.7049882040856268},{"$f":"4.78*($C$12)","v":5.7897757145497444},{"$f":"4.85*($C$12)","v":5.8745632250138611},{"$f":"4.92*($C$12)","v":5.9593507354779796},{"$f":"4.99*($C$12)","v":6.0441382459420971},{"$f":"+BV12*BW$137/BV$137","v":6.0586659764672328},{"$f":"+BW12*BX$137/BW$137","v":6.0732286259412112},6.0878262782954495,6.1024590176630999,6.1171269283795393,6.1299667153690152,6.1428334529403346,6.155727197662495,6.1686480062232301,6.18159593542926,6.197524392005751,6.2134938923080965,6.229504542095909,6.245556447401321,6.2616497145296828,6.2750522655841658,6.2884835037072264,6.3019434903011975,6.3154322868998385,6.3289499551686168,6.3413225489579119,6.3537193301840116,6.3661403461314299,6.3785856441771198,6.3910552717906537,6.4057772391562917,6.4205331189689208,6.4353229893467718,6.4501469285880244,6.4650050151712186]
[{"$f":"'HyARC Physical Property Data'!A86","v":"Woody Biomass B2A"},2007,{"$f":"VLOOKUP(ref_year,DeflatorTable,2,FALSE)/VLOOKUP(B13,DeflatorTable,2,FALSE)","v":1.1446359956438654},{"$f":"+'HyARC Physical Property Data'!$H$86","v":"kg"},"Feed",{"$f":"'HyARC Physical Property Data'!$E$45","v":19.551069237418005},{"$f":"'HyARC Physical Property Data'!$I$45","v":20.588656379262464},{"$f":"3.80872262322035*($C$13)","v":4.3596010119611401},{"$f":"3.80872262322035*($C$13)","v":4.3596010119611401},{"$f":"3.80872262322035*($C$13)","v":4.3596010119611401},{"$f":"3.80872262322035*($C$13)","v":4.3596010119611401},{"$f":"3.58036841709093*($C$13)","v":4.0982185678687273},{"$f":"3.28153451771169*($C$13)","v":3.756162529920632},{"$f":"3.05599949931226*($C$13)","v":3.498007029582443},{"$f":"2.9206784882726*($C$13)","v":3.3431137293795268},{"$f":"2.85865635821276*($C$13)","v":3.2721209667865292},3.2721209667865292,3.2721209667865292,3.2721209667865292,3.2721209667865292,3.2721209667865292,3.2721209667865292,3.2721209667865292,3.2721209667865292,3.2721209667865292,3.2721209667865292,3.2721209667865292,3.2721209667865292,3.2721209667865292,3.2721209667865292,3.2721209667865292,3.2721209667865292,3.2721209667865292,3.2721209667865292,3.2721209667865292,3.2721209667865292,3.2721209667865292,3.2721209667865292,3.2721209667865292,3.2721209667865292,3.2721209667865292,3.2721209667865292,3.2721209667865292,3.2721209667865292,3.2721209667865292,3.2721209667865292,3.2721209667865292,3.2721209667865292,3.2721209667865292,3.2721209667865292,3.2721209667865292,3.2721209667865292,3.2721209667865292,3.2721209667865292,3.2721209667865292,3.2721209667865292,3.2721209667865292,3.2721209667865292,3.2721209667865292,3.2721209667865292,3.2721209667865292,3.2721209667865292,3.2721209667865292,3.2721209667865292,3.2721209667865292,3.2721209667865292,3.2721209667865292,3.2721209667865292,3.2721209667865292,3.2721209667865292,3.2721209667865292,3.2721209667865292,3.2721209667865292,3.2721209667865292,{"$f":"+BV13*BW$137/BV$137","v":3.2799858583089949},{"$f":"+BW13*BX$137/BW$137","v":3.2878696539365619},3.2957723991072623,3.3036941393683414,3.3116349203765254,3.3185860082748779,3.3255516864357837,3.332531985484056,3.3395269361087871,3.3465365690634874,3.3551597730028546,3.3638051968237757,3.3724728977814351,3.3811629332785507,3.3898753608657524,3.3971311128901611,3.4044023952606257,3.4116892412185864,3.4189916840766337,3.4263097572186623,3.4330079202824653,3.4397191777223193,3.4464435551366885,3.453181078174079,3.4599317725331393,3.467901818241772,3.4758902231646247,3.4838970295926392,3.4919222799141783,3.4999660166152444]
[{"$f":"'HyARC Physical Property Data'!$A$87","v":"Woody Biomass MYPP"},2007,{"$f":"VLOOKUP(ref_year,DeflatorTable,2,FALSE)/VLOOKUP(B14,DeflatorTable,2,FALSE)","v":1.1446359956438654},{"$f":"+'HyARC Physical Property Data'!$H$87","v":"kg"},"Feed",18.608000000000001,null,{"$f":"4.44432502149613*$C$14","v":5.0871343959451663},{"$f":"4.44432502149613*$C$14","v":5.0871343959451663},5.0871343959451663,5.0871343959451663,5.0871343959451663,5.0871343959451663,5.0871343959451663,{"$f":"N14-($N$14-$U$14)/7","v":4.9664808197552768},4.8458272435653873,4.7251736673754978,4.6045200911856083,4.4838665149957189,4.3632129388058294,{"$f":"3.70647033533964*$C$14","v":4.2425593626159408},{"$f":"3.70647033533964*$C$14","v":4.2425593626159408},4.2425593626159408,4.2425593626159408,4.2425593626159408,4.2425593626159408,4.2425593626159408,4.2425593626159408,4.2425593626159408,4.2425593626159408,4.2425593626159408,4.2425593626159408,4.2425593626159408,4.2425593626159408,4.2425593626159408,4.2425593626159408,4.2425593626159408,4.2425593626159408,4.2425593626159408,4.2425593626159408,4.2425593626159408,4.2425593626159408,4.2425593626159408,4.2425593626159408,4.2425593626159408,4.2425593626159408,4.2425593626159408,4.2425593626159408,4.2425593626159408,4.2425593626159408,4.2425593626159408,4.2425593626159408,4.2425593626159408,4.2425593626159408,4.2425593626159408,4.2425593626159408,4.2425593626159408,4.2425593626159408,4.2425593626159408,4.2425593626159408,4.2425593626159408,4.2425593626159408,4.2425593626159408,4.2425593626159408,4.2425593626159408,4.2425593626159408,4.2425593626159408,4.2425593626159408,4.2425593626159408,4.2425593626159408,4.2425593626159408,4.2425593626159408,4.2425593626159408,4.2425593626159408,{"$f":"+BV14*BW$137/BV$137","v":4.2527568062628252},{"$f":"+BW14*BX$137/BW$137","v":4.2629787605524712},4.2732252843988219,4.2834964368574244,4.2937922771257746,4.302804903291757,4.3118364468680763,4.3208869475621841,4.3299564451648767,4.3390449795504713,4.3502256342328796,4.361435098720146,4.3726734472480695,4.3839407542437394,4.3952370943260251,4.4046447412304142,4.4140725244365262,4.4235204870444758,4.4329886722466272,4.4424771233277953,4.4511618127714661,4.4598634800922632,4.4685821584805847,4.4773178811917154,4.486070681545951,4.4964044657748525,4.5067620541531026,4.5171435015141972,4.5275488628179446,4.537978193150753]
[{"$f":"'HyARC Physical Property Data'!A79","v":"Electric Utility Steam Coal"},2007,{"$f":"VLOOKUP(ref_year,DeflatorTable,2,FALSE)/VLOOKUP(B15,DeflatorTable,2,FALSE)","v":1.1446359956438654},{"$f":"+'HyARC Physical Property Data'!$H$79","v":"kg"},"Feed",{"$f":"'HyARC Physical Property Data'!E42","v":22.7322030001394},{"$f":"'HyARC Physical Property Data'!I42","v":23.967615189707661},{"$f":"1.73552525043488*($C$15/mmBTU_to_GJ*$G$15/$F$15)","v":1.9853138567637905},{"$f":"1.73552525043488*($C$15/mmBTU_to_GJ*$G$15/$F$15)","v":1.9853138567637905},{"$f":"1.73552525043488*($C$15/mmBTU_to_GJ*$G$15/$F$15)","v":1.9853138567637905},{"$f":"1.78000020980835*($C$15/mmBTU_to_GJ*$G$15/$F$15)","v":2.0361899549945894},{"$f":"1.9310736656189*($C$15/mmBTU_to_GJ*$G$15/$F$15)","v":2.2090069307975759},{"$f":"1.98230564594269*($C$15/mmBTU_to_GJ*$G$15/$F$15)","v":2.2676125664233231},{"$f":"1.86225914955139*($C$15/mmBTU_to_GJ*$G$15/$F$15)","v":2.13028816121408},{"$f":"1.87335216999054*($C$15/mmBTU_to_GJ*$G$15/$F$15)","v":2.1429777646558565},{"$f":"1.85759365558624*($C$15/mmBTU_to_GJ*$G$15/$F$15)","v":2.1249511776033034},{"$f":"1.88174879550934*($C$15/mmBTU_to_GJ*$G$15/$F$15)","v":2.152582889668214},{"$f":"1.90431761741638*($C$15/mmBTU_to_GJ*$G$15/$F$15)","v":2.1783999700314376},{"$f":"1.90719401836395*($C$15/mmBTU_to_GJ*$G$15/$F$15)","v":2.1816903621806665},{"$f":"1.91704928874969*($C$15/mmBTU_to_GJ*$G$15/$F$15)","v":2.1929640701570041},{"$f":"1.92595064640045*($C$15/mmBTU_to_GJ*$G$15/$F$15)","v":2.203146571785048},{"$f":"1.94080138206482*($C$15/mmBTU_to_GJ*$G$15/$F$15)","v":2.2201347264029208},{"$f":"1.94636797904968*($C$15/mmBTU_to_GJ*$G$15/$F$15)","v":2.2265025059130679},{"$f":"1.95628917217255*($C$15/mmBTU_to_GJ*$G$15/$F$15)","v":2.2378516246755447},{"$f":"1.96225011348724*($C$15/mmBTU_to_GJ*$G$15/$F$15)","v":2.2446705052354474},{"$f":"1.97535526752472*($C$15/mmBTU_to_GJ*$G$15/$F$15)","v":2.2596618422379557},{"$f":"1.98115420341492*($C$15/mmBTU_to_GJ*$G$15/$F$15)","v":2.2662954004500389},{"$f":"1.98549652099609*($C$15/mmBTU_to_GJ*$G$15/$F$15)","v":2.2712626939320582},{"$f":"1.98988306522369*($C$15/mmBTU_to_GJ*$G$15/$F$15)","v":2.2762805794604768},{"$f":"1.99634909629822*($C$15/mmBTU_to_GJ*$G$15/$F$15)","v":2.2836772457361834},{"$f":"2.00744533538818*($C$15/mmBTU_to_GJ*$G$15/$F$15)","v":2.2963705310789013},{"$f":"2.02021908760071*($C$15/mmBTU_to_GJ*$G$15/$F$15)","v":2.3109827686502347},{"$f":"2.03361201286316*($C$15/mmBTU_to_GJ*$G$15/$F$15)","v":2.3263032948710327},{"$f":"2.04451942443848*($C$15/mmBTU_to_GJ*$G$15/$F$15)","v":2.3387805753580104},{"$f":"(($BB$15-$AH$15)/20+AH15)","v":2.3439232584530902},{"$f":"(($BB$15-$AH$15)/20+AI15)","v":2.3490659415481701},2.3542086246432499,2.3593513077383297,2.3644939908334095,2.3696366739284893,2.3747793570235691,2.3799220401186489,2.3850647232137288,2.3902074063088086,2.3953500894038884,2.4004927724989682,2.405635455594048,2.4107781386891278,2.4159208217842076,2.4210635048792875,2.4262061879743673,2.4313488710694471,2.4364915541645269,{"$f":"(1.04397747398165*AH15)","v":2.4416342372596058},{"$f":"(($BQ$15-$BB$15)/15+BB15)","v":2.4462649790511035},{"$f":"(($BQ$15-$BB$15)/15+BC15)","v":2.4508957208426012},2.4555264626340989,2.4601572044255966,2.4647879462170943,2.469418688008592,2.4740494298000897,2.4786801715915874,2.4833109133830851,2.4879416551745828,2.4925723969660805,2.4972031387575782,2.5018338805490759,2.5064646223405735,{"$f":"(1.02844862093285*BB15)","v":2.511095364132073},{"$f":"(($BV$15-$BQ$15)/5+BQ15)","v":2.5158578441414332},{"$f":"(($BV$15-$BQ$15)/5+BR15)","v":2.5206203241507934},{"$f":"(($BV$15-$BQ$15)/5+BS15)","v":2.5253828041601536},{"$f":"(($BV$15-$BQ$15)/5+BT15)","v":2.5301452841695138},{"$f":"(1.00948287364428*BQ15)","v":2.5349077641788749},{"$f":"+BV15*BW$138/BV$138","v":2.5434781738814416},{"$f":"+BW15*BX$138/BW$138","v":2.5520775597556495},2.5607060197686384,2.5693636522187702,2.5780505557367492,2.5854319192311639,2.592834416728135,2.6002581087376306,2.6077030559428676,2.6151693192008074,2.620869818974227,2.6265827445961101,2.6323081231521006,2.6380459817868847,2.6437963477043169,2.6476946163242814,2.6515986329279162,2.6555084059906031,2.6594239440002214,2.6633452554571648,2.6646584413422429,2.6659722747052119,2.6672867558653164,2.6686018851419582,2.6699176628546981,2.6680266065225413,2.6661368895927571,2.6642485111166696,2.662361470146275,2.6604757657342417]
[{"$f":"'HyARC Physical Property Data'!A76","v":"Commercial Electricity"},2007,1.1446359956438654,{"$f":"'HyARC Physical Property Data'!$H$76","v":"kWh"},"Feed Utility Byprod",null,null,{"$f":"(28.3762531280518/(mmBTU_to_GJ))*($C$16)","v":30.787185546796138},{"$f":"(28.3762531280518/(mmBTU_to_GJ))*($C$16)","v":30.787185546796138},{"$f":"(28.3762531280518/(mmBTU_to_GJ))*($C$16)","v":30.787185546796138},{"$f":"(28.0297355651855/(mmBTU_to_GJ))*($C$16)","v":30.411226802170969},{"$f":"(29.057315826416/(mmBTU_to_GJ))*($C$16)","v":31.52611339498382},{"$f":"(27.6067714691162/(mmBTU_to_GJ))*($C$16)","v":29.952326395321784},{"$f":"(24.8355846405029/(mmBTU_to_GJ))*($C$16)","v":26.94569113969624},{"$f":"(25.5812511444092/(mmBTU_to_GJ))*($C$16)","v":27.754711728432792},{"$f":"(25.4402256011963/(mmBTU_to_GJ))*($C$16)","v":27.601704227895624},{"$f":"(25.4701290130615/(mmBTU_to_GJ))*($C$16)","v":27.634148324211708},{"$f":"(25.6722831726074/(mmBTU_to_GJ))*($C$16)","v":27.853478113486943},{"$f":"(25.7632827758789/(mmBTU_to_GJ))*($C$16)","v":27.952209318694404},{"$f":"(26.1006698608398/(mmBTU_to_GJ))*($C$16)","v":28.31826183235469},{"$f":"(26.4680442810059/(mmBTU_to_GJ))*($C$16)","v":28.716849496052234},{"$f":"(26.885612487793/(mmBTU_to_GJ))*($C$16)","v":29.169895562521408},{"$f":"(27.1694507598877/(mmBTU_to_GJ))*($C$16)","v":29.477849593972547},{"$f":"(27.6201095581055/(mmBTU_to_GJ))*($C$16)","v":29.966797728753303},{"$f":"(28.0024471282958/(mmBTU_to_GJ))*($C$16)","v":30.381619857025179},{"$f":"(28.2454071044922/(mmBTU_to_GJ))*($C$16)","v":30.645222448736249},{"$f":"(28.1863746643066/(mmBTU_to_GJ))*($C$16)","v":30.581174433620486},{"$f":"(28.2032489776611/(mmBTU_to_GJ))*($C$16)","v":30.599482439750659},{"$f":"(28.1397113800049/(mmBTU_to_GJ))*($C$16)","v":30.530546495339259},{"$f":"(28.178466796875/(mmBTU_to_GJ))*($C$16)","v":30.572594689818597},{"$f":"(28.4951820373535/(mmBTU_to_GJ))*($C$16)","v":30.916219016473285},{"$f":"(28.9155654907227/(mmBTU_to_GJ))*($C$16)","v":31.372319521401678},{"$f":"(29.2894115447998/(mmBTU_to_GJ))*($C$16)","v":31.777928668630185},{"$f":"(29.6516952514648/(mmBTU_to_GJ))*($C$16)","v":32.170993096387576},{"$f":"($BB16-$AH16)/20+AH16","v":32.16150778317737},32.152022469967164,32.142537156756958,32.133051843546752,32.123566530336547,32.114081217126341,32.104595903916135,32.095110590705929,32.085625277495723,32.076139964285517,32.066654651075311,32.057169337865105,32.047684024654899,32.038198711444693,32.028713398234487,32.019228085024281,32.009742771814075,32.000257458603869,31.990772145393663,{"$f":"0.994103189054944*AH16","v":31.981286832183478},{"$f":"($BQ16-$BB16)/15+BB16","v":32.001602863802262},32.021918895421045,32.042234927039829,32.062550958658612,32.082866990277395,32.103183021896179,32.123499053514962,32.143815085133745,32.164131116752529,32.184447148371312,32.204763179990096,32.225079211608879,32.245395243227662,32.265711274846446,{"$f":"1.00952871208344*BB16","v":32.286027306465265},{"$f":"($BV16-$BQ16)/5+BQ16","v":32.306536923700044},32.327046540934823,32.347556158169603,32.368065775404382,{"$f":"1.00317623736115*BQ16","v":32.388575392639169},{"$f":"+BV16*BW$139/BV$139","v":32.37431458077026},{"$f":"+BW16*BX$139/BW$139","v":32.360060047990594},32.345811791535453,32.331569808641355,32.317334096546027,32.291448416621037,32.265583470721417,32.239739242239537,32.213915714581077,32.188112871164996,32.152568008354812,32.11706239721736,32.081595994407593,32.046168756628319,32.010780640630173,31.972198945666406,31.933663752136113,31.895175003992414,31.856732645255992,31.818336620015,31.773863996680806,31.729453532919873,31.685105141851508,31.640818736716444,31.596594230876679,31.553423239824536,31.510311234068549,31.467258133016063,31.424263856184528,31.381328323201359]
[{"$f":"'HyARC Physical Property Data'!A77","v":"Industrial Electricity"},2007,1.1446359956438654,{"$f":"'HyARC Physical Property Data'!$H$77","v":"kWh"},"Feed Utility Byprod",null,null,{"$f":"(18.4008941650391/(mmBTU_to_GJ))*($C$17)","v":19.964289870461542},{"$f":"(18.4008941650391/(mmBTU_to_GJ))*($C$17)","v":19.964289870461542},{"$f":"(18.4008941650391/(mmBTU_to_GJ))*($C$17)","v":19.964289870461542},{"$f":"(18.6226921081543/(mmBTU_to_GJ))*($C$17)","v":20.204932438660048},{"$f":"(20.3344097137451/(mmBTU_to_GJ))*($C$17)","v":22.062082756893755},{"$f":"(19.1594867706299/(mmBTU_to_GJ))*($C$17)","v":20.787334801635478},{"$f":"(16.8281726837158/(mmBTU_to_GJ))*($C$17)","v":18.257945208238802},{"$f":"(17.2643089294434/(mmBTU_to_GJ))*($C$17)","v":18.731136910480302},{"$f":"(17.1560707092285/(mmBTU_to_GJ))*($C$17)","v":18.61370244321737},{"$f":"(17.0836048126221/(mmBTU_to_GJ))*($C$17)","v":18.535079624532727},{"$f":"(17.1988334655762/(mmBTU_to_GJ))*($C$17)","v":18.660098452874735},{"$f":"(17.3181438446045/(mmBTU_to_GJ))*($C$17)","v":18.789545803101944},{"$f":"(17.6150741577148/(mmBTU_to_GJ))*($C$17)","v":19.111704215029771},{"$f":"(17.9101543426514/(mmBTU_to_GJ))*($C$17)","v":19.431855306290132},{"$f":"(18.2101707458496/(mmBTU_to_GJ))*($C$17)","v":19.757362011867627},{"$f":"(18.456880569458/(mmBTU_to_GJ))*($C$17)","v":20.025033049385286},{"$f":"(18.8030014038086/(mmBTU_to_GJ))*($C$17)","v":20.400561358238349},{"$f":"(19.0852069854736/(mmBTU_to_GJ))*($C$17)","v":20.706743980935386},{"$f":"(19.30615234375/(mmBTU_to_GJ))*($C$17)","v":20.946461526104674},{"$f":"(19.3043308258057/(mmBTU_to_GJ))*($C$17)","v":20.944485246478358},{"$f":"(19.3253479003906/(mmBTU_to_GJ))*($C$17)","v":20.967287995381685},{"$f":"(19.3248138427734/(mmBTU_to_GJ))*($C$17)","v":20.966708562611643},{"$f":"(19.3542194366455/(mmBTU_to_GJ))*($C$17)","v":20.998612544810026},{"$f":"(19.6148834228516/(mmBTU_to_GJ))*($C$17)","v":21.281423332847481},{"$f":"(19.97239112854/(mmBTU_to_GJ))*($C$17)","v":21.669305976118565},{"$f":"(20.29469871521/(mmBTU_to_GJ))*($C$17)","v":22.018997791636661},{"$f":"(20.5609893798828/(mmBTU_to_GJ))*($C$17)","v":22.307913317786817},22.301336040416132,22.294758763045447,22.288181485674762,22.281604208304078,22.275026930933393,22.268449653562708,22.261872376192024,22.255295098821339,22.248717821450654,22.24214054407997,22.235563266709285,22.2289859893386,22.222408711967915,22.215831434597231,22.209254157226546,22.202676879855861,22.196099602485177,22.189522325114492,22.182945047743807,{"$f":"0.994103189054944*AH17","v":22.17636777037313},22.190455251942488,22.204542733511847,22.218630215081205,22.232717696650564,22.246805178219923,22.260892659789281,22.27498014135864,22.289067622927998,22.303155104497357,22.317242586066715,22.331330067636074,22.345417549205433,22.359505030774791,22.37359251234415,{"$f":"1.00952871208344*BB17","v":22.387679993913494},22.401901711038722,22.416123428163949,22.430345145289177,22.444566862414405,{"$f":"1.00317623736115*BQ17","v":22.458788579539629},{"$f":"+BV17*BW$140/BV$140","v":22.465574719294207},{"$f":"+BW17*BX$140/BW$140","v":22.472362909546415},22.479153150915831,22.485945444022224,22.492739789485537,22.49019603346196,22.487652565117642,22.485109384420049,22.482566491336648,22.480023885834914,22.469826748009918,22.459634235696903,22.449446346797696,22.439263079215074,22.429084430852768,22.41659732007183,22.404117161332831,22.39164395076531,22.379177684500963,22.36671835867363,22.349648462331068,22.332591593441013,22.315547742061138,22.2985168982567,22.281499052100536,22.265499049909142,22.249510537073537,22.233533505343395,22.217567946474304,22.20161385222778]
[{"$f":"'HyARC Physical Property Data'!A78","v":"Residential Electricity"},2007,1.1446359956438654,{"$f":"'HyARC Physical Property Data'!$H$78","v":"kWh"},"Feed Utility Byprod",null,null,{"$f":"(31.2067794799805/(mmBTU_to_GJ))*($C$18)","v":33.858201991380128},{"$f":"(31.2067794799805/(mmBTU_to_GJ))*($C$18)","v":33.858201991380128},{"$f":"(31.2067794799805/(mmBTU_to_GJ))*($C$18)","v":33.858201991380128},{"$f":"(31.181957244873/(mmBTU_to_GJ))*($C$18)","v":33.831270783990192},{"$f":"(31.772819519043/(mmBTU_to_GJ))*($C$18)","v":34.472334506722866},{"$f":"(30.736837387085/(mmBTU_to_GJ))*($C$18)","v":33.348332194795859},{"$f":"(28.6163578033447/(mmBTU_to_GJ))*($C$18)","v":31.047690242590104},{"$f":"(29.8736190795898/(mmBTU_to_GJ))*($C$18)","v":32.411772245167633},{"$f":"(30.101655960083/(mmBTU_to_GJ))*($C$18)","v":32.659183829761808},{"$f":"(30.4253902435303/(mmBTU_to_GJ))*($C$18)","v":33.010423558536921},{"$f":"(30.7938537597656/(mmBTU_to_GJ))*($C$18)","v":33.410192851204634},{"$f":"(30.8830280303955/(mmBTU_to_GJ))*($C$18)","v":33.50694363798025},{"$f":"(31.1491451263428/(mmBTU_to_GJ))*($C$18)","v":33.795670848480235},{"$f":"(31.4898681640625/(mmBTU_to_GJ))*($C$18)","v":34.165342747550469},{"$f":"(31.8156299591064/(mmBTU_to_GJ))*($C$18)","v":34.518782251448862},{"$f":"(32.0206985473633/(mmBTU_to_GJ))*($C$18)","v":34.741274088126325},{"$f":"(32.4303588867188/(mmBTU_to_GJ))*($C$18)","v":35.185740410793606},{"$f":"(32.7907905578613/(mmBTU_to_GJ))*($C$18)","v":35.576795448480595},{"$f":"(32.9940071105957/(mmBTU_to_GJ))*($C$18)","v":35.797277895087667},{"$f":"(32.9234657287598/(mmBTU_to_GJ))*($C$18)","v":35.720743103777878},{"$f":"(32.9201545715332/(mmBTU_to_GJ))*($C$18)","v":35.717150620603661},{"$f":"(32.902271270752/(mmBTU_to_GJ))*($C$18)","v":35.69774790041874},{"$f":"(32.9582405090332/(mmBTU_to_GJ))*($C$18)","v":35.758472454717726},{"$f":"(33.321102142334/(mmBTU_to_GJ))*($C$18)","v":36.152163911508453},{"$f":"(33.7343635559082/(mmBTU_to_GJ))*($C$18)","v":36.600537266567883},{"$f":"(34.1495399475098/(mmBTU_to_GJ))*($C$18)","v":37.050988301988475},{"$f":"(34.4904899597167/(mmBTU_to_GJ))*($C$18)","v":37.420906459985844},37.409873259446485,37.398840058907126,37.387806858367767,37.376773657828409,37.36574045728905,37.354707256749691,37.343674056210332,37.332640855670974,37.321607655131615,37.310574454592256,37.299541254052897,37.288508053513539,37.27747485297418,37.266441652434821,37.255408451895462,37.244375251356104,37.233342050816745,37.222308850277386,37.211275649738027,{"$f":"0.994103189054944*AH18","v":37.200242449198683},37.223873809180851,37.24750516916302,37.271136529145188,37.294767889127357,37.318399249109525,37.342030609091694,37.365661969073862,37.389293329056031,37.412924689038199,37.436556049020368,37.460187409002536,37.483818768984705,37.507450128966873,37.531081488949042,{"$f":"1.00952871208344*BB18","v":37.55471284893126},37.578569385338866,37.602425921746473,37.62628245815408,37.650138994561686,{"$f":"1.00317623736115*BQ18","v":37.673995530969293},{"$f":"+BV18*BW$141/BV$141","v":37.657407528684409},{"$f":"+BW18*BX$141/BW$141","v":37.640826830159476},37.62425343217862,37.607687331527387,37.59112852499274,37.561018618089207,37.530932828750899,37.500871137660013,37.47083352551423,37.440819973026684,37.399474622500279,37.358174929040445,37.316920842228761,37.275712311702456,37.234549287154408,37.189671530537417,37.144847863820196,37.100078221809703,37.055362539391488,37.010700751529562,36.958970738942355,36.907313029611991,36.855727522479896,36.804214116628756,36.752772711282311,36.70255674147662,36.652409382647399,36.602330541050243,36.552320123068824,36.502378035214747]
[]
[]
[]
["AEO_2013_Reference_Case",{"$f":"\"Prices are in $(\" & ref_year&\")/GJ LHV\"","v":"Prices are in $(2016)/GJ LHV"},null,null,null,null,null,null,null,null,null,null,null,null,null,null,null,null,null,null,null,null,null,null,null,null,null,null,null,null,null,null,null,null,null,null,null,null,null,null,null,null,null,null,"Except as noted,values are extrapolated based on PNNL mini-CAM model (see AEO Data tab)"]
["Year","Source Data Year","Reference year Conversion","Display Units","Use Category","LHV (MJ/kg)","HHV (MJ/kg)",2004,2005,2006,2007,2008,2009,2010,2011,2012,2013,2014,2015,2016,2017,2018,2019,2020,2021,2022,2023,2024,2025,2026,2027,2028,2029,2030,2031,2032,2033,2034,2035,2036,2037,2038,2039,2040,2041,2042,2043,2044,2045,2046,2047,2048,2049,2050,2051,2052,2053,2054,2055,2056,2057,2058,2059,2060,2061,2062,2063,2064,2065,2066,2067,2068,2069,2070,{"$f":"+BV23+1","v":2071},{"$f":"+BW23+1","v":2072},{"$f":"+BX23+1","v":2073},{"$f":"+BY23+1","v":2074},{"$f":"+BZ23+1","v":2075},{"$f":"+CA23+1","v":2076},{"$f":"+CB23+1","v":2077},{"$f":"+CC23+1","v":2078},{"$f":"+CD23+1","v":2079},{"$f":"+CE23+1","v":2080},{"$f":"+CF23+1","v":2081},{"$f":"+CG23+1","v":2082},{"$f":"+CH23+1","v":2083},{"$f":"+CI23+1","v":2084},{"$f":"+CJ23+1","v":2085},{"$f":"+CK23+1","v":2086},{"$f":"+CL23+1","v":2087},{"$f":"+CM23+1","v":2088},{"$f":"+CN23+1","v":2089},{"$f":"+CO23+1","v":2090},{"$f":"+CP23+1","v":2091},{"$f":"+CQ23+1","v":2092},{"$f":"+CR23+1","v":2093},{"$f":"+CS23+1","v":2094},{"$f":"+CT23+1","v":2095},{"$f":"+CU23+1","v":2096},{"$f":"+CV23+1","v":2097},{"$f":"+CW23+1","v":2098},{"$f":"+CX23+1","v":2099},{"$f":"+CY23+1","v":2100}]
["Feedstock Type"]
[{"$f":"'HyARC Physical Property Data'!A73","v":"Residential Natural Gas"},2011,{"$f":"VLOOKUP(ref_year,DeflatorTable,2,FALSE)/VLOOKUP(B25,DeflatorTable,2,FALSE)","v":1.0784554773635862},{"$f":"'HyARC Physical Property Data'!H73","v":"mmBtu"},"Feed Utility",{"$f":"'HyARC Physical Property Data'!$E$6","v":47.141269049911173},{"$f":"'HyARC Physical Property Data'!$I$6","v":52.224661236371581},14.386141835345208,14.386141835345208,14.386141835345208,13.326716630976858,13.627764477872551,11.254339733155913,{"$f":"((N42/(mmBTU_to_GJ))*($C25))*($G25/$F25)","v":12.864072624231563},12.23325661230241,11.850527062684614,11.865842495866545,11.611695090166418,11.50138750593943,12.075204376866452,12.446344297440779,12.907270435435697,13.164777859640022,13.336162585082695,13.544264034469807,13.819651921148951,14.079086797828554,14.2515190517904,14.353207458115314,14.54298904928118,14.646583391279357,14.81893750527599,14.987454833734297,15.139899111087075,15.341580626230741,15.539442342785032,15.781889138041823,16.136390908341905,16.532635274551915,17.01379173629439,17.457934768717273,17.940794455208763,18.182559507580642,18.530579058157759,{"$f":"($BB25-$AR25)/10+AR25","v":18.537819201300856},{"$f":"($BB25-$AR25)/10+AS25","v":18.545059344443953},18.552299487587049,18.559539630730146,18.566779773873243,18.57401991701634,18.581260060159437,18.588500203302534,18.595740346445631,{"$f":"'AEO Data'!$B$30*AM25","v":18.602980489588727},{"$f":"($BQ25-$BB25)/15+BB25","v":18.754563729723429},{"$f":"($BQ25-$BB25)/15+BC25","v":18.906146969858131},19.057730209992833,19.209313450127535,19.360896690262237,19.512479930396939,19.664063170531641,19.815646410666343,19.967229650801045,20.118812890935747,20.270396131070449,20.42197937120515,20.573562611339852,20.725145851474554,{"$f":"'AEO Data'!$C$30*BB25","v":20.876729091609249},{"$f":"($BV25-$BQ25)/5+BQ25","v":20.996057748553792},{"$f":"($BV25-$BQ25)/5+BR25","v":21.115386405498334},{"$f":"($BV25-$BQ25)/5+BS25","v":21.234715062442877},{"$f":"($BV25-$BQ25)/5+BT25","v":21.35404371938742},{"$f":"'AEO Data'!$D$30*BQ25","v":21.473372376331962},{"$f":"+BV25*BW$133/BV$133","v":21.544670286660121},{"$f":"+BW25*BX$133/BW$133","v":21.616204927015033},21.687977083409997,21.759987544468107,21.832237101430913,21.878825528741867,21.925513372413558,21.972300844593363,22.01918815788137,22.066175525331335,22.081432025482624,22.096699073941053,22.111976677999699,22.127264844956677,22.142563582115145,22.147749174896123,22.152935982097123,22.158124004002548,22.163313240896873,22.16850369306464,22.176370321670593,22.184239741797636,22.19211195443636,22.199986960577704,22.207864761212956,22.219988729743012,22.232119317126994,22.244256526978344,22.256400362912476,22.268550828546775]
[{"$f":"'HyARC Physical Property Data'!A71","v":"Commercial Natural Gas"},2011,{"$f":"VLOOKUP(ref_year,DeflatorTable,2,FALSE)/VLOOKUP(B26,DeflatorTable,2,FALSE)","v":1.0784554773635862},{"$f":"'HyARC Physical Property Data'!H71","v":"mmBtu"},"Feed Utility",{"$f":"'HyARC Physical Property Data'!$E$6","v":47.141269049911173},{"$f":"'HyARC Physical Property Data'!$I$6","v":52.224661236371581},12.491836786393147,12.491836786393147,12.491836786393147,11.540201846875071,11.906633267965836,9.3536765847618941,{"$f":"((N43/(mmBTU_to_GJ))*($C26))*($G26/$F26)","v":10.64172897994356},10.007420451308324,9.1421449075231607,9.5837353677490551,9.3261316841672954,9.1778922429136323,9.6950621689136156,9.9937516197122047,10.387270146845841,10.589454475678709,10.722185964995566,10.884038747145405,11.119862897234498,11.337766948634531,11.475270638145757,11.543938680619837,11.704619363291469,11.764049902921345,11.890869934000278,12.010138700035061,12.114209809067368,12.267307517723458,12.405684336411204,12.591270151184064,12.891290246317817,13.22904741479684,13.658744745824521,14.044020072859722,14.474602990159831,14.664146764040265,14.963148774699713,{"$f":"($BB26-$AR26)/10+AR26","v":14.955403062800835},14.947657350901958,14.93991163900308,14.932165927104203,14.924420215205325,14.916674503306448,14.90892879140757,14.901183079508693,14.893437367609815,{"$f":"'AEO Data'!$B$30*AM26","v":14.885691655710941},{"$f":"($BQ26-$BB26)/15+BB26","v":15.006985196500363},15.128278737289785,15.249572278079206,15.370865818868628,15.49215935965805,15.613452900447472,15.734746441236894,15.856039982026315,15.977333522815737,16.098627063605161,16.219920604394584,16.341214145184008,16.462507685973431,16.583801226762855,{"$f":"'AEO Data'!$C$30*BB26","v":16.705094767552271},{"$f":"($BV26-$BQ26)/5+BQ26","v":16.800578907524393},16.896063047496515,16.991547187468637,17.087031327440759,{"$f":"'AEO Data'!$D$30*BQ26","v":17.182515467412887},{"$f":"+BV26*BW$134/BV$134","v":17.239566471118206},{"$f":"+BW26*BX$134/BW$134","v":17.296806900931124},17.354237385802019,17.41185855676957,17.469671046967683,17.506950071372589,17.544308646540465,17.581746942226928,17.619265128549845,17.656863375990099,17.669071288433191,17.681287641397287,17.693512440718141,17.705745692235549,17.717987401793337,17.722136797920101,17.726287165798784,17.730438505656959,17.734590817722253,17.738744102222352,17.745038803647411,17.751335738785624,17.75763490842964,17.763936313372383,17.770239954407064,17.779941284647286,17.789647911147362,17.799359836798683,17.809077064494225,17.818799597128535]
[{"$f":"'HyARC Physical Property Data'!A72","v":"Industrial Natural Gas"},2011,{"$f":"VLOOKUP(ref_year,DeflatorTable,2,FALSE)/VLOOKUP(B27,DeflatorTable,2,FALSE)","v":1.0784554773635862},{"$f":"'HyARC Physical Property Data'!H72","v":"mmBtu"},"Feed Utility",{"$f":"'HyARC Physical Property Data'!$E$6","v":47.141269049911173},{"$f":"'HyARC Physical Property Data'!$I$6","v":52.224661236371581},8.3524006010892204,8.3524006010892204,8.3524006010892204,7.891606632326889,9.2420298006250725,5.091378564817072,{"$f":"((N44/(mmBTU_to_GJ))*($C27))*($G27/$F27)","v":6.2103832410803772},5.5375335901824529,4.2577062790619404,4.9080821964863821,4.9545856679580433,5.0083584211211258,5.5106070111550416,5.7392570064668833,6.0261280706426819,6.171696031056638,6.2618559613543372,6.3878674136627964,6.5997410981821893,6.8069026030602018,6.91936073502547,6.9660068968683904,7.0844183882123479,7.1287611197763514,7.2441206226239103,7.3454421108512973,7.4306384546630166,7.5610393345826239,7.6680605104175692,7.8321068739097237,8.1183505534372813,8.4316589725104603,8.8481676363659503,9.2337204169008231,9.6247135509558071,9.783781605939545,10.057511566400239,{"$f":"($BB27-$AR27)/10+AR27","v":10.000514100600522},9.9435166348008064,9.8865191690010903,9.8295217032013742,9.7725242374016581,9.715526771601942,9.6585293058022259,9.6015318400025098,9.5445343742027937,{"$f":"'AEO Data'!$B$30*AM27","v":9.4875369084030705},9.5648444982421381,9.6421520880812057,9.7194596779202733,9.7967672677593409,9.8740748575984085,9.9513824474374761,10.028690037276544,10.105997627115611,10.183305216954679,10.260612806793747,10.337920396632814,10.415227986471882,10.492535576310949,10.569843166150017,{"$f":"'AEO Data'!$C$30*BB27","v":10.647150755989088},10.708008479170871,10.768866202352655,10.829723925534438,10.890581648716221,{"$f":"'AEO Data'!$D$30*BQ27","v":10.951439371898008},{"$f":"+BV27*BW$135/BV$135","v":10.987801370778188},{"$f":"+BW27*BX$135/BW$135","v":11.024284102186545},11.060887966990576,11.097613367388767,11.134460706915034,11.158220847063788,11.18203168964661,11.205893342858859,11.229805915126768,11.253769515107949,11.261550344011113,11.26933655256048,11.277128144475522,11.284925123478285,11.292727493293389,11.295372150311067,11.298017426684055,11.300663322557401,11.303309838076188,11.305956973385531,11.309968961103596,11.31398237249995,11.317997208079792,11.3220134683485,11.326031153811636,11.332214388749156,11.338400999308178,11.344590987331557,11.350784354663158,11.356981103147852]
[{"$f":"'HyARC Physical Property Data'!A74","v":"Electric Utility Natural Gas"},2011,1.0784554773635862,{"$f":"'HyARC Physical Property Data'!H74","v":"mmBtu"},"Feed Utility",{"$f":"'HyARC Physical Property Data'!$E$6","v":47.141269049911173},{"$f":"'HyARC Physical Property Data'!$I$6","v":52.224661236371581},7.4079259090132386,7.4079259090132386,7.4079259090132386,7.3706710915002853,9.3158925097981644,4.7837623175056114,{"$f":"((N45/(mmBTU_to_GJ))*($C28))*($G28/$F28)","v":5.9546786983922937},5.4071882009627821,3.7617666418716023,4.2077012311780857,4.2560449554536968,4.351004265064101,4.8499075586162492,5.0379587459147714,5.3255342022407595,5.4610005903401024,5.5453996800139871,5.6707180648048965,5.8914702613138141,6.1025908577626655,6.248858680473754,6.3168359203568114,6.465015341057482,6.5238626621064135,6.6439853054422287,6.7551648863824747,6.8546302673202151,7.0027927010719244,7.1267928986235729,7.2997143767154569,7.5856330392862574,7.9050986611256384,8.3181385900035885,8.6915977953425259,9.0845976543012643,9.2352243281153736,9.4875314810115476,{"$f":"($BB28-$AR28)/10+AR28","v":9.4282819947225889},9.3690325084336301,9.3097830221446713,9.2505335358557126,9.1912840495667538,9.1320345632777951,9.0727850769888363,9.0135355906998775,8.9542861044109188,{"$f":"'AEO Data'!$B$30*AM28","v":8.8950366181219671},8.967516319557248,9.039996020992529,9.1124757224278099,9.1849554238630908,9.2574351252983718,9.3299148267336527,9.4023945281689336,9.4748742296042145,9.5473539310394955,9.6198336324747764,9.6923133339100573,9.7647930353453383,9.8372727367806192,9.9097524382159001,{"$f":"'AEO Data'!$C$30*BB28","v":9.9822321396511793},10.039289274861693,10.096346410072206,10.153403545282719,10.210460680493233,{"$f":"'AEO Data'!$D$30*BQ28","v":10.26751781570375},{"$f":"+BV28*BW$136/BV$136","v":10.301608993916805},{"$f":"+BW28*BX$136/BW$136","v":10.335813364865709},10.37013130438363,10.404563189551611,10.439109398702717,10.461385709057588,10.483709555460226,10.506081039349146,10.528500262379325,10.550967326422667,10.558262239599943,10.565562196462466,10.572867200497431,10.580177255194439,10.587492364045506,10.589971861226042,10.592451939082915,10.594932597752113,10.597413837369656,10.599895658071597,10.603657095629963,10.607419867957365,10.611183975527453,10.614949418814046,10.618716198291134,10.624513287853858,10.630313542229239,10.636116963145044,10.641923552329986,10.647733311513726]
[{"$f":"'HyARC Physical Property Data'!A75","v":"Bio Methane"},2007,1.1446359956438654,{"$f":"'HyARC Physical Property Data'!H75","v":"mmBtu"},"Feed Utility",{"$f":"'HyARC Physical Property Data'!$E$6","v":47.141269049911173},{"$f":"'HyARC Physical Property Data'!$I$6","v":52.224661236371581},12.42654028436019,12.42654028436019,12.42654028436019,12.42654028436019,12.42654028436019,12.42654028436019,{"$f":"13.11*($C$29/mmBTU_to_GJ)","v":14.223865310797228},14.223865310797228,14.223865310797228,14.223865310797228,14.223865310797228,14.223865310797228,14.223865310797228,14.223865310797228,14.223865310797228,14.223865310797228,14.223865310797228,14.223865310797228,14.223865310797228,14.223865310797228,14.223865310797228,14.223865310797228,14.223865310797228,14.223865310797228,14.223865310797228,14.223865310797228,14.223865310797228,14.223865310797228,14.223865310797228,14.223865310797228,14.223865310797228,14.223865310797228,{"$f":"13.11*($C$29/mmBTU_to_GJ)","v":14.223865310797228},14.223865310797228,14.223865310797228,14.223865310797228,14.223865310797228,14.223865310797228,14.223865310797228,14.223865310797228,14.223865310797228,14.223865310797228,14.223865310797228,14.223865310797228,14.223865310797228,14.223865310797228,14.223865310797228,14.223865310797228,14.223865310797228,14.223865310797228,14.223865310797228,14.223865310797228,14.223865310797228,14.223865310797228,14.223865310797228,14.223865310797228,14.223865310797228,14.223865310797228,14.223865310797228,14.223865310797228,14.223865310797228,14.223865310797228,14.223865310797228,14.223865310797228,14.223865310797228,14.223865310797228,14.223865310797228,{"$f":"+BV29*BW$136/BV$136","v":14.271092726019944},{"$f":"+BW29*BX$136/BW$136","v":14.318476950147966},14.366018503832969,14.413717909455341,14.461575691129934,14.49243565590395,14.523361473628309,14.554353284828478,14.585411230329802,14.616535451258134,14.626641288360148,14.636754112613382,14.646873928848736,14.657000741900452,14.667134556606111,14.670569469948116,14.674005187716483,14.6774417100996,14.6808790372859,14.684317169463862,14.689527988881515,14.69474065739019,14.699955175646044,14.705171544305472,14.710389764025104,14.718420626266095,14.726455872806168,14.734495506038849,14.74253952835897,14.750587942162673]
[{"$f":"'HyARC Physical Property Data'!A85","v":"Woody Biomass"},2005,{"$f":"VLOOKUP(ref_year,DeflatorTable,2,FALSE)/VLOOKUP(B30,DeflatorTable,2,FALSE)","v":1.2112501494873942},{"$f":"+'HyARC Physical Property Data'!$H$85","v":"kg"},"Feed",{"$f":"'HyARC Physical Property Data'!$E$45","v":19.551069237418005},{"$f":"'HyARC Physical Property Data'!$I$45","v":20.588656379262464},1.3438238843289665,1.3438238843289665,1.3438238843289665,1.3438238843289665,1.3438238843289665,1.3438238843289665,{"$f":"1.27*($C$30)","v":1.5382876898489906},{"$f":"1.27*($C$30)","v":1.5382876898489906},{"$f":"1.28*($C$30)","v":1.5504001913438645},{"$f":"1.32*($C$30)","v":1.5988501973233604},{"$f":"1.32*($C$30)","v":1.5988501973233604},{"$f":"1.34*($C$30)","v":1.6230752003131084},{"$f":"1.34*($C$30)","v":1.6230752003131084},{"$f":"1.36*($C$30)","v":1.6473002033028561},{"$f":"1.36*($C$30)","v":1.6473002033028561},{"$f":"1.38*($C$30)","v":1.6715252062926038},{"$f":"1.4*($C$30)","v":1.6957502092823518},{"$f":"1.46*($C$30)","v":1.7684252182515954},{"$f":"1.48*($C$30)","v":1.7926502212413433},{"$f":"1.48*($C$30)","v":1.7926502212413433},{"$f":"1.51*($C$30)","v":1.8289877257259652},{"$f":"1.52*($C$30)","v":1.8411002272208392},{"$f":"1.62*($C$30)","v":1.9622252421695787},{"$f":"1.72*($C$30)","v":2.083350257118318},{"$f":"1.82*($C$30)","v":2.2044752720670573},{"$f":"1.91*($C$30)","v":2.3134877855209228},{"$f":"2.01*($C$30)","v":2.4346128004696621},{"$f":"2.11*($C$30)","v":2.5557378154184014},{"$f":"2.2*($C$30)","v":2.6647503288722674},{"$f":"2.3*($C$30)","v":2.7858753438210062},{"$f":"2.4*($C$30)","v":2.9070003587697459},{"$f":"2.5*($C$30)","v":3.0281253737184857},{"$f":"2.57*($C$30)","v":3.1129128841826028},{"$f":"2.64*($C$30)","v":3.1977003946467208},{"$f":"2.71*($C$30)","v":3.282487905110838},{"$f":"2.78*($C$30)","v":3.3672754155749556},{"$f":"2.85*($C$30)","v":3.4520629260390736},{"$f":"2.92*($C$30)","v":3.5368504365031908},{"$f":"2.99*($C$30)","v":3.6216379469673088},{"$f":"3.07*($C$30)","v":3.7185379589263001},{"$f":"3.14*($C$30)","v":3.8033254693904177},{"$f":"3.21*($C$30)","v":3.8881129798545353},{"$f":"3.28*($C$30)","v":3.9729004903186529},{"$f":"3.35*($C$30)","v":4.0576880007827709},{"$f":"3.42*($C$30)","v":4.1424755112468876},{"$f":"3.49*($C$30)","v":4.2272630217110061},{"$f":"3.56*($C$30)","v":4.3120505321751237},{"$f":"3.64*($C$30)","v":4.4089505441341146},{"$f":"3.71*($C$30)","v":4.4937380545982322},{"$f":"3.78*($C$30)","v":4.5785255650623498},{"$f":"3.85*($C$30)","v":4.6633130755264673},{"$f":"3.92*($C$30)","v":4.7481005859905849},{"$f":"3.99*($C$30)","v":4.8328880964547034},{"$f":"4.06*($C$30)","v":4.9176756069188201},{"$f":"4.14*($C$30)","v":5.0145756188778119},{"$f":"4.21*($C$30)","v":5.0993631293419295},{"$f":"4.28*($C$30)","v":5.1841506398060471},{"$f":"4.35*($C$30)","v":5.2689381502701647},{"$f":"4.42*($C$30)","v":5.3537256607342822},{"$f":"4.49*($C$30)","v":5.4385131711983998},{"$f":"4.56*($C$30)","v":5.5233006816625174},{"$f":"4.63*($C$30)","v":5.608088192126635},{"$f":"4.71*($C$30)","v":5.7049882040856268},{"$f":"4.78*($C$30)","v":5.7897757145497444},{"$f":"4.85*($C$30)","v":5.8745632250138611},{"$f":"4.92*($C$30)","v":5.9593507354779796},{"$f":"4.99*($C$30)","v":6.0441382459420971},{"$f":"+BV30*BW$137/BV$137","v":6.0586659764672328},{"$f":"+BW30*BX$137/BW$137","v":6.0732286259412112},6.0878262782954495,6.1024590176630999,6.1171269283795393,6.1299667153690152,6.1428334529403346,6.155727197662495,6.1686480062232301,6.18159593542926,6.197524392005751,6.2134938923080965,6.229504542095909,6.245556447401321,6.2616497145296828,6.2750522655841658,6.2884835037072264,6.3019434903011975,6.3154322868998385,6.3289499551686168,6.3413225489579119,6.3537193301840116,6.3661403461314299,6.3785856441771198,6.3910552717906537,6.4057772391562917,6.4205331189689208,6.4353229893467718,6.4501469285880244,6.4650050151712186]
[{"$f":"'HyARC Physical Property Data'!$A$87","v":"Woody Biomass MYPP"},2007,{"$f":"VLOOKUP(ref_year,DeflatorTable,2,FALSE)/VLOOKUP(B31,DeflatorTable,2,FALSE)","v":1.1446359956438654},{"$f":"+'HyARC Physical Property Data'!$H$87","v":"kg"},"Feed",18.608000000000001,null,4.4443250214961303,4.4443250214961303,4.4443250214961303,4.4443250214961303,4.4443250214961303,4.4443250214961303,{"$f":"4.44432502149613*$C$31","v":5.0871343959451663},{"$f":"N31-($N$31-$U$31)/7","v":4.9664808197552768},4.8458272435653873,4.7251736673754978,4.6045200911856083,4.4838665149957189,4.3632129388058294,{"$f":"3.70647033533964*$C$31","v":4.2425593626159408},{"$f":"3.70647033533964*$C$31","v":4.2425593626159408},4.2425593626159408,4.2425593626159408,4.2425593626159408,4.2425593626159408,4.2425593626159408,4.2425593626159408,4.2425593626159408,4.2425593626159408,4.2425593626159408,4.2425593626159408,4.2425593626159408,4.2425593626159408,4.2425593626159408,4.2425593626159408,4.2425593626159408,4.2425593626159408,4.2425593626159408,4.2425593626159408,4.2425593626159408,4.2425593626159408,4.2425593626159408,4.2425593626159408,4.2425593626159408,4.2425593626159408,4.2425593626159408,4.2425593626159408,4.2425593626159408,4.2425593626159408,4.2425593626159408,4.2425593626159408,4.2425593626159408,4.2425593626159408,4.2425593626159408,4.2425593626159408,4.2425593626159408,4.2425593626159408,4.2425593626159408,4.2425593626159408,4.2425593626159408,4.2425593626159408,4.2425593626159408,4.2425593626159408,4.2425593626159408,4.2425593626159408,4.2425593626159408,4.2425593626159408,4.2425593626159408,4.2425593626159408,4.2425593626159408,4.2425593626159408,4.2425593626159408,4.2425593626159408,{"$f":"+BV31*BW$137/BV$137","v":4.2527568062628252},{"$f":"+BW31*BX$137/BW$137","v":4.2629787605524712},4.2732252843988219,4.2834964368574244,4.2937922771257746,4.302804903291757,4.3118364468680763,4.3208869475621841,4.3299564451648767,4.3390449795504713,4.3502256342328796,4.361435098720146,4.3726734472480695,4.3839407542437394,4.3952370943260251,4.4046447412304142,4.4140725244365262,4.4235204870444758,4.4329886722466272,4.4424771233277953,4.4511618127714661,4.4598634800922632,4.4685821584805847,4.4773178811917154,4.486070681545951,4.4964044657748525,4.5067620541531026,4.5171435015141972,4.5275488628179446,4.537978193150753]
[{"$f":"'HyARC Physical Property Data'!A79","v":"Electric Utility Steam Coal"},2011,{"$f":"VLOOKUP(ref_year,DeflatorTable,2,FALSE)/VLOOKUP(B32,DeflatorTable,2,FALSE)","v":1.0784554773635862},{"$f":"+'HyARC Physical Property Data'!$H$79","v":"kg"},"Feed",{"$f":"'HyARC Physical Property Data'!E42","v":22.7322030001394},{"$f":"'HyARC Physical Property Data'!I42","v":23.967615189707661},1.7344499599167666,1.7344499599167666,1.7344499599167666,1.7788973636542149,1.9298772179141501,1.9810774561110811,{"$f":"N50*($C32/mmBTU_to_GJ*$G32/$F32)","v":2.4767433408545654},2.5651337544408896,2.592373750453385,2.5186929778253004,2.5813167306269946,2.582493674349621,2.6495298883238707,2.6645951990883976,2.6731948638895253,2.6770339422228524,2.7117742599988581,2.7445379158817356,2.7930415773737955,2.8325090702115565,2.8662642904028734,2.9010186194136725,2.940829926397512,2.9767170098519729,3.0091724185694009,3.0482659192169139,3.0901131663949291,3.1223497842921248,3.1512808285654264,3.1840250842770517,3.2199865350546464,3.2659164404939314,3.3055854795552553,3.3425050832352436,3.3788577707997551,3.4165792482248296,3.4505834372805482,{"$f":"($BB32-$AR32)/10+AR32","v":3.4478678685678643},3.44515229985518,3.4424367311424957,3.4397211624298114,3.4370055937171271,3.4342900250044428,3.4315744562917585,3.4288588875790742,3.4261433188663899,{"$f":"('AEO Data'!$B$28*AM32)","v":3.4234277501537074},{"$f":"(($BQ$32-$BB$32)/15+BB32)","v":3.435442052510095},{"$f":"(($BQ$32-$BB$32)/15+BC32)","v":3.4474563548664827},3.4594706572228704,3.4714849595792581,3.4834992619356457,3.4955135642920334,3.5075278666484211,3.5195421690048088,3.5315564713611964,3.5435707737175841,3.5555850760739718,3.5675993784303595,3.5796136807867471,3.5916279831431348,{"$f":"('AEO Data'!$C$28*BB32)","v":3.6036422854995251},{"$f":"(($BV$32-$BQ$32)/5+BQ32)","v":3.6151952056451568},{"$f":"(($BV$32-$BQ$32)/5+BR32)","v":3.6267481257907885},{"$f":"(($BV$32-$BQ$32)/5+BS32)","v":3.6383010459364202},{"$f":"(($BV$32-$BQ$32)/5+BT32)","v":3.6498539660820519},{"$f":"('AEO Data'!$D$28*BQ32)","v":3.6614068862276832},{"$f":"+BV32*BW$138/BV$138","v":3.6737859390461725},{"$f":"+BW32*BX$138/BW$138","v":3.6862068448882255},3.6986697452570407,3.7111747821342336,3.7237220979814545,3.7343836989714818,3.7450758257990131,3.7557985658643127,3.766552006817887,3.7773362365611991,3.7855700072018039,3.7938217256698499,3.8020914310876934,3.8103791626629699,3.818684959688778,3.8243155975254672,3.8299545377182778,3.8356017925090047,3.841257374157494,3.846921294941668,3.8488180534393406,3.8507157471505309,3.852614376536355,3.8545139420581549,3.8564144441775015,3.853683012772128,3.8509535159922028,3.8482259524674642,3.8455003208286209,3.8427766197073518]
[{"$f":"'HyARC Physical Property Data'!A76","v":"Commercial Electricity"},2011,1.0784554773635862,{"$f":"'HyARC Physical Property Data'!$H$76","v":"kWh"},"Feed Utility Byprod",null,null,26.896922396257633,26.896922396257633,26.896922396257633,26.568469730033652,27.542479456318485,26.167555894896875,{"$f":"(N51/(mmBTU_to_GJ))*($C33)","v":31.170510750229255},30.647202241072566,29.096288196984492,28.387905483352725,28.463304343594306,28.350595012766668,28.857908647179944,29.151791342575894,29.281852050913265,29.2121521378625,29.201670163962135,29.313283661356845,29.301901100465429,29.26493001112912,29.269341967375848,29.119158608733361,29.009605932421458,29.000424238490005,29.116216623080415,29.212683698856079,29.289319460640414,29.420953385072249,29.555370849091627,29.728290707001914,29.921887265329854,30.317863405172005,30.770945551447749,31.181233971042094,31.632038582906873,32.176370329359735,32.452971159068191,{"$f":"($BB33-$AR33)/10+AR33","v":32.16388259843756},31.874794037806929,31.585705477176298,31.296616916545666,31.007528355915035,30.718439795284404,30.429351234653772,30.140262674023141,29.85117411339251,{"$f":"'AEO Data'!$B$33*AM33","v":29.562085552761868},{"$f":"($BQ33-$BB33)/15+BB33","v":29.579309127727463},29.596532702693057,29.613756277658652,29.630979852624247,29.648203427589841,29.665427002555436,29.682650577521031,29.699874152486625,29.71709772745222,29.734321302417815,29.751544877383409,29.768768452349004,29.785992027314599,29.803215602280194,{"$f":"'AEO Data'!$C$33*BB33","v":29.82043917724577},{"$f":"($BV33-$BQ33)/5+BQ33","v":29.800359578005001},29.780279978764231,29.760200379523461,29.740120780282691,{"$f":"'AEO Data'!$D$33*BQ33","v":29.720041181041928},{"$f":"+BV33*BW$139/BV$139","v":29.706955334848292},{"$f":"+BW33*BX$139/BW$139","v":29.693875250402076},29.680800925166359,29.667732356605345,29.654669542184347,29.630916614985676,29.607182713510749,29.583467822520262,29.559771926787111,29.536095011096396,29.503478732865982,29.470898472315131,29.438354189670047,29.405845845200851,29.373373399221538,29.33797049714088,29.302610265183901,29.267292651921498,29.232017605986552,29.196785076073859,29.155976606392862,29.115225174882106,29.074530701819103,29.033893107592792,28.993312312703377,28.95369823223389,28.914138277190098,28.874632373619477,28.835180447670528,28.795782425592659]
[{"$f":"'HyARC Physical Property Data'!A77","v":"Industrial Electricity"},2011,1.0784554773635862,{"$f":"'HyARC Physical Property Data'!$H$77","v":"kWh"},"Feed Utility Byprod",null,null,17.44160584363896,17.44160584363896,17.44160584363896,17.651840860809763,19.274322003549859,18.160650967421709,{"$f":"(N52/(mmBTU_to_GJ))*($C34)","v":20.71088694517794},20.419854234493727,18.84589804356655,18.546331734469991,18.447325432717289,18.282111164748592,18.776485377898855,19.0506124045218,19.200702739990415,19.143487354660063,19.136493238663739,19.273625752681113,19.383161051037455,19.514271592337145,19.584716713011606,19.608427400023405,19.702865343929336,19.792952665549336,19.899804603120767,20.04636516914546,20.164927804298578,20.308580118348768,20.474707240100674,20.654018096726102,20.882864304557295,21.257348002303171,21.736726062038347,22.152611205555505,22.558073664667731,22.988629891607754,23.250100655420045,{"$f":"($BB34-$AR34)/10+AR34","v":22.997834080640374},22.745567505860702,22.493300931081031,22.241034356301359,21.988767781521688,21.736501206742016,21.484234631962345,21.231968057182673,20.979701482403001,{"$f":"'AEO Data'!$B$33*AM34","v":20.727434907623323},{"$f":"($BQ34-$BB34)/15+BB34","v":20.739511204755296},20.751587501887268,20.763663799019241,20.775740096151214,20.787816393283187,20.79989269041516,20.811968987547132,20.824045284679105,20.836121581811078,20.848197878943051,20.860274176075023,20.872350473206996,20.884426770338969,20.896503067470942,{"$f":"'AEO Data'!$C$33*BB34","v":20.908579364602893},20.894500568115706,20.880421771628519,20.866342975141333,20.852264178654146,{"$f":"'AEO Data'!$D$33*BQ34","v":20.838185382166952},{"$f":"+BV34*BW$140/BV$140","v":20.844481841022439},{"$f":"+BW34*BX$140/BW$140","v":20.850780202413748},20.857080466915747,20.863382635103481,20.869686707552159,20.867326506359717,20.864966572087891,20.862606904706492,20.860247504185345,20.857888370494265,20.848427047697971,20.838970016641447,20.829517275377921,20.82006882196151,20.810624654447203,20.799038600799683,20.787458997541872,20.775885841082598,20.764319127832685,20.752758854204956,20.736920704111466,20.721094641422845,20.705280656914191,20.689478741367644,20.673688885572378,20.658843427163145,20.644008629049544,20.629184483576587,20.614370983094769,20.59956811996009]
[{"$f":"'HyARC Physical Property Data'!A78","v":"Residential Electricity"},2011,1.0784554773635862,{"$f":"'HyARC Physical Property Data'!$H$78","v":"kWh"},"Feed Utility Byprod",null,null,29.579885763014694,29.579885763014694,29.579885763014694,29.556357578078675,30.116416605727963,29.134443020933652,{"$f":"(N53/(mmBTU_to_GJ))*($C35)","v":35.290357875264071},35.099254542442559,34.006324250330664,33.273068571129983,33.741332917168577,33.797427935481679,34.324839686615753,34.578308413009267,34.586867567238613,34.390554936680012,34.362805408349665,34.407138617447096,34.440296778887124,34.452805840191871,34.592323223051601,34.714384960668241,34.884790126185806,35.027523453056702,35.17875868912688,35.278238284610403,35.329988814033648,35.457572652587459,35.581268940259363,35.700168912196872,35.86250559517147,36.208798160069257,36.632705785658793,36.980264896847054,37.31435507024409,37.726607198816652,37.92339618980413,{"$f":"($BB35-$AR35)/10+AR35","v":37.661673404423048},37.399950619041967,37.138227833660885,36.876505048279803,36.614782262898721,36.35305947751764,36.091336692136558,35.829613906755476,35.567891121374394,{"$f":"'AEO Data'!$B$33*AM35","v":35.306168335993306},{"$f":"($BQ35-$BB35)/15+BB35","v":35.326738550364603},35.347308764735899,35.367878979107196,35.388449193478493,35.40901940784979,35.429589622221087,35.450159836592384,35.470730050963681,35.491300265334978,35.511870479706275,35.532440694077572,35.553010908448869,35.573581122820165,35.594151337191462,{"$f":"'AEO Data'!$C$33*BB35","v":35.614721551562717},35.590740371018178,35.56675919047364,35.542778009929101,35.518796829384563,{"$f":"'AEO Data'!$D$33*BQ35","v":35.494815648840024},{"$f":"+BV35*BW$141/BV$141","v":35.479187147674004},{"$f":"+BW35*BX$141/BW$141","v":35.463565527795978},35.447950786176087,35.432342919785803,35.41674192559794,35.388373668404036,35.360028133741132,35.331705303408839,35.303405159221327,35.275127683007355,35.236173874838393,35.197263082790727,35.158395259362273,35.119570357103413,35.080788328616926,35.03850643960029,34.996275511757105,34.954095483665299,34.911966293976825,34.869887881417597,34.82115009201096,34.772480423618198,34.723878781026279,34.675345069155263,34.626879193058095,34.579567869537456,34.532321188323188,34.485139061093349,34.438021399646672,34.39096811590241]
[]
[]
[]
["AEO 2013 Reference Case Values:"]
["2011 $/MMBtu"]
[]
["Residential Natural Gas",null,null,null,null,null,null,null,null,null,null,null,null,11.359373,10.802343,10.464380999999999,10.477905,10.253485,10.156079999999999,10.662777999999999,10.990506,11.397518,11.624905,11.776242999999999,11.960003,12.203179,12.432268000000001,12.584531,12.674325,12.841908,12.933384999999999,13.085578999999999,13.234385,13.368997999999999,13.547089,13.721807,13.935895,14.248931000000001,14.598827,15.023702999999999,15.415895000000001,15.842275000000001,16.055761,16.363073]
["Commercial Natural Gas",null,null,null,null,null,null,null,null,null,null,null,null,9.3969749999999994,8.8368610000000007,8.0727960000000003,8.4627339999999993,8.2352620000000005,8.1043620000000001,8.5610389999999992,8.8247909999999994,9.1722800000000007,9.3508150000000008,9.4680210000000002,9.6109419999999997,9.8191819999999996,10.011597999999999,10.133018,10.193654,10.33554,10.388019,10.500005,10.605323,10.697221000000001,10.832411,10.954602,11.11848,11.383407,11.681657,12.061093,12.401303,12.781521,12.948893999999999,13.212922000000001]
["Industrial Natural Gas",null,null,null,null,null,null,null,null,null,null,null,null,5.4839599999999997,4.8898130000000002,3.7596859999999999,4.3339879999999997,4.3750520000000002,4.4225349999999999,4.8660360000000003,5.0679410000000003,5.3212570000000001,5.4497980000000004,5.5294119999999998,5.6406840000000003,5.8277749999999999,6.0107049999999997,6.1100089999999998,6.1511990000000001,6.2557600000000004,6.2949159999999997,6.396782,6.4862520000000004,6.561483,6.6766310000000004,6.771134,6.9159920000000001,7.1687539999999998,7.4454149999999997,7.813205,8.1536600000000004,8.4989190000000008,8.6393810000000002,8.8810929999999999]
[{"$f":"'HyARC Physical Property Data'!$A$74","v":"Electric Utility Natural Gas"},null,null,null,null,null,null,null,null,null,null,null,null,5.258165,4.7747140000000003,3.3217560000000002,3.7155300000000002,3.758219,3.8420709999999998,4.2826180000000003,4.4486730000000003,4.7026110000000001,4.8222319999999996,4.8967590000000003,5.0074189999999996,5.20235,5.388776,5.5179349999999996,5.5779610000000002,5.7088080000000003,5.7607720000000002,5.8668440000000004,5.9650189999999998,6.0528500000000003,6.1836820000000001,6.2931780000000002,6.4458729999999997,6.6983480000000002,6.9804459999999997,7.345173,7.6749489999999998,8.0219799999999992,8.1549879999999995,8.3777830000000009]
[{"$f":"'HyARC Physical Property Data'!$A$85","v":"Woody Biomass"}]
["Pyrolysis Oil",null,null,null,null,null,null,null,null,null,null,null,null,13.6,13.6,13.6,13.6,13.6,13.6,13.6,14.11,14.11,14.11,14.11,14.11,14.11,14.11,14.11,14.11,14.11,14.11,14.11,14.11,14.11,14.11,14.11,14.11,14.11,14.11,14.11,14.11,14.11,14.11,14.11,14.11,14.11,14.11,14.11,14.11,14.11,14.11,14.11,14.11,14.11,14.11,14.11,14.11,14.11,14.11,14.11,14.11,14.11,14.11,14.11,14.11,14.11,14.11,14.11,14.11,14.11,14.11,14.11,14.11,14.11]
["Methanol",null,null,null,null,null,null,null,null,null,null,null,null,23.6,23.6,23.6,23.6,23.6,23.6,23.6,23.6,23.6,23.6,23.6,23.6,23.6,23.6,23.6,23.6,23.6,23.6,23.6,23.6,23.6,23.6,23.6,23.6,23.6,23.6,23.6,23.6,23.6,23.6,23.6,23.6,23.6,23.6,23.6,23.6,23.6,23.6,23.6,23.6,23.6,23.6,23.6,23.6,23.6,23.6,23.6,23.6,23.6,23.6,23.6,23.6,23.6,23.6,23.6,23.6,23.6,23.6,23.6,23.6,23.6]
["Ethanol (E85)",null,null,null,null,null,null,null,null,null,null,null,null,25.561684,25.303816000000001,33.642014000000003,31.120284999999999,24.805427999999999,24.941547,24.510408000000002,24.773121,25.840997999999999,26.808551999999999,29.644617,29.383793000000001,28.224442,28.253482999999999,27.145426,27.272445999999999,27.519344,26.363682000000001,26.241467,26.599018000000001,26.941008,27.294556,27.667862,28.194492,28.632065000000001,29.186733,29.790071000000001,30.397635000000001,30.990224999999999,31.671036000000001,30.576360999999999]
["Electric Utility Steam Coal",null,null,null,null,null,null,null,null,null,null,null,null,2.2979889999999998,2.38,2.4052739999999999,2.3369110000000002,2.3950149999999999,2.3961070000000002,2.4583050000000002,2.472283,2.4802620000000002,2.4838239999999998,2.516057,2.5464560000000001,2.591459,2.6280779999999999,2.6593969999999998,2.691643,2.7285810000000001,2.7618779999999998,2.7919909999999999,2.8282630000000002,2.8670900000000001,2.8969999999999998,2.9238430000000002,2.954224,2.98759,3.030205,3.0670109999999999,3.1012659999999999,3.134995,3.169994,3.2015440000000002]
["Commercial Electricity",null,null,null,null,null,null,null,null,null,null,null,null,30.492578999999999,29.980651999999999,28.463469,27.770492999999998,27.844252000000001,27.733993999999999,28.230274000000001,28.517765000000001,28.644997,28.576813000000001,28.566559000000002,28.675744999999999,28.66461,28.628443000000001,28.632759,28.485842000000002,28.378672000000002,28.369689999999999,28.482963999999999,28.577332999999999,28.652301999999999,28.781072999999999,28.912566999999999,29.081726,29.271111999999999,29.658476,30.101704000000002,30.503069,30.944068999999999,31.476562000000001,31.747146999999998]
["Industrial Electricity",null,null,null,null,null,null,null,null,null,null,null,null,20.260442999999999,19.975739999999998,18.436015999999999,18.142965,18.046112000000001,17.884491000000001,18.368113000000001,18.636278000000001,18.783104000000002,18.727132999999998,18.720291,18.854441000000001,18.961594000000002,19.089853000000002,19.158766,19.181961000000001,19.274345,19.362473000000001,19.467001,19.610374,19.726358000000001,19.866886000000001,20.029399999999999,20.204810999999999,20.42868,20.795019,21.263971000000002,21.670811,22.067454999999999,22.488647,22.744430999999999]
["Residential Electricity",null,null,null,null,null,null,null,null,null,null,null,null,34.522823000000002,34.335875999999999,33.266716000000002,32.549408,33.007488000000002,33.062362999999998,33.578304000000003,33.826259999999998,33.834632999999997,33.642589999999998,33.615443999999997,33.658813000000002,33.691249999999997,33.703487000000003,33.839970000000001,33.959377000000003,34.126075999999998,34.265704999999997,34.413651000000002,34.510967000000001,34.561591999999997,34.686400999999996,34.807406999999998,34.923721,35.082526999999999,35.421287999999997,35.835976000000002,36.175975999999999,36.502800000000001,36.906086000000002,37.098595000000003]
[]
[]
["AEO_2013_High_Price_Case",{"$f":"\"Prices are in $(\" & ref_year&\")/GJ LHV\"","v":"Prices are in $(2016)/GJ LHV"},null,null,null,null,null,null,null,null,null,null,null,null,null,null,null,null,null,null,null,null,null,null,null,null,null,null,null,null,null,null,null,null,null,null,null,null,null,null,null,null,null,null,"Except as noted,values are extrapolated based on PNNL mini-CAM model (see AEO Data tab)"]
["Year","Source Data Year","Reference year Conversion","Display Units","Use Category","LHV (MJ/kg)","HHV (MJ/kg)",2004,2005,2006,2007,2008,2009,2010,2011,2012,2013,2014,2015,2016,2017,2018,2019,2020,2021,2022,2023,2024,2025,2026,2027,2028,2029,2030,2031,2032,2033,2034,2035,2036,2037,2038,2039,2040,2041,2042,2043,2044,2045,2046,2047,2048,2049,2050,2051,2052,2053,2054,2055,2056,2057,2058,2059,2060,2061,2062,2063,2064,2065,2066,2067,2068,2069,2070,{"$f":"+BV57+1","v":2071},{"$f":"+BW57+1","v":2072},{"$f":"+BX57+1","v":2073},{"$f":"+BY57+1","v":2074},{"$f":"+BZ57+1","v":2075},{"$f":"+CA57+1","v":2076},{"$f":"+CB57+1","v":2077},{"$f":"+CC57+1","v":2078},{"$f":"+CD57+1","v":2079},{"$f":"+CE57+1","v":2080},{"$f":"+CF57+1","v":2081},{"$f":"+CG57+1","v":2082},{"$f":"+CH57+1","v":2083},{"$f":"+CI57+1","v":2084},{"$f":"+CJ57+1","v":2085},{"$f":"+CK57+1","v":2086},{"$f":"+CL57+1","v":2087},{"$f":"+CM57+1","v":2088},{"$f":"+CN57+1","v":2089},{"$f":"+CO57+1","v":2090},{"$f":"+CP57+1","v":2091},{"$f":"+CQ57+1","v":2092},{"$f":"+CR57+1","v":2093},{"$f":"+CS57+1","v":2094},{"$f":"+CT57+1","v":2095},{"$f":"+CU57+1","v":2096},{"$f":"+CV57+1","v":2097},{"$f":"+CW57+1","v":2098},{"$f":"+CX57+1","v":2099},{"$f":"+CY57+1","v":2100}]
["Feedstock Type"]
[{"$f":"'HyARC Physical Property Data'!A73","v":"Residential Natural Gas"},2011,{"$f":"VLOOKUP(ref_year,DeflatorTable,2,FALSE)/VLOOKUP(B59,DeflatorTable,2,FALSE)","v":1.0784554773635862},{"$f":"'HyARC Physical Property Data'!H73","v":"mmBtu"},"Feed Utility",{"$f":"'HyARC Physical Property Data'!$E$6","v":47.141269049911173},{"$f":"'HyARC Physical Property Data'!$I$6","v":52.224661236371581},13.568796522291001,13.568796522291001,13.568796522291001,12.569562315288914,12.891154499364562,11.574514296329017,{"$f":"N74*(1/mmBTU_to_GJ*$C59*$G59/$F59)","v":12.864072624231566},12.233256612302414,11.861152965490446,11.893055588099742,11.702900284056764,11.584863638053182,12.172704934041207,12.561660766684307,13.040849007274005,13.334636024602869,13.585497021910953,13.826832870705786,14.133121150005612,14.415523514141789,14.555819858061962,14.74260268650484,14.962909824951016,15.13708380741285,15.40515937879654,15.610444392046157,15.844346751976293,16.116906877885302,16.508795790382088,16.937809113598334,17.381004274269273,17.788911879634913,18.311687498791546,18.65334373828842,19.195162859691969,19.682735858288098,20.015032288908259,{"$f":"($BB59-$AR59)/10+AR59","v":20.01518684253227},{"$f":"($BB59-$AR59)/10+AS59","v":20.01534139615628},20.015495949780291,20.015650503404302,20.015805057028313,20.015959610652324,20.016114164276335,20.016268717900346,20.016423271524356,{"$f":"'AEO Data'!$B$30*AM59","v":20.01657782514836},{"$f":"($BQ59-$BB59)/15+BB59","v":20.179679524085394},{"$f":"($BQ59-$BB59)/15+BC59","v":20.342781223022428},20.505882921959461,20.668984620896495,20.832086319833529,20.995188018770563,21.158289717707596,21.32139141664463,21.484493115581664,21.647594814518698,21.810696513455731,21.973798212392765,22.136899911329799,22.300001610266833,{"$f":"'AEO Data'!$C$30*BB59","v":22.463103309203859},{"$f":"($BV59-$BQ59)/5+BQ59","v":22.591499473992489},{"$f":"($BV59-$BQ59)/5+BR59","v":22.719895638781118},22.848291803569747,22.976687968358377,{"$f":"'AEO Data'!$D$30*BQ59","v":23.105084133146999},{"$f":"+BV59*BW$133/BV$133","v":23.181799806296944},{"$f":"+BW59*BX$133/BW$133","v":23.258770198039247},23.335996154114543,23.413478523071561,23.491218156276457,23.541346730111329,23.591582274725578,23.641925018387173,23.692375189851191,23.742933018360848,23.759348824569351,23.775775980626385,23.792214494379209,23.808664373680507,23.825125626388392,23.830705260336195,23.836286200984979,23.841868448640763,23.847452003609632,23.853036866197748,23.861501261663879,23.869968660772315,23.878439064588914,23.886912474179919,23.89538889061194,23.908434131387597,23.921486493968537,23.934545982242778,23.947612600100459,23.960686351433843]
[{"$f":"'HyARC Physical Property Data'!A71","v":"Commercial Natural Gas"},2011,{"$f":"VLOOKUP(ref_year,DeflatorTable,2,FALSE)/VLOOKUP(B60,DeflatorTable,2,FALSE)","v":1.0784554773635862},{"$f":"'HyARC Physical Property Data'!H71","v":"mmBtu"},"Feed Utility",{"$f":"'HyARC Physical Property Data'!$E$6","v":47.141269049911173},{"$f":"'HyARC Physical Property Data'!$I$6","v":52.224661236371581},11.78211597551449,11.78211597551449,11.78211597551449,10.884547954455588,11.412186165255939,10.075756967258858,{"$f":"N75*(1/mmBTU_to_GJ*$C60*$G60/$F60)","v":10.64172897994356},10.007414788992003,9.1519429796830281,9.6083607814240821,9.4170571596314385,9.2604963783141265,9.7880272107161694,10.102152135802671,10.510533110812647,10.749394527375706,10.957396319995588,11.154595545540458,11.419131036760978,11.655986860883548,11.761963905589115,11.916887145026724,12.10487944423552,12.234521573768266,12.450381528976834,12.607433799350707,12.785898685119724,13.004609050363703,13.334459360333689,13.708042004168398,14.091726220317723,14.43493053709644,14.903089717958334,15.194282261949443,15.688899182047464,16.126102479588738,16.399079351978891,{"$f":"($BB60-$AR60)/10+AR60","v":16.383429901231551},16.367780450484211,16.352130999736872,16.336481548989532,16.320832098242192,16.305182647494853,16.289533196747513,16.273883746000173,16.258234295252834,{"$f":"'AEO Data'!$B$30*AM60","v":16.242584844505476},{"$f":"($BQ60-$BB60)/15+BB60","v":16.374934799947876},16.507284755390277,16.639634710832677,16.771984666275078,16.904334621717478,17.036684577159878,17.169034532602279,17.301384488044679,17.433734443487079,17.56608439892948,17.69843435437188,17.83078430981428,17.963134265256681,18.095484220699081,{"$f":"'AEO Data'!$C$30*BB60","v":18.227834176141503},{"$f":"($BV60-$BQ60)/5+BQ60","v":18.332022095700271},18.436210015259039,18.540397934817808,18.644585854376576,{"$f":"'AEO Data'!$D$30*BQ60","v":18.748773773935348},{"$f":"+BV60*BW$134/BV$134","v":18.811025215761521},{"$f":"+BW60*BX$134/BW$134","v":18.873483350678995},18.93614886496961,18.999022447193862,19.062104788198472,19.102781951935423,19.143545917820827,19.184396871084243,19.22533499735049,19.266360482640504,19.279681197473067,19.293011122215507,19.306350263235526,19.319698626905243,19.333056219601172,19.337583850577364,19.342112541884731,19.346642293771598,19.351173106486343,19.355704980277398,19.362573470122019,19.369444397292106,19.376317762652565,19.383193567068602,19.390071811405733,19.400657458561128,19.411248884752663,19.42184609313529,19.432449086865692,19.443057869102269]
[{"$f":"'HyARC Physical Property Data'!A72","v":"Industrial Natural Gas"},2011,1.0784554773635862,{"$f":"'HyARC Physical Property Data'!H72","v":"mmBtu"},"Feed Utility",{"$f":"'HyARC Physical Property Data'!$E$6","v":47.141269049911173},{"$f":"'HyARC Physical Property Data'!$I$6","v":52.224661236371581},7.8800725307970341,7.8800725307970341,7.8800725307970341,7.4431315976064605,8.8750360136942668,6.5580125743803235,{"$f":"N76*(1/mmBTU_to_GJ*$C61*$G61/$F61)","v":6.2103798436905873},5.5365993079896789,4.2658486899298849,4.9262435098506687,5.0011287756439424,5.043267733696263,5.5677692268671866,5.811978134962712,6.1008547915790015,6.2889829863794731,6.4543826434720692,6.6186022738436092,6.8574772799658357,7.0784899430254651,7.1627859785423293,7.2980043571868638,7.4390911604652894,7.5449878002791149,7.7612180709749996,7.9069717553642462,8.0635665105794754,8.2711923253957185,8.5949477180790161,8.9590199354229085,9.332634288229011,9.6599444830979113,10.080315979146802,10.318380141572026,10.748724109123437,11.112492826312584,11.338483797880626,{"$f":"($BB61-$AR61)/10+AR61","v":11.291599206776587},11.244714615672548,11.197830024568509,11.15094543346447,11.104060842360431,11.057176251256392,11.010291660152353,10.963407069048314,10.916522477944275,{"$f":"'AEO Data'!$B$30*AM61","v":10.869637886840229},{"$f":"($BQ61-$BB61)/15+BB61","v":10.958207292742701},11.046776698645173,11.135346104547645,11.223915510450118,11.31248491635259,11.401054322255062,11.489623728157534,11.578193134060006,11.666762539962479,11.755331945864951,11.843901351767423,11.932470757669895,12.021040163572367,12.10960956947484,{"$f":"'AEO Data'!$C$30*BB61","v":12.19817897537731},{"$f":"($BV61-$BQ61)/5+BQ61","v":12.26790217329369},12.33762537121007,12.40734856912645,12.47707176704283,{"$f":"'AEO Data'!$D$30*BQ61","v":12.546794964959213},{"$f":"+BV61*BW$135/BV$135","v":12.588454013507333},{"$f":"+BW61*BX$135/BW$135","v":12.630251382346072},12.672187530739475,12.714262919476461,12.75647801087592,12.78369941955669,12.810978916770198,12.838316626473205,12.865712672886987,12.893167180497899,12.90208148496421,12.911001952758973,12.919928588143499,12.928861395382043,12.937800378741811,12.940830297296499,12.943860925431345,12.946892263312527,12.949924311106264,12.952957068978808,12.957553504715802,12.962151571526023,12.966751269988269,12.971352600681538,12.975955564185037,12.983039544504583,12.990127392190731,12.997219109354795,13.004314698109246,13.011414160567707]
[{"$f":"'HyARC Physical Property Data'!A74","v":"Electric Utility Natural Gas"},2011,1.0784554773635862,{"$f":"'HyARC Physical Property Data'!H74","v":"mmBtu"},"Feed Utility",{"$f":"'HyARC Physical Property Data'!$E$6","v":47.141269049911173},{"$f":"'HyARC Physical Property Data'!$I$6","v":52.224661236371581},6.9870463159656619,6.9870463159656619,6.9870463159656619,6.9519071777354364,9.0904707383294223,6.2626950486669273,{"$f":"N77*(1/mmBTU_to_GJ*$C62*$G62/$F62)","v":5.9546798308555591},5.4071882009627821,3.768852464514262,4.2197914089842286,4.3421608594357606,4.4350092575221245,4.9227430659017379,5.1227134290535421,5.404199630409166,5.5835002740669921,5.7378889908440085,5.8922335415537308,6.1313078612104164,6.355420076223532,6.4754872288594125,6.6246700120119595,6.7907434847466179,6.9234738416002104,7.1128771900359125,7.2589977925226847,7.4163003372778959,7.6223407035245794,7.9461017585241978,8.2927532934784409,8.6454827587704095,8.9495797216544553,9.3600297070477065,9.6003452064417036,10.02812074731043,10.386438918810089,10.572567183486392,{"$f":"($BB62-$AR62)/10+AR62","v":10.522342037462021},10.472116891437651,10.42189174541328,10.371666599388909,10.321441453364539,10.271216307340168,10.220991161315798,10.170766015291427,10.120540869267057,{"$f":"'AEO Data'!$B$30*AM62","v":10.070315723242683},{"$f":"($BQ62-$BB62)/15+BB62","v":10.152371987687129},10.234428252131575,10.316484516576022,10.398540781020468,10.480597045464915,10.562653309909361,10.644709574353808,10.726765838798254,10.808822103242701,10.890878367687147,10.972934632131594,11.05499089657604,11.137047161020487,11.219103425464933,{"$f":"'AEO Data'!$C$30*BB62","v":11.301159689909367},{"$f":"($BV62-$BQ62)/5+BQ62","v":11.365755642742549},11.430351595575731,11.494947548408913,11.559543501242095,{"$f":"'AEO Data'!$D$30*BQ62","v":11.624139454075273},{"$f":"+BV62*BW$136/BV$136","v":11.662735015029273},{"$f":"+BW62*BX$136/BW$136","v":11.701458724594294},11.740311008261404,11.779292292934432,11.818403006934647,11.843622630872503,11.868896071678103,11.894223444192779,11.919604863502929,11.94504044494054,11.95329921688524,11.961563698924795,11.969833895007156,11.978109809082998,11.986391445105726,11.98919855209301,11.992006316479953,11.994814738420512,11.99762381806868,12.000433555578486,12.00469198254312,12.008951920636509,12.013213370394887,12.017476332354676,12.021740807052488,12.028303851667012,12.034870479253032,12.041440691766601,12.048014491164842,12.054591879405951]
[{"$f":"'HyARC Physical Property Data'!A75","v":"Bio Methane"},2007,1.1446359956438654,{"$f":"'HyARC Physical Property Data'!H75","v":"mmBtu"},"Feed Utility",{"$f":"'HyARC Physical Property Data'!$E$6","v":47.141269049911173},{"$f":"'HyARC Physical Property Data'!$I$6","v":52.224661236371581},12.42654028436019,12.42654028436019,12.42654028436019,12.42654028436019,12.42654028436019,12.42654028436019,{"$f":"13.11*($C$63/mmBTU_to_GJ)","v":14.223865310797228},14.223865310797228,14.223865310797228,14.223865310797228,14.223865310797228,14.223865310797228,14.223865310797228,14.223865310797228,14.223865310797228,14.223865310797228,14.223865310797228,14.223865310797228,14.223865310797228,14.223865310797228,14.223865310797228,14.223865310797228,14.223865310797228,14.223865310797228,14.223865310797228,14.223865310797228,14.223865310797228,14.223865310797228,14.223865310797228,14.223865310797228,14.223865310797228,14.223865310797228,{"$f":"13.11*($C$63/mmBTU_to_GJ)","v":14.223865310797228},14.223865310797228,14.223865310797228,14.223865310797228,14.223865310797228,14.223865310797228,14.223865310797228,14.223865310797228,14.223865310797228,14.223865310797228,14.223865310797228,14.223865310797228,14.223865310797228,14.223865310797228,14.223865310797228,14.223865310797228,14.223865310797228,14.223865310797228,14.223865310797228,14.223865310797228,14.223865310797228,14.223865310797228,14.223865310797228,14.223865310797228,14.223865310797228,14.223865310797228,14.223865310797228,14.223865310797228,14.223865310797228,14.223865310797228,14.223865310797228,14.223865310797228,14.223865310797228,14.223865310797228,14.223865310797228,{"$f":"+BV63*BW$136/BV$136","v":14.271092726019944},14.318476950147966,14.366018503832969,14.413717909455341,14.461575691129934,14.49243565590395,14.523361473628309,14.554353284828478,14.585411230329802,14.616535451258134,14.626641288360148,14.636754112613382,14.646873928848736,14.657000741900452,14.667134556606111,14.670569469948116,14.674005187716483,14.6774417100996,14.6808790372859,14.684317169463862,14.689527988881515,14.69474065739019,14.699955175646044,14.705171544305472,14.710389764025104,14.718420626266095,14.726455872806168,14.734495506038849,14.74253952835897,14.750587942162673]
[{"$f":"'HyARC Physical Property Data'!A85","v":"Woody Biomass"},2005,{"$f":"VLOOKUP(ref_year,DeflatorTable,2,FALSE)/VLOOKUP(B64,DeflatorTable,2,FALSE)","v":1.2112501494873942},{"$f":"+'HyARC Physical Property Data'!$H$85","v":"kg"},"Feed",{"$f":"'HyARC Physical Property Data'!$E$45","v":19.551069237418005},{"$f":"'HyARC Physical Property Data'!$I$45","v":20.588656379262464},1.3438238843289665,1.3438238843289665,1.3438238843289665,1.3438238843289665,1.3438238843289665,1.3438238843289665,{"$f":"1.27*($C$64)","v":1.5382876898489906},{"$f":"1.27*($C$64)","v":1.5382876898489906},{"$f":"1.28*($C$64)","v":1.5504001913438645},{"$f":"1.32*($C$64)","v":1.5988501973233604},{"$f":"1.32*($C$64)","v":1.5988501973233604},{"$f":"1.34*($C$64)","v":1.6230752003131084},{"$f":"1.34*($C$64)","v":1.6230752003131084},{"$f":"1.36*($C$64)","v":1.6473002033028561},{"$f":"1.36*($C$64)","v":1.6473002033028561},{"$f":"1.38*($C$64)","v":1.6715252062926038},{"$f":"1.4*($C$64)","v":1.6957502092823518},{"$f":"1.46*($C$64)","v":1.7684252182515954},{"$f":"1.48*($C$64)","v":1.7926502212413433},{"$f":"1.48*($C$64)","v":1.7926502212413433},{"$f":"1.51*($C$64)","v":1.8289877257259652},{"$f":"1.52*($C$64)","v":1.8411002272208392},{"$f":"1.62*($C$64)","v":1.9622252421695787},{"$f":"1.72*($C$64)","v":2.083350257118318},{"$f":"1.82*($C$64)","v":2.2044752720670573},{"$f":"1.91*($C$64)","v":2.3134877855209228},{"$f":"2.01*($C$64)","v":2.4346128004696621},{"$f":"2.11*($C$64)","v":2.5557378154184014},{"$f":"2.2*($C$64)","v":2.6647503288722674},{"$f":"2.3*($C$64)","v":2.7858753438210062},{"$f":"2.4*($C$64)","v":2.9070003587697459},{"$f":"2.5*($C$64)","v":3.0281253737184857},{"$f":"2.57*($C$64)","v":3.1129128841826028},{"$f":"2.64*($C$64)","v":3.1977003946467208},{"$f":"2.71*($C$64)","v":3.282487905110838},{"$f":"2.78*($C$64)","v":3.3672754155749556},{"$f":"2.85*($C$64)","v":3.4520629260390736},{"$f":"2.92*($C$64)","v":3.5368504365031908},{"$f":"2.99*($C$64)","v":3.6216379469673088},{"$f":"3.07*($C$64)","v":3.7185379589263001},{"$f":"3.14*($C$64)","v":3.8033254693904177},{"$f":"3.21*($C$64)","v":3.8881129798545353},{"$f":"3.28*($C$64)","v":3.9729004903186529},{"$f":"3.35*($C$64)","v":4.0576880007827709},{"$f":"3.42*($C$64)","v":4.1424755112468876},{"$f":"3.49*($C$64)","v":4.2272630217110061},{"$f":"3.56*($C$64)","v":4.3120505321751237},{"$f":"3.64*($C$64)","v":4.4089505441341146},{"$f":"3.71*($C$64)","v":4.4937380545982322},{"$f":"3.78*($C$64)","v":4.5785255650623498},{"$f":"3.85*($C$64)","v":4.6633130755264673},{"$f":"3.92*($C$64)","v":4.7481005859905849},{"$f":"3.99*($C$64)","v":4.8328880964547034},{"$f":"4.06*($C$64)","v":4.9176756069188201},{"$f":"4.14*($C$64)","v":5.0145756188778119},{"$f":"4.21*($C$64)","v":5.0993631293419295},{"$f":"4.28*($C$64)","v":5.1841506398060471},{"$f":"4.35*($C$64)","v":5.2689381502701647},{"$f":"4.42*($C$64)","v":5.3537256607342822},{"$f":"4.49*($C$64)","v":5.4385131711983998},{"$f":"4.56*($C$64)","v":5.5233006816625174},{"$f":"4.63*($C$64)","v":5.608088192126635},{"$f":"4.71*($C$64)","v":5.7049882040856268},{"$f":"4.78*($C$64)","v":5.7897757145497444},{"$f":"4.85*($C$64)","v":5.8745632250138611},{"$f":"4.92*($C$64)","v":5.9593507354779796},{"$f":"4.99*($C$64)","v":6.0441382459420971},{"$f":"+BV64*BW$137/BV$137","v":6.0586659764672328},{"$f":"+BW64*BX$137/BW$137","v":6.0732286259412112},6.0878262782954495,6.1024590176630999,6.1171269283795393,6.1299667153690152,6.1428334529403346,6.155727197662495,6.1686480062232301,6.18159593542926,6.197524392005751,6.2134938923080965,6.229504542095909,6.245556447401321,6.2616497145296828,6.2750522655841658,6.2884835037072264,6.3019434903011975,6.3154322868998385,6.3289499551686168,6.3413225489579119,6.3537193301840116,6.3661403461314299,6.3785856441771198,6.3910552717906537,6.4057772391562917,6.4205331189689208,6.4353229893467718,6.4501469285880244,6.4650050151712186]
[{"$f":"'HyARC Physical Property Data'!A79","v":"Electric Utility Steam Coal"},2011,{"$f":"VLOOKUP(ref_year,DeflatorTable,2,FALSE)/VLOOKUP(B65,DeflatorTable,2,FALSE)","v":1.0784554773635862},{"$f":"+'HyARC Physical Property Data'!$H$79","v":"kg"},"Feed",{"$f":"'HyARC Physical Property Data'!$E$42","v":22.7322030001394},{"$f":"'HyARC Physical Property Data'!$I$42","v":23.967615189707661},1.6359074751967535,1.6359074751967535,1.6359074751967535,1.6778298347292193,1.8315470257945772,1.8060149340317679,{"$f":"N79*($C65/mmBTU_to_GJ*$G65/$F65)","v":2.4767433408545654},2.5651337544408896,2.6023831610321637,2.5126832358863247,2.6585542013179602,2.6840072260006811,2.7699747737550795,2.7766301102818329,2.7968493998756609,2.8115213182786878,2.8489776600299841,2.8785704657004394,2.9253496675256483,2.9630312668209267,3.0053645960675355,3.0521599647021214,3.0924023866026737,3.1249741963476141,3.1652489518669196,3.2097820449760555,3.2527092350204363,3.2901989881777776,3.3307065457521077,3.3733136329708291,3.4171795757463519,3.4665778006905912,3.5046355477507012,3.5333294788198106,3.5689945380921646,3.6172858754877444,3.6632858371009949,{"$f":"($BB65-$AR65)/10+AR65","v":3.6603339305711646},{"$f":"($BB65-$AR65)/10+AS65","v":3.6573820240413344},3.6544301175115042,3.6514782109816739,3.6485263044518437,3.6455743979220134,3.6426224913921832,3.639670584862353,3.6367186783325227,{"$f":"('AEO Data'!$B$28*AM65)","v":3.6337667718026938},{"$f":"($BQ65-$BB65)/15+BB65","v":3.6465192456024029},{"$f":"($BQ65-$BB65)/15+BC65","v":3.659271719402112},3.6720241932018212,3.6847766670015303,3.6975291408012394,3.7102816146009485,3.7230340884006576,3.7357865622003668,3.7485390360000759,3.761291509799785,3.7740439835994941,3.7867964573992032,3.7995489311989123,3.8123014049986215,{"$f":"('AEO Data'!$C$28*BB65)","v":3.8250538787983337},{"$f":"($BV65-$BQ65)/5+BQ65","v":3.8373166225762918},3.8495793663542499,3.861842110132208,3.8741048539101661,{"$f":"('AEO Data'!$D$28*BQ65)","v":3.8863675976881238},{"$f":"+BV65*BW$138/BV$138","v":3.8995072326040932},{"$f":"+BW65*BX$138/BW$138","v":3.9126912920376582},3.9259199261861233,3.9391932857546061,3.9525115219577494,3.9638281829885078,3.9751772453965106,3.9865588019519875,3.9979729456907847,4.0094197699151231,4.0181594321320722,4.0269181449099625,4.0356959497748699,4.0444928883433882,4.0533090023228242,4.0592855925032651,4.0652709951453678,4.0712652232430759,4.0772682898094939,4.0832802078769133,4.0852935052227286,4.0873077952425705,4.0893230784258847,4.0913393552623587,4.0933566262419232,4.0904573728021916,4.0875601728533422,4.0846650249409233,4.081771927611511,4.0788808794127149]
[{"$f":"'HyARC Physical Property Data'!A76","v":"Commercial Electricity"},2011,1.0784554773635862,{"$f":"'HyARC Physical Property Data'!$H$76","v":"kWh"},"Feed Utility Byprod",null,null,26.764062885406638,26.764062885406638,26.764062885406638,26.478521097803213,27.879470162766175,27.895326399478549,{"$f":"N80*($C66)","v":32.884888841491865},{"$f":"O80*($C66)","v":32.332798364331552},30.737262309969314,29.97242384233401,30.387977542238183,30.347150453231627,30.940154295836678,31.301692474701618,31.392652645028893,31.248251770431818,31.319545226673895,31.450144028071669,31.542321774632889,31.486595823206557,31.399882610549138,31.493015868663306,31.467305490082953,31.504678286195514,31.506435090168136,31.647141176299762,31.868543771980598,32.132385747606648,32.307495641921648,32.65090606266758,33.217937462011285,33.746086227574118,34.302393465650923,34.800179395704063,35.230419502298972,35.829986824939262,36.211973598110482,{"$f":"($BB66-$AR66)/10+AR66","v":35.881261041922635},35.550548485734787,35.219835929546939,34.889123373359091,34.558410817171243,34.227698260983395,33.896985704795547,33.566273148607699,33.235560592419851,{"$f":"'AEO Data'!$B$33*AM66","v":32.904848036232032},{"$f":"($BQ66-$BB66)/15+BB66","v":32.924019184217244},32.943190332202455,32.962361480187667,32.981532628172879,33.00070377615809,33.019874924143302,33.039046072128514,33.058217220113725,33.077388368098937,33.096559516084149,33.115730664069361,33.134901812054572,33.154072960039784,33.173244108024996,{"$f":"'AEO Data'!$C$33*BB66","v":33.192415256010214},33.170065135939467,33.147715015868719,33.125364895797972,33.103014775727225,{"$f":"'AEO Data'!$D$33*BQ66","v":33.080664655656477},{"$f":"+BV66*BW$139/BV$139","v":33.066099114275488},{"$f":"+BW66*BX$139/BW$139","v":33.051539986157294},33.0369872684781,33.022440958415373,33.007901053147819,32.98146223987488,32.955044603678495,32.928648127596141,32.902272794678915,32.875918587991457,32.839614191376278,32.803349885175919,32.767125625119114,32.730941366983494,32.69479706659552,32.65539094584242,32.616032320180047,32.576721132363886,32.537457325218448,32.498240841637141,32.452817913303896,32.407458472789216,32.362162431355912,32.31692970039083,32.271760191404653,32.22766670904133,32.183633472390525,32.139660399137448,32.09574740707977,32.051894414127482]
[{"$f":"'HyARC Physical Property Data'!A77","v":"Industrial Electricity"},2011,1.0784554773635862,{"$f":"'HyARC Physical Property Data'!$H$77","v":"kWh"},"Feed Utility Byprod",null,null,17.365230901091444,17.365230901091444,17.365230901091444,17.575551809904887,19.530121721487372,19.467200489895287,{"$f":"N81*($C67)","v":21.849987884073684},21.542925726736811,19.902451511088309,19.582235432294034,19.704756602166356,19.619020470171431,20.171031141626411,20.49385492576495,20.594470507981068,20.544822731625157,20.594035890423687,20.76255102949461,20.94633062739214,21.072253245840066,21.100348089480867,21.269441280687655,21.365271755950712,21.508514369365095,21.619174685897374,21.826218725352589,22.023947066394335,22.224293897335123,22.474376937980967,22.838414976642433,23.325651455216004,23.843532246178864,24.337545738972189,24.794215553950846,25.214004348514621,25.744343457151981,26.063271860106287,{"$f":"($BB67-$AR67)/10+AR67","v":25.78185962843024},25.500447396754193,25.219035165078147,24.9376229334021,24.656210701726053,24.374798470050006,24.093386238373959,23.811974006697913,23.530561775021866,{"$f":"'AEO Data'!$B$33*AM67","v":23.24914954334583},{"$f":"($BQ67-$BB67)/15+BB67","v":23.262695051470804},23.276240559595777,23.289786067720751,23.303331575845725,23.316877083970699,23.330422592095672,23.343968100220646,23.35751360834562,23.371059116470594,23.384604624595568,23.398150132720541,23.411695640845515,23.425241148970489,23.438786657095463,{"$f":"'AEO Data'!$C$33*BB67","v":23.45233216522044},23.436540532228719,23.420748899236997,23.404957266245276,23.389165633253555,{"$f":"'AEO Data'!$D$33*BQ67","v":23.373374000261833},{"$f":"+BV67*BW$140/BV$140","v":23.380436490829396},{"$f":"+BW67*BX$140/BW$140","v":23.387501115396649},23.394567874608409,23.401636769109679,23.408707799545656,23.406060454578945,23.403413409006607,23.40076666279478,23.398120215909611,23.395474068317245,23.384861674186023,23.374254093930716,23.363651325367709,23.353053366314384,23.342460214589092,23.329464593323419,23.316476207206502,23.303495052210266,23.290521124308881,23.277554419478744,23.259789388655847,23.242037915800186,23.224299990564553,23.206575602609636,23.188864741604011,23.17221317404951,23.155573563729877,23.138945902058804,23.122330180456149,23.105726390347936]
[{"$f":"'HyARC Physical Property Data'!A78","v":"Residential Electricity"},2011,1.0784554773635862,{"$f":"'HyARC Physical Property Data'!$H$78","v":"kWh"},"Feed Utility Byprod",null,null,29.433773538887177,29.433773538887177,29.433773538887177,29.415861064534436,30.500905105766051,30.574559070308627,37.231327558403592,37.029713542276902,35.904219072357151,35.115964100941852,35.969434353528804,36.116413815172251,36.717853336521245,37.019523216471292,36.994572070547008,36.749885621109897,36.78085131323143,36.866643524911183,36.980382831831335,37.011953537475684,37.116621955375727,37.450882759851702,37.642585770141416,37.813937247117813,37.937612364350912,38.109761898380555,38.292401568838507,38.52845390372385,38.699570277406174,38.991412192591014,39.480914506122524,39.991294639240323,40.444338686904082,40.811228161847694,41.155489483965269,41.648278929791786,41.89880413718334,{"$f":"($BB68-$AR68)/10+AR68","v":41.608361021177913},41.317917905172486,41.027474789167059,40.737031673161631,40.446588557156204,40.156145441150777,39.86570232514535,39.575259209139922,39.284816093134495,{"$f":"'AEO Data'!$B$33*AM68","v":38.994372977129068},{"$f":"($BQ68-$BB68)/15+BB68","v":39.017092027346592},39.039811077564117,39.062530127781642,39.085249177999167,39.107968228216691,39.130687278434216,39.153406328651741,39.176125378869266,39.19884442908679,39.221563479304315,39.24428252952184,39.267001579739365,39.289720629956889,39.312439680174414,{"$f":"'AEO Data'!$C$33*BB68","v":39.335158730391903},39.30867239265946,39.282186054927017,39.255699717194574,39.229213379462131,{"$f":"'AEO Data'!$D$33*BQ68","v":39.202727041729688},{"$f":"+BV68*BW$141/BV$141","v":39.185465933196419},{"$f":"+BW68*BX$141/BW$141","v":39.168212424794326},39.150966513177039,39.133728194999662,39.11649746691878,39.085165763313817,39.053859155914154,39.022577624618116,38.991321149340131,38.960089710010728,38.917066652108652,38.874091103940906,38.831163013043174,38.788282327009078,38.745448993490129,38.698750191886909,38.652107675037847,38.605521375104502,38.558991224330207,38.512517155039959,38.45868804732946,38.404934176789915,38.351255438262001,38.297651726733392,38.244122937338538,38.191869309081618,38.139687075890301,38.087576140216228,38.03553640464434,37.983567771892652]
[]
[]
["AEO 2013 High Oil Price Case Values (except for BioMethane and Woody Biomass):"]
["2011 $/MMBtu"]
[]
["Residential Natural Gas",null,null,null,null,null,null,null,null,null,null,null,null,11.359373,10.802343,10.473763999999999,10.501935,10.334021999999999,10.229792,10.748874000000001,11.092333999999999,11.515472000000001,11.774895000000001,11.996413,12.209519999999999,12.479982,12.729352,12.853237999999999,13.018173000000001,13.212711000000001,13.366512,13.603230999999999,13.784504,13.991047,14.231726,14.577776,14.956607999999999,15.347963,15.708157999999999,16.169785000000001,16.471478000000001,16.949921,17.380462999999999,17.673891000000001]
["Commercial Natural Gas",null,null,null,null,null,null,null,null,null,null,null,null,9.3969749999999994,8.8368559999999992,8.081448,8.4844790000000003,8.3155520000000003,8.1773039999999995,8.6431299999999993,8.9205120000000004,9.2811249999999994,9.4920469999999995,9.6757190000000008,9.8498520000000003,10.083444999999999,10.292596,10.386177,10.522978999999999,10.688981999999999,10.803459999999999,10.994071,11.132752999999999,11.290343,11.483471,11.774739,12.104623999999999,12.443429,12.746489,13.159888,13.417020000000001,13.853782000000001,14.239846,14.480893]
["Industrial Natural Gas",null,null,null,null,null,null,null,null,null,null,null,null,5.4839570000000002,4.8889880000000003,3.7668759999999999,4.3500249999999996,4.4161510000000002,4.4533610000000001,4.916512,5.1321560000000002,5.3872429999999998,5.5533659999999996,5.6994189999999998,5.84443,6.055364,6.2505249999999997,6.3249610000000001,6.4443630000000001,6.5689469999999996,6.6624569999999999,6.8533949999999999,6.9821,7.1203779999999997,7.3037179999999999,7.5896039999999996,7.9110909999999999,8.2410040000000002,8.5300290000000007,8.90123,9.1114479999999993,9.4914550000000002,9.8126739999999995,10.012231]
[{"$f":"'HyARC Physical Property Data'!$A$74","v":"Electric Utility Natural Gas"},null,null,null,null,null,null,null,null,null,null,null,null,5.2581660000000001,4.7747140000000003,3.3280129999999999,3.7262059999999999,3.8342619999999998,3.9162499999999998,4.3469340000000001,4.5235139999999996,4.7720750000000001,4.9304030000000001,5.0667330000000002,5.2030240000000001,5.4141339999999998,5.6120320000000001,5.7180549999999997,5.8497880000000002,5.9964360000000001,6.1136410000000003,6.2808900000000003,6.4099190000000004,6.5488220000000004,6.7307620000000004,7.0166529999999998,7.3227570000000002,7.6342280000000002,7.902755,8.2651950000000003,8.4774010000000004,8.8551400000000005,9.1715459999999993,9.3359030000000001]
["Woody Biomass"]
["Electric Utility Steam Coal",null,null,null,null,null,null,null,null,null,null,null,null,2.2979889999999998,2.38,2.414561,2.3313350000000002,2.4666779999999999,2.490294,2.5700569999999998,2.5762320000000001,2.594992,2.6086049999999998,2.6433580000000001,2.6708150000000002,2.7142179999999998,2.74918,2.7884579999999999,2.8318759999999998,2.8692139999999999,2.899435,2.9368029999999998,2.9781219999999999,3.0179510000000001,3.0527350000000002,3.090319,3.1298509999999999,3.1705510000000001,3.2163840000000001,3.2516949999999998,3.2783180000000001,3.3114089999999998,3.3562150000000002,3.398895]
["Commercial Electricity",null,null,null,null,null,null,null,null,null,null,null,null,30.492578999999999,29.980651999999999,28.501187999999999,27.791989999999998,28.177313000000002,28.139455999999999,28.689319999999999,29.024557000000001,29.108899999999998,28.975003999999998,29.041111000000001,29.162209000000001,29.247681,29.196009,29.115604000000001,29.201962000000002,29.178121999999998,29.212776000000002,29.214404999999999,29.344874999999998,29.550170999999999,29.794819,29.957190000000001,30.275618000000001,30.801399,31.291125999999998,31.806963,32.268535999999997,32.667476999999998,33.223427000000001,33.577624999999998]
["Industrial Electricity",null,null,null,null,null,null,null,null,null,null,null,null,20.260445000000001,19.975721,18.454588000000001,18.157667,18.271274999999999,18.191776000000001,18.703628999999999,19.002967999999999,19.096264000000001,19.050228000000001,19.095860999999999,19.252116999999998,19.422526999999999,19.539289,19.565339999999999,19.722131999999998,19.810991000000001,19.943812999999999,20.046423000000001,20.238405,20.421748999999998,20.607520999999998,20.839410999999998,21.176966,21.628757,22.108962999999999,22.567038,22.990486000000001,23.379736000000001,23.871493999999998,24.167221000000001]
["Residential Electricity",null,null,null,null,null,null,null,null,null,null,null,null,34.522823000000002,34.335875999999999,33.292259000000001,32.561348000000002,33.352730000000001,33.489016999999997,34.046703000000001,34.326427000000002,34.303291000000002,34.076405000000001,34.105117999999997,34.184669,34.290134000000002,34.319408000000003,34.416462000000003,34.726405999999997,34.904162999999997,35.063048999999999,35.177726999999997,35.337353,35.506706000000001,35.725586,35.884253999999999,36.154865000000001,36.608756999999997,37.082008000000002,37.502094,37.842292999999998,38.16151,38.618450000000003,38.850749999999998]
[]
[]
[]
["AEO_2014_Reference_Case",{"$f":"\"Prices are in $(\" & ref_year&\")/GJ LHV\"","v":"Prices are in $(2016)/GJ LHV"},null,null,null,null,null,null,null,null,null,null,null,null,null,null,null,null,null,null,null,null,null,null,null,null,null,null,null,null,null,null,null,null,null,null,null,null,null,null,null,null,null,null,"Except as noted,values are extrapolated based on PNNL mini-CAM model (see AEO Data tab)"]
["Year","Source Data Year","Reference year Conversion","Display Units","Use Category","LHV (MJ/kg)","HHV (MJ/kg)",2004,2005,2006,2007,2008,2009,2010,2011,2012,2013,2014,2015,2016,2017,2018,2019,2020,2021,2022,2023,2024,2025,2026,2027,2028,2029,2030,2031,2032,2033,2034,2035,2036,2037,2038,2039,2040,2041,2042,2043,2044,2045,2046,2047,2048,2049,2050,2051,2052,2053,2054,2055,2056,2057,2058,2059,2060,2061,2062,2063,2064,2065,2066,2067,2068,2069,2070,{"$f":"+BV87+1","v":2071},{"$f":"+BW87+1","v":2072},{"$f":"+BX87+1","v":2073},{"$f":"+BY87+1","v":2074},{"$f":"+BZ87+1","v":2075},{"$f":"+CA87+1","v":2076},{"$f":"+CB87+1","v":2077},{"$f":"+CC87+1","v":2078},{"$f":"+CD87+1","v":2079},{"$f":"+CE87+1","v":2080},{"$f":"+CF87+1","v":2081},{"$f":"+CG87+1","v":2082},{"$f":"+CH87+1","v":2083},{"$f":"+CI87+1","v":2084},{"$f":"+CJ87+1","v":2085},{"$f":"+CK87+1","v":2086},{"$f":"+CL87+1","v":2087},{"$f":"+CM87+1","v":2088},{"$f":"+CN87+1","v":2089},{"$f":"+CO87+1","v":2090},{"$f":"+CP87+1","v":2091},{"$f":"+CQ87+1","v":2092},{"$f":"+CR87+1","v":2093},{"$f":"+CS87+1","v":2094},{"$f":"+CT87+1","v":2095},{"$f":"+CU87+1","v":2096},{"$f":"+CV87+1","v":2097},{"$f":"+CW87+1","v":2098},{"$f":"+CX87+1","v":2099},{"$f":"+CY87+1","v":2100}]
["Feedstock Type"]
[{"$f":"'HyARC Physical Property Data'!A73","v":"Residential Natural Gas"},2012,{"$f":"VLOOKUP(ref_year,DeflatorTable,2,FALSE)/VLOOKUP(B89,DeflatorTable,2,FALSE)","v":1.0589185747008452},{"$f":"'HyARC Physical Property Data'!H73","v":"mmBtu"},"Feed Utility",{"$f":"'HyARC Physical Property Data'!$E$6","v":47.141269049911173},{"$f":"'HyARC Physical Property Data'!$I$6","v":52.224661236371581},12.595706345448797,12.595706345448797,12.595706345448797,12.595706345448797,13.121338604068761,11.086947084595193,10.600250548835966,{"$f":"O106*($C89/mmBTU_to_GJ*$G89/$F89)","v":12.2087929242581},11.62926676611875,11.549569006878718,12.451077492669647,12.228661210695314,11.880721569489316,12.243181027367417,12.738447103720736,12.928721417497503,12.889662020940529,13.126157788188424,13.227924378910403,13.406700038666168,13.682684414389822,13.872072505629625,13.98822325537062,14.139968571775018,14.341810480347306,14.660154514221039,15.014507871353267,15.178056515524123,15.247180761459282,15.504403238981952,15.944730189731404,16.240765211360355,16.673418609126639,16.84862158003515,16.990523932954982,17.36681602365595,17.766490156398653,{"$f":"($BB89-$AR89)/10+AR89","v":17.817297159388684},{"$f":"($BB89-$AR89)/10+AS89","v":17.868104162378714},17.918911165368744,17.969718168358774,18.020525171348805,18.071332174338835,18.122139177328865,18.172946180318895,18.223753183308926,{"$f":"'AEO Data'!$B$30*AM89","v":18.274560186298949},{"$f":"($BQ89-$BB89)/15+BB89","v":18.423467349139123},18.572374511979298,18.721281674819473,18.870188837659647,19.019096000499822,19.168003163339996,19.316910326180171,19.465817489020345,19.61472465186052,19.763631814700695,19.912538977540869,20.061446140381044,20.210353303221218,20.359260466061393,{"$f":"'AEO Data'!$C$30*BB89","v":20.508167628901592},{"$f":"($BV89-$BQ89)/5+BQ89","v":20.62538963666017},20.742611644418748,20.859833652177326,20.977055659935903,{"$f":"'AEO Data'!$D$30*BQ89","v":21.094277667694488},{"$f":"+BV89*BW$133/BV$133","v":21.164316872120814},{"$f":"+BW89*BX$133/BW$133","v":21.234588627300191},21.305093705369501,21.375832881029339,21.446806931552544,21.492572878539132,21.538436486772465,21.584397964654634,21.630457521032444,21.676615365198366,21.691602524401322,21.706600045689747,21.721607936227954,21.736626203185217,21.751654853735772,21.756748899145897,21.76184413753646,21.766940569186843,21.772038194376496,21.777137013384934,21.784864763140046,21.792595255134241,21.800328490340622,21.808064469732635,21.815803194284069,21.827713124132313,21.839629555984068,21.851552493388983,21.863481939898644,21.875417899066573]
[{"$f":"'HyARC Physical Property Data'!A71","v":"Commercial Natural Gas"},2012,1.0589185747008452,{"$f":"'HyARC Physical Property Data'!H71","v":"mmBtu"},"Feed Utility",{"$f":"'HyARC Physical Property Data'!$E$6","v":47.141269049911173},{"$f":"'HyARC Physical Property Data'!$I$6","v":52.224661236371581},10.902002401006685,10.902002401006685,10.902002401006685,10.902002401006685,11.622313273930342,8.8092072972420112,8.4393179300649965,{"$f":"O107*($C90/mmBTU_to_GJ*$G90/$F90)","v":9.9639823425462914},9.0210827052924731,9.2425705107067522,10.103223803959281,9.9169647343242655,9.6996011439533945,10.015602303441456,10.462516434001412,10.615177995538126,10.553246941060452,10.769181678282015,10.850924309850123,11.006898364407682,11.260741632030943,11.438522098348088,11.543080790438088,11.671986695413095,11.850279769747228,12.132482158553312,12.445283131766116,12.558691817798014,12.5569093651923,12.763364745917485,13.063076979503446,13.291592296126769,13.636518558317496,13.752890585705739,13.853987783746099,14.183892740727496,14.541374007516533,{"$f":"($BB90-$AR90)/10+AR90","v":14.582843496133675},14.624312984750818,14.66578247336796,14.707251961985103,14.748721450602245,14.790190939219388,14.83166042783653,14.873129916453673,14.914599405070815,{"$f":"'AEO Data'!$B$30*AM90","v":14.956068893687954},15.077935891497892,15.199802889307831,15.321669887117769,15.443536884927708,15.565403882737646,15.687270880547585,15.809137878357523,15.931004876167462,16.052871873977402,16.174738871787341,16.296605869597279,16.418472867407218,16.540339865217156,16.662206863027095,{"$f":"'AEO Data'!$C$30*BB90","v":16.784073860837033},16.880009434991543,16.975945009146052,17.071880583300562,17.167816157455071,{"$f":"'AEO Data'!$D$30*BQ90","v":17.263751731609581},{"$f":"+BV90*BW$134/BV$134","v":17.321072463598775},{"$f":"+BW90*BX$134/BW$134","v":17.378583517272784},17.436285524555561,17.494179119469241,17.552264938141089,17.589720211982893,17.627255412691312,17.664870710824552,17.702566277304761,17.740342283418837,17.752607912975723,17.764882022959085,17.77716461923227,17.789455707662682,17.801755294121772,17.805924307948906,17.810094298122248,17.81426526487045,17.818437208422218,17.822610129006311,17.828934590801964,17.835261296871419,17.84159024801107,17.847921445017597,17.854254888687954,17.864002085310659,17.873754603233113,17.883512445360374,17.893275614599098,17.903044113857518]
[{"$f":"'HyARC Physical Property Data'!A72","v":"Industrial Natural Gas"},2012,1.0589185747008452,{"$f":"'HyARC Physical Property Data'!H72","v":"mmBtu"},"Feed Utility",{"$f":"'HyARC Physical Property Data'!$E$6","v":47.141269049911173},{"$f":"'HyARC Physical Property Data'!$I$6","v":52.224661236371581},7.3783194821098821,7.3783194821098821,7.3783194821098821,7.3783194821098821,8.8676108815331158,4.0882509003775072,4.7404242582948717,{"$f":"O108*($C91/mmBTU_to_GJ*$G91/$F91)","v":5.6639494209981782},4.1936228360778802,5.1091841203909469,5.3368743716159921,5.4922435264745477,5.7249186404765142,6.0332162243860541,6.5003155465564157,6.6134284544266668,6.4407629487996489,6.5991877366965674,6.6211298061092361,6.729798257918957,6.9245136919123249,7.0285708954650996,7.0676625385133827,7.1490882649082979,7.2626859820961345,7.4897713336221727,7.7715211596019786,7.8991127420692164,8.0328945389194857,8.2510220375499461,8.4203839457399265,8.6260409478182627,8.9436310809641917,9.0003437635899601,9.040412808909247,9.2706004952886456,9.5554192976825281,{"$f":"($BB91-$AR91)/10+AR91","v":9.5705034586117605},9.585587619540993,9.6006717804702255,9.615755941399458,9.6308401023286905,9.645924263257923,9.6610084241871554,9.6760925851163879,9.6911767460456204,{"$f":"'AEO Data'!$B$30*AM91","v":9.7062609069748458},9.7853507323227493,9.8644405576706529,9.9435303830185564,10.02262020836646,10.101710033714363,10.180799859062267,10.259889684410171,10.338979509758074,10.418069335105978,10.497159160453881,10.576248985801785,10.655338811149688,10.734428636497592,10.813518461845495,{"$f":"'AEO Data'!$C$30*BB91","v":10.892608287193402},10.954869013566299,11.017129739939195,11.079390466312091,11.141651192684987,{"$f":"'AEO Data'!$D$30*BQ91","v":11.203911919057887},{"$f":"+BV91*BW$135/BV$135","v":11.241112201031763},{"$f":"+BW91*BX$135/BW$135","v":11.278435998880177},11.315883722712151,11.35345578399839,11.391152595575804,11.415460497794959,11.439820271333133,11.464232026880003,11.488695875361442,11.513211927940032,11.521172134697148,11.529137845121877,11.537109063019443,11.545085792197696,11.553068036467128,11.55577366294014,11.558479923046971,11.56118681693601,11.563894344755685,11.566602506654455,11.570706986028089,11.574812921901238,11.578920314790748,11.583029165213651,11.587139473687161,11.593465255829788,11.599794491414899,11.606127182327835,11.612463330454966,11.618802937683697]
[{"$f":"'HyARC Physical Property Data'!A74","v":"Electric Utility Natural Gas"},2012,1.0589185747008452,{"$f":"'HyARC Physical Property Data'!H74","v":"mmBtu"},"Feed Utility",{"$f":"'HyARC Physical Property Data'!$E$6","v":47.141269049911173},{"$f":"'HyARC Physical Property Data'!$I$6","v":52.224661236371581},7.0668336992239764,7.0668336992239764,7.0668336992239764,7.0668336992239764,8.8481430201027482,4.0298473160863999,4.7209563968645023,{"$f":"O109*($C92/mmBTU_to_GJ*$G92/$F92)","v":5.428419936541526},3.8227359244888057,4.804318007935696,4.9697558517179701,4.9242593883272674,4.9757470274132745,5.2156664824796266,5.6287951857333169,5.7592455864471468,5.6424810414233342,5.8292060172603444,5.8870328717581808,6.0268258593673236,6.2516128144267338,6.4022817651902537,6.4648666450778842,6.5662751885515531,6.7024543452383245,6.9426740262582278,7.2203541226454542,7.3578387062561834,7.4795914499008447,7.7064221653403528,7.8847308069461519,8.102560303519013,8.418335737567924,8.4846512029154173,8.5378634733123793,8.7815535439657371,9.0721244532400576,{"$f":"($BB92-$AR92)/10+AR92","v":9.0766346022812474},9.0811447513224373,9.0856549003636271,9.090165049404817,9.0946751984460068,9.0991853474871967,9.1036954965283865,9.1082056455695763,9.1127157946107662,{"$f":"'AEO Data'!$B$30*AM92","v":9.1172259436519631},9.1915161172266959,9.2658062908014287,9.3400964643761615,9.4143866379508943,9.488676811525627,9.5629669851003598,9.6372571586750926,9.7115473322498254,9.7858375058245581,9.8601276793992909,9.9344178529740237,10.008708026548756,10.082998200123489,10.157288373698222,{"$f":"'AEO Data'!$C$30*BB92","v":10.231578547272965},10.2900609139843,10.348543280695635,10.40702564740697,10.465508014118305,{"$f":"'AEO Data'!$D$30*BQ92","v":10.523990380829638},{"$f":"+BV92*BW$136/BV$136","v":10.558933123372203},{"$f":"+BW92*BX$136/BW$136","v":10.593991886094585},10.6291670542179,10.664459014242302,10.699868153951249,10.722700904777984,10.745582379056525,10.768512680759219,10.791491914080288,10.814520183436294,10.82199731641864,10.829479619072567,10.836967094972369,10.84445974769482,10.851957580819162,10.854499013417151,10.857041041196203,10.859583664295704,10.862126882855071,10.864670697013759,10.868526091607942,10.872382854312388,10.876240985612579,10.88010048599417,10.883961355942985,10.889903251140053,10.895848390203703,10.901796774904867,10.907748407015436,10.913703288308273]
[{"$f":"'HyARC Physical Property Data'!A75","v":"Bio Methane"},2007,1.1446359956438654,{"$f":"'HyARC Physical Property Data'!H75","v":"mmBtu"},"Feed Utility",{"$f":"'HyARC Physical Property Data'!$E$6","v":47.141269049911173},{"$f":"'HyARC Physical Property Data'!$I$6","v":52.224661236371581},12.42654028436019,12.42654028436019,12.42654028436019,12.42654028436019,12.42654028436019,12.42654028436019,12.42654028436019,{"$f":"13.11*($C$93/mmBTU_to_GJ)","v":14.223865310797228},14.223865310797228,14.223865310797228,14.223865310797228,14.223865310797228,14.223865310797228,14.223865310797228,14.223865310797228,14.223865310797228,14.223865310797228,14.223865310797228,14.223865310797228,14.223865310797228,14.223865310797228,14.223865310797228,14.223865310797228,14.223865310797228,14.223865310797228,14.223865310797228,14.223865310797228,14.223865310797228,14.223865310797228,14.223865310797228,14.223865310797228,14.223865310797228,{"$f":"13.11*($C$93/mmBTU_to_GJ)","v":14.223865310797228},14.223865310797228,14.223865310797228,14.223865310797228,14.223865310797228,14.223865310797228,14.223865310797228,14.223865310797228,14.223865310797228,14.223865310797228,14.223865310797228,14.223865310797228,14.223865310797228,14.223865310797228,14.223865310797228,14.223865310797228,14.223865310797228,14.223865310797228,14.223865310797228,14.223865310797228,14.223865310797228,14.223865310797228,14.223865310797228,14.223865310797228,14.223865310797228,14.223865310797228,14.223865310797228,14.223865310797228,14.223865310797228,14.223865310797228,14.223865310797228,14.223865310797228,14.223865310797228,14.223865310797228,14.223865310797228,{"$f":"+BV93*BW$136/BV$136","v":14.271092726019944},{"$f":"+BW93*BX$136/BW$136","v":14.318476950147966},14.366018503832969,14.413717909455341,14.461575691129934,14.49243565590395,14.523361473628309,14.554353284828478,14.585411230329802,14.616535451258134,14.626641288360148,14.636754112613382,14.646873928848736,14.657000741900452,14.667134556606111,14.670569469948116,14.674005187716483,14.6774417100996,14.6808790372859,14.684317169463862,14.689527988881515,14.69474065739019,14.699955175646044,14.705171544305472,14.710389764025104,14.718420626266095,14.726455872806168,14.734495506038849,14.74253952835897,14.750587942162673]
[{"$f":"'HyARC Physical Property Data'!A85","v":"Woody Biomass"},2005,1.2112501494873942,{"$f":"+'HyARC Physical Property Data'!$H$85","v":"kg"},"Feed Utility",{"$f":"'HyARC Physical Property Data'!$E$45","v":19.551069237418005},{"$f":"'HyARC Physical Property Data'!$I$45","v":20.588656379262464},1.3438238843289665,1.3438238843289665,1.3438238843289665,1.3438238843289665,1.3438238843289665,1.3438238843289665,1.3438238843289665,{"$f":"1.27*($C$94)","v":1.5382876898489906},{"$f":"1.28*($C$94)","v":1.5504001913438645},{"$f":"1.32*($C$94)","v":1.5988501973233604},{"$f":"1.32*($C$94)","v":1.5988501973233604},{"$f":"1.34*($C$94)","v":1.6230752003131084},{"$f":"1.34*($C$94)","v":1.6230752003131084},{"$f":"1.36*($C$94)","v":1.6473002033028561},{"$f":"1.36*($C$94)","v":1.6473002033028561},{"$f":"1.38*($C$94)","v":1.6715252062926038},{"$f":"1.4*($C$94)","v":1.6957502092823518},{"$f":"1.46*($C$94)","v":1.7684252182515954},{"$f":"1.48*($C$94)","v":1.7926502212413433},{"$f":"1.48*($C$94)","v":1.7926502212413433},{"$f":"1.51*($C$94)","v":1.8289877257259652},{"$f":"1.52*($C$94)","v":1.8411002272208392},{"$f":"1.62*($C$94)","v":1.9622252421695787},{"$f":"1.72*($C$94)","v":2.083350257118318},{"$f":"1.82*($C$94)","v":2.2044752720670573},{"$f":"1.91*($C$94)","v":2.3134877855209228},{"$f":"2.01*($C$94)","v":2.4346128004696621},{"$f":"2.11*($C$94)","v":2.5557378154184014},{"$f":"2.2*($C$94)","v":2.6647503288722674},{"$f":"2.3*($C$94)","v":2.7858753438210062},{"$f":"2.4*($C$94)","v":2.9070003587697459},{"$f":"2.5*($C$94)","v":3.0281253737184857},{"$f":"2.57*($C$94)","v":3.1129128841826028},{"$f":"2.64*($C$94)","v":3.1977003946467208},{"$f":"2.71*($C$94)","v":3.282487905110838},{"$f":"2.78*($C$94)","v":3.3672754155749556},{"$f":"2.85*($C$94)","v":3.4520629260390736},{"$f":"2.92*($C$94)","v":3.5368504365031908},{"$f":"2.99*($C$94)","v":3.6216379469673088},{"$f":"3.07*($C$94)","v":3.7185379589263001},{"$f":"3.14*($C$94)","v":3.8033254693904177},{"$f":"3.21*($C$94)","v":3.8881129798545353},{"$f":"3.28*($C$94)","v":3.9729004903186529},{"$f":"3.35*($C$94)","v":4.0576880007827709},{"$f":"3.42*($C$94)","v":4.1424755112468876},{"$f":"3.49*($C$94)","v":4.2272630217110061},{"$f":"3.56*($C$94)","v":4.3120505321751237},{"$f":"3.64*($C$94)","v":4.4089505441341146},{"$f":"3.71*($C$94)","v":4.4937380545982322},{"$f":"3.78*($C$94)","v":4.5785255650623498},{"$f":"3.85*($C$94)","v":4.6633130755264673},{"$f":"3.92*($C$94)","v":4.7481005859905849},{"$f":"3.99*($C$94)","v":4.8328880964547034},{"$f":"4.06*($C$94)","v":4.9176756069188201},{"$f":"4.14*($C$94)","v":5.0145756188778119},{"$f":"4.21*($C$94)","v":5.0993631293419295},{"$f":"4.28*($C$94)","v":5.1841506398060471},{"$f":"4.35*($C$94)","v":5.2689381502701647},{"$f":"4.42*($C$94)","v":5.3537256607342822},{"$f":"4.49*($C$94)","v":5.4385131711983998},{"$f":"4.56*($C$94)","v":5.5233006816625174},{"$f":"4.63*($C$94)","v":5.608088192126635},{"$f":"4.71*($C$94)","v":5.7049882040856268},{"$f":"4.78*($C$94)","v":5.7897757145497444},{"$f":"4.85*($C$94)","v":5.8745632250138611},{"$f":"4.92*($C$94)","v":5.9593507354779796},{"$f":"4.99*($C$94)","v":6.0441382459420971},{"$f":"+BV94*BW$137/BV$137","v":6.0586659764672328},{"$f":"+BW94*BX$137/BW$137","v":6.0732286259412112},6.0878262782954495,6.1024590176630999,6.1171269283795393,6.1299667153690152,6.1428334529403346,6.155727197662495,6.1686480062232301,6.18159593542926,6.197524392005751,6.2134938923080965,6.229504542095909,6.245556447401321,6.2616497145296828,6.2750522655841658,6.2884835037072264,6.3019434903011975,6.3154322868998385,6.3289499551686168,6.3413225489579119,6.3537193301840116,6.3661403461314299,6.3785856441771198,6.3910552717906537,6.4057772391562917,6.4205331189689208,6.4353229893467718,6.4501469285880244,6.4650050151712186]
[{"$f":"'HyARC Physical Property Data'!A80","v":"Metallurgical Coal"},2012,1.0589185747008452,{"$f":"+'HyARC Physical Property Data'!H80","v":"kg"},"Feed",{"$f":"'HyARC Physical Property Data'!$E$44","v":28.610197070281195},{"$f":"'HyARC Physical Property Data'!$I$44","v":29.865267156269461},3.3844321322674711,3.3844321322674711,3.3844321322674711,3.3844321322674711,4.1181843560652975,4.3291381204071717,4.4025133427869543,{"$f":"O111*($C95/mmBTU_to_GJ*$G95/$F95)","v":7.4754647098413036},7.5961523788362539,7.7888515723825718,7.8710115565120651,8.1298664269345355,8.3275528874219908,8.4326459175194799,8.5820072281905144,8.6973241555173413,8.8306675382480098,8.9332721736007059,9.0455694993887992,9.1556508441725821,9.2678109153452777,9.379158984022304,9.4759674931736608,9.5858141430425672,9.7090321165885385,9.8280622527471682,9.9673233001172399,10.050780392749491,10.135476967900939,10.225183860386949,10.307087146953293,10.409246490614819,10.490880506676149,10.58291758438844,10.589678683878184,10.619779354456332,10.683904501220734,{"$f":"($BB95-$AR95)/10+AR95","v":10.706641272001209},{"$f":"($BB95-$AR95)/10+AS95","v":10.729378042781683},10.752114813562157,10.774851584342631,10.797588355123105,10.82032512590358,10.843061896684054,10.865798667464528,10.888535438245002,{"$f":"('AEO Data'!$B$28*AM95)","v":10.911272209025483},{"$f":"($BQ95-$BB95)/15+BB95","v":10.949564626152206},10.987857043278929,11.026149460405652,11.064441877532374,11.102734294659097,11.14102671178582,11.179319128912542,11.217611546039265,11.255903963165988,11.294196380292711,11.332488797419433,11.370781214546156,11.409073631672879,11.447366048799601,{"$f":"('AEO Data'!$C$28*BB95)","v":11.485658465926328},{"$f":"($BV95-$BQ95)/5+BQ95","v":11.522480349055732},11.559302232185136,11.59612411531454,11.632945998443944,{"$f":"('AEO Data'!$D$28*BQ95)","v":11.669767881573351},{"$f":"+BV95*BW$138/BV$138","v":11.709222844508201},11.748811202906952,11.788533407773697,11.828389911637355,11.868381168556825,11.902362207175498,11.936440538842751,11.970616442123857,12.004890196381666,12.039262081778887,12.065505052077379,12.091805226337826,12.118162729252409,12.144577685785119,12.171050221172331,12.188996392854733,12.206969026105547,12.224968159942263,12.242993833439904,12.261046085731108,12.267091502720543,12.273139900456183,12.27919128040771,12.285245644045531,12.291302992840782,12.282597276301862,12.273897725870841,12.26520433718037,12.256517105866193,12.247836027567152]
[{"$f":"'HyARC Physical Property Data'!A81","v":"Other Industrial Coal"},2012,1.0589185747008452,{"$f":"+'HyARC Physical Property Data'!H81","v":"kg"},"Feed",{"$f":"'HyARC Physical Property Data'!$E$42","v":22.7322030001394},{"$f":"'HyARC Physical Property Data'!$I$42","v":23.967615189707661},1.7045706620386931,1.7045706620386931,1.7045706620386931,1.7045706620386931,1.9454339077615519,2.0288096466656182,1.8805861108361666,{"$f":"O112*($C96/mmBTU_to_GJ*$G96/$F96)","v":3.5000719734406505},3.4283630486034649,3.5082354103172322,3.4729360065765973,3.5728444520840283,3.6374683095257363,3.6626327333639828,3.7258057129267965,3.7685626924606996,3.8026038220962977,3.8249701999011396,3.8516352399554865,3.8787257015323093,3.9124059636575477,3.9446681540411968,3.9749376361491651,4.0052642644317942,4.0387455732082129,4.0690235214161303,4.1108047829308205,4.1436733577233733,4.1746317687147547,4.2078082978929805,4.2335251347529512,4.2641893487710778,4.2965838219664425,4.3287105547508951,4.3570423582328557,4.3910559730436169,4.4340140224513274,{"$f":"($BB96-$AR96)/10+AR96","v":4.4375972389028373},4.4411804553543472,4.4447636718058572,4.4483468882573671,4.4519301047088771,4.455513321160387,4.4590965376118969,4.4626797540634069,4.4662629705149168,{"$f":"('AEO Data'!$B$28*AM96)","v":4.4698461869664294},{"$f":"($BQ96-$BB96)/15+BB96","v":4.4855328283960176},4.5012194698256058,4.516906111255194,4.5325927526847822,4.5482793941143704,4.5639660355439586,4.5796526769735468,4.595339318403135,4.6110259598327232,4.6267126012623114,4.6423992426918996,4.6580858841214878,4.673772525551076,4.6894591669806642,{"$f":"('AEO Data'!$C$28*BB96)","v":4.705145808410248},4.7202300397216757,4.7353142710331033,4.750398502344531,4.7654827336559586,{"$f":"('AEO Data'!$D$28*BQ96)","v":4.7805669649673872},{"$f":"+BV96*BW$138/BV$138","v":4.7967298479248255},4.8129473768661839,4.8292197365470884,4.8455471123478153,4.8619296902754039,4.8758501583004978,4.8898104828110576,4.9038107779224589,4.9178511580768074,4.9319317380438736,4.9426822755134054,4.9534562468141461,4.9642537030267464,4.9750746953432019,4.9859192750670944,4.993270995886494,5.0006335567929519,5.0080069737701391,5.015391262825295,5.0227864399892601,5.0252629691749675,5.0277407194352479,5.0302196913721628,5.0326998855880705,5.0351813026856274,5.0316149711771789,5.0280511656394289,5.024489884283275,5.0209311253208835,5.0173748869656869]
[{"$f":"'HyARC Physical Property Data'!A79","v":"Electric Utility Steam Coal"},2012,1.0589185747008452,{"$f":"+'HyARC Physical Property Data'!$H$79","v":"kg"},"Feed",{"$f":"'HyARC Physical Property Data'!$E$42","v":22.7322030001394},{"$f":"'HyARC Physical Property Data'!$I$42","v":23.967615189707661},1.6675147780813302,1.6675147780813302,1.6675147780813302,1.6675147780813302,1.899114052814848,1.9917537627082553,1.8435302268788039,{"$f":"O113*($C97/mmBTU_to_GJ*$G97/$F97)","v":2.563508608233021},2.5292473599987289,2.512156420725097,2.4655759388013712,2.5439953061112566,2.5633361114465441,2.6312374078313132,2.6989005951549947,2.7399495390240283,2.7634874134094223,2.7969877709107278,2.8315834300930369,2.8599236996749471,2.8986106016579902,2.9354709425768672,2.9708190263922138,3.0020991491816877,3.0319082871048861,3.0598453586766876,3.0960559264244187,3.1212584477124392,3.1476800873932294,3.1754446621785544,3.2007075044287174,3.2277789172806535,3.2553731118044889,3.279584041135891,3.3026478139240969,3.3375450779171172,3.3755134196669223,{"$f":"($BB97-$AR97)/10+AR97","v":3.3763071676042595},3.3771009155415967,3.377894663478934,3.3786884114162712,3.3794821593536084,3.3802759072909456,3.3810696552282828,3.3818634031656201,3.3826571511029573,{"$f":"('AEO Data'!$B$28*AM97)","v":3.3834508990402963},{"$f":"($BQ97-$BB97)/15+BB97","v":3.3953249051755909},3.4071989113108856,3.4190729174461802,3.4309469235814749,3.4428209297167696,3.4546949358520642,3.4665689419873589,3.4784429481226535,3.4903169542579482,3.5021909603932428,3.5140649665285375,3.5259389726638322,3.5378129787991268,3.5496869849344215,{"$f":"('AEO Data'!$C$28*BB97)","v":3.5615609910697135},3.5729790027545003,3.5843970144392872,3.595815026124074,3.6072330378088608,{"$f":"('AEO Data'!$D$28*BQ97)","v":3.6186510494936472},{"$f":"+BV97*BW$138/BV$138","v":3.6308855467416481},3.6431614082772978,3.6554787739514016,3.6678377840875944,3.6802385794839378,3.6907756803336049,3.701342950557327,3.7119404765347586,3.7225683448928724,3.7332266425066685,3.7413642638352314,3.7495196234066683,3.7576927598864862,3.7658837120244759,3.7740925186548933,3.7796574050906777,3.785230496932368,3.7908118062788079,3.7964013452466796,3.8019991259705304,3.803873735196305,3.8057492687147039,3.807625726981458,3.8095031104525217,3.8113814195840758,3.808681884288271,3.8059842610264538,3.8032885484443635,3.8005947451886986,3.7979028499071168]
[{"$f":"'HyARC Physical Property Data'!A76","v":"Commercial Electricity"},2012,1.0589185747008452,{"$f":"'HyARC Physical Property Data'!$H$76","v":"kWh"},"Feed Utility Byprod",null,null,26.706046857142852,26.706046857142852,26.706046857142852,26.706046857142852,28.244819428571425,26.82655314285714,25.371207999999996,{"$f":"O114*($C98)","v":32.330007136570579},{"$f":"P114*($C98)","v":31.294588082879496},31.198589701652843,31.36496487027269,31.759086951346323,31.913488927642028,32.158172183779577,32.533567289859626,32.841645883227365,32.614198644730223,32.436733421877534,32.079793148717371,31.936446282341542,32.294334287626057,32.349416055126277,32.432684117247874,32.648171929362348,32.727937088838836,32.843544524231802,33.101402845275778,33.362655000351673,33.40757114953476,33.395441237261558,33.59644198435555,33.868319328409996,34.152252460437403,34.36864670685182,34.442402503416886,34.677078979023513,34.95210131124481,{"$f":"($BB98-$AR98)/10+AR98","v":34.759294585447087},34.566487859649364,34.37368113385164,34.180874408053917,33.988067682256194,33.795260956458471,33.602454230660747,33.409647504863024,33.216840779065301,{"$f":"'AEO Data'!$B$33*AM98","v":33.024034053267563},{"$f":"($BQ98-$BB98)/15+BB98","v":33.043274641864315},33.062515230461067,33.081755819057818,33.10099640765457,33.120236996251322,33.139477584848073,33.158718173444825,33.177958762041577,33.197199350638328,33.21643993923508,33.235680527831832,33.254921116428584,33.274161705025335,33.293402293622087,{"$f":"'AEO Data'!$C$33*BB98","v":33.312642882218888},33.29021180684974,33.267780731480592,33.245349656111443,33.222918580742295,{"$f":"'AEO Data'!$D$33*BQ98","v":33.200487505373161},{"$f":"+BV98*BW$139/BV$139","v":33.185869205539639},{"$f":"+BW98*BX$139/BW$139","v":33.171257342198651},33.156651912516189,33.142052913659484,33.127460342797029,33.100925764400195,33.074412439786272,33.047920351931317,33.021449483825023,32.994999818470696,32.958563922192354,32.922168261541977,32.885812792087954,32.849497469447741,32.81322224928779,32.773673393987664,32.734172205812207,32.694718627309562,32.65531260109713,32.615954069861473,32.57036661325251,32.524842874423982,32.479382764317279,32.433986193998265,32.388653074657114,32.344399879459552,32.300207148193003,32.256074798244526,32.212002747114042,32.167990912414197]
[{"$f":"'HyARC Physical Property Data'!A77","v":"Industrial Electricity"},2012,1.0589185747008452,{"$f":"'HyARC Physical Property Data'!$H$77","v":"kWh"},"Feed Utility Byprod",null,null,17.630996571428568,17.630996571428568,17.630996571428568,17.630996571428568,18.734092571428569,18.576507428571425,17.751502857142853,{"$f":"O115*($C99)","v":21.546913279081487},20.644255082774947,21.265150930132211,21.043453619495697,21.290934538507603,21.295208333875095,21.481681777042766,21.805181401613872,22.088499301949383,21.993341702071042,21.973911605143858,21.871052490471715,21.880460982007932,22.180329779666014,22.321195599821319,22.488160586087275,22.726148300076993,22.858293925769633,23.018536896923386,23.283823531768892,23.547517553078045,23.658798247174783,23.759156196173482,23.989354505127697,24.26178778143386,24.557527855569184,24.788558474523114,24.907507856937837,25.164130420005137,25.469928102762971,{"$f":"($BB99-$AR99)/10+AR99","v":25.288633153422833},25.107338204082694,24.926043254742556,24.744748305402418,24.563453356062279,24.382158406722141,24.200863457382003,24.019568508041864,23.838273558701726,{"$f":"'AEO Data'!$B$33*AM99","v":23.65697860936158},{"$f":"($BQ99-$BB99)/15+BB99","v":23.670761728411506},23.684544847461432,23.698327966511357,23.712111085561283,23.725894204611208,23.739677323661134,23.753460442711059,23.767243561760985,23.781026680810911,23.794809799860836,23.808592918910762,23.822376037960687,23.836159157010613,23.849942276060538,{"$f":"'AEO Data'!$C$33*BB99","v":23.863725395110453},23.847656750397427,23.8315881056844,23.815519460971373,23.799450816258346,{"$f":"'AEO Data'!$D$33*BQ99","v":23.783382171545323},{"$f":"+BV99*BW$140/BV$140","v":23.79056855003947},{"$f":"+BW99*BX$140/BW$140","v":23.797757099967246},23.804947821984772,23.812140716748367,23.819335784914539,23.816642001078176,23.813948521888062,23.811255347309746,23.808562477308776,23.805869911850717,23.795071358532098,23.784277703532847,23.773488944631048,23.762705079605791,23.751926106237168,23.738702519984074,23.725486295796383,23.712277429575355,23.699075917224537,23.685881754649749,23.667805095398695,23.649742231944352,23.631693153758011,23.613657850318987,23.595636311114628,23.578692647144699,23.561761150159583,23.544841811422359,23.527934622202373,23.511039573775246]
[{"$f":"'HyARC Physical Property Data'!A78","v":"Residential Electricity"},2012,1.0589185747008452,{"$f":"'HyARC Physical Property Data'!$H$78","v":"kWh"},"Feed Utility Byprod",null,null,29.496230857142855,29.496230857142855,29.496230857142855,29.496230857142855,30.858878857142852,29.96898628571428,28.680495999999998,{"$f":"O116*($C100)","v":37.012259165882554},36.883387716422881,36.020153058652454,36.437036594489285,37.000471284308979,37.234901031887702,37.611895105015549,38.029256213129564,38.30980398247366,38.276616415423959,38.186511974984086,37.913659366922346,37.798756112381561,38.164246094113849,38.270815659471751,38.382554865311334,38.619545078003675,38.734851780521424,38.88910974389097,39.160747772347534,39.451321382756888,39.535438697575401,39.570735630425908,39.780803897275057,40.046078884016239,40.326008244912707,40.555429307633098,40.630021649872177,40.855427293357288,41.122689870263187,{"$f":"($BB100-$AR100)/10+AR100","v":40.915200036704469},40.707710203145751,40.500220369587034,40.292730536028316,40.085240702469598,39.87775086891088,39.670261035352162,39.462771201793444,39.255281368234726,{"$f":"'AEO Data'!$B$33*AM100","v":39.047791534675994},{"$f":"($BQ100-$BB100)/15+BB100","v":39.070541707817128},39.093291880958262,39.116042054099395,39.138792227240529,39.161542400381663,39.184292573522796,39.20704274666393,39.229792919805064,39.252543092946198,39.275293266087331,39.298043439228465,39.320793612369599,39.343543785510732,39.366293958651866,{"$f":"'AEO Data'!$C$33*BB100","v":39.389044131793007},39.362521510313748,39.335998888834489,39.30947626735523,39.28295364587597,{"$f":"'AEO Data'!$D$33*BQ100","v":39.256431024396711},{"$f":"+BV100*BW$141/BV$141","v":39.239146269797381},{"$f":"+BW100*BX$141/BW$141","v":39.221869125740675},39.204599588875645,39.187337655852808,39.170083323324171,39.138708698285058,39.107359203830633,39.076034819831698,39.044735526175167,39.013461302764064,38.970379307391816,38.927344886837673,38.884357988565462,38.841418560097019,38.798526549012138,38.751763774521798,38.70505736189034,38.658407243186389,38.61181335056046,38.565275616244847,38.511372767810535,38.457545259614896,38.403792986354553,38.350115842873322,38.296513724162004,38.244188513437287,38.191934795582569,38.139752472915873,38.087641447888679,38.035601623085753]
[]
[]
["AEO 2014 Reference Case Values:"]
["2012 $/MMBtu"]
[]
["Residential Natural Gas",null,null,null,null,null,null,null,null,null,null,null,null,null,10.979644,10.458463,10.386789,11.197535999999999,10.997512,10.684602,11.01057,11.455973999999999,11.627091999999999,11.591965,11.804651,11.896172,12.056948999999999,12.305148000000001,12.475469,12.579926,12.716393999999999,12.897914999999999,13.184208999999999,13.502886999999999,13.64997,13.712135,13.943460999999999,14.339456999999999,14.605688000000001,14.994783,15.152347000000001,15.279963,15.618371,15.977807]
["Commercial Natural Gas",null,null,null,null,null,null,null,null,null,null,null,null,null,8.9608349999999994,8.1128640000000001,8.3120530000000006,9.0860579999999995,8.9185510000000008,8.7230709999999991,9.0072580000000002,9.4091780000000007,9.5464699999999993,9.490774,9.6849690000000006,9.7584820000000008,9.8987529999999992,10.127039999999999,10.286922000000001,10.380953999999999,10.496881999999999,10.657225,10.911016,11.192325,11.294316,11.292712999999999,11.478382999999999,11.747921,11.953430000000001,12.263629999999999,12.368285999999999,12.459205000000001,12.755896,13.077387]
["Industrial Natural Gas",null,null,null,null,null,null,null,null,null,null,null,null,null,5.093718,3.77142,4.594805,4.7995720000000004,4.9392990000000001,5.148549,5.425808,5.8458810000000003,5.9476060000000004,5.7923239999999998,5.9347989999999999,5.9545320000000004,6.0522600000000004,6.2273719999999999,6.3209530000000003,6.356109,6.4293370000000003,6.531498,6.7357209999999998,6.9891050000000003,7.1038509999999997,7.224164,7.420331,7.5726420000000001,7.7575940000000001,8.0432100000000002,8.0942129999999999,8.1302479999999999,8.3372609999999998,8.5934050000000006]
[{"$f":"'HyARC Physical Property Data'!$A$74","v":"Electric Utility Natural Gas"},null,null,null,null,null,null,null,null,null,null,null,null,null,4.881901,3.4378730000000002,4.3206319999999998,4.4694140000000004,4.4284980000000003,4.4748020000000004,4.6905669999999997,5.0621029999999996,5.1794200000000004,5.0744109999999996,5.242337,5.2943420000000003,5.4200609999999996,5.622217,5.7577170000000004,5.8140010000000002,5.9051999999999998,6.0276690000000004,6.2437040000000001,6.4934279999999998,6.6170710000000001,6.726566,6.9305599999999998,7.0909170000000001,7.286816,7.5708000000000002,7.630439,7.6782940000000002,7.8974500000000001,8.1587669999999992]
["Woody Biomass"]
["Metallurgical Coal",null,null,null,null,null,null,null,null,null,null,null,null,null,7.1348120000000002,7.25,7.4339180000000002,7.5123340000000001,7.7593930000000002,7.9480709999999997,8.0483750000000001,8.1909299999999998,8.3009920000000008,8.4282590000000006,8.5261879999999994,8.6333680000000008,8.7384330000000006,8.8454820000000005,8.9517559999999996,9.0441529999999997,9.1489940000000001,9.2665970000000009,9.3802029999999998,9.5131180000000004,9.5927720000000001,9.6736090000000008,9.7592280000000002,9.8373989999999996,9.9349030000000003,10.012817,10.10066,10.107113,10.135842,10.197044999999999]
["Other Industrial Coal",null,null,null,null,null,null,null,null,null,null,null,null,null,3.3073760000000001,3.2396150000000001,3.3150900000000001,3.2817340000000002,3.3761420000000002,3.437208,3.4609869999999998,3.5206819999999999,3.5610849999999998,3.5932520000000001,3.6143869999999998,3.6395840000000002,3.6651829999999999,3.697009,3.7274949999999998,3.7560980000000002,3.7847550000000001,3.8163930000000001,3.8450039999999999,3.8844850000000002,3.9155440000000001,3.944798,3.9761479999999998,4.0004489999999997,4.0294249999999998,4.0600360000000002,4.0903939999999999,4.1171660000000001,4.1493070000000003,4.1898999999999997]
["Electric Utility Steam Coal",null,null,null,null,null,null,null,null,null,null,null,null,null,2.4223750000000002,2.39,2.37385,2.329834,2.4039359999999999,2.422212,2.4863749999999998,2.5503130000000001,2.589102,2.6113439999999999,2.6429999999999998,2.675691,2.7024710000000001,2.7390279999999998,2.7738589999999999,2.807261,2.8368190000000002,2.8649870000000002,2.8913859999999998,2.9256030000000002,2.9494180000000001,2.9743849999999998,3.0006210000000002,3.0244930000000001,3.050074,3.076149,3.099027,3.1208209999999998,3.153797,3.1896749999999998]
["Commercial Electricity",null,null,null,null,null,null,null,null,null,null,null,null,null,30.531154999999998,29.553346999999999,29.462689999999998,29.619807999999999,29.992000999999998,30.137812,30.368880999999998,30.723389000000001,31.014326000000001,30.799534000000001,30.631943,30.294862999999999,30.159492,30.497467,30.549484,30.628119000000002,30.831617000000001,30.906943999999999,31.016119,31.259630000000001,31.506346000000001,31.548763000000001,31.537307999999999,31.727125000000001,31.983875000000001,32.252009999999999,32.456364000000001,32.526015999999998,32.747635000000002,33.007354999999997]
["Industrial Electricity",null,null,null,null,null,null,null,null,null,null,null,null,null,20.348036,19.495602000000002,20.081951,19.872589000000001,20.106300000000001,20.110336,20.286434,20.591933999999998,20.859487999999999,20.769625000000001,20.751276000000001,20.654140000000002,20.663025000000001,20.946209,21.079236999999999,21.236912,21.461658,21.586451,21.737777999999999,21.988303999999999,22.237325999999999,22.342414999999999,22.437189,22.654578999999998,22.911854000000002,23.191139,23.409314999999999,23.521646,23.76399,24.052772999999998]
["Residential Electricity",null,null,null,null,null,null,null,null,null,null,null,null,null,34.952885000000002,34.831184,34.015979999999999,34.409668000000003,34.941752999999999,35.163139000000001,35.519157,35.913296000000003,36.178234000000003,36.146892999999999,36.061802,35.804130999999998,35.695621000000003,36.040774999999996,36.141415000000002,36.246937000000003,36.470740999999997,36.579631999999997,36.725307000000001,36.981831,37.256236999999999,37.335673999999997,37.369007000000003,37.567386999999997,37.817901999999997,38.082256000000001,38.298912000000001,38.369354000000001,38.582217999999997,38.834609999999998]
[]
[]
[]
[]
[]
[]
[]
[]
[]
[]
[]
[]
[]
["AEO_2017_Reference_Case","Prices are in $(2012)/GJ LHV",null,null,null,null,null,null,null,null,null,null,null,null,null,null,null,null,null,null,null,null,null,null,null,null,null,null,null,null,null,null,null,null,null,null,null,null,null,null,null,null,null,null,null,null,null,null,null,null,null,null,null,"Values are extrapolated based on PNNL GCAM model for years 2050-2100"]
["Year","Source Data Year","Reference year Conversion","Display Units","Use Category","LHV (MJ/kg)","HHV (MJ/kg)",2004,{"$f":"+H131+1","v":2005},{"$f":"+I131+1","v":2006},2007,2008,2009,2010,2011,2012,2013,2014,2015,2016,2017,2018,2019,2020,2021,2022,2023,2024,2025,2026,2027,2028,2029,2030,2031,2032,2033,2034,2035,2036,2037,2038,2039,2040,2041,2042,2043,2044,2045,2046,2047,2048,2049,2050,2051,2052,2053,2054,2055,2056,2057,2058,2059,2060,2061,2062,2063,2064,2065,2066,2067,2068,2069,{"$f":"+BU131+1","v":2070},2071,2072,2073,2074,2075,2076,2077,2078,2079,2080,2081,2082,2083,2084,2085,2086,2087,2088,2089,2090,2091,2092,2093,2094,2095,2096,2097,2098,2099,2100]
["Feedstock Type"]
["Residential Natural Gas",2016,{"$f":"VLOOKUP(ref_year,DeflatorTable,2,FALSE)/VLOOKUP(B133,DeflatorTable,2,FALSE)","v":1},"mmBtu","Feed Utility",47.141269049911173,52.224661236371581,13.604875014867702,15.571757228276402,16.331995797204218,15.155672177020728,15.783516201764996,13.69149010361817,12.691188457250465,12.04142243701838,11.415954621928984,10.886628367710442,11.368469484946878,10.641362038493474,10.173400019832483,10.023002570479671,10.033707215541167,10.158951752324048,10.289627280447673,10.38663350570965,10.458822090960101,10.541361785535555,10.671303703310535,10.821196220864106,10.961130973142659,11.387951919139837,11.524366479125279,11.653679994237272,11.727599293307653,11.827238554162054,11.877874728924342,11.891573527850655,11.9827791131466,12.163475682807357,12.259449735369497,12.356256919064013,12.41256198723101,12.490714236969412,12.496378391289182,12.55376491863939,12.651412816002184,12.770777096192051,12.886454368298935,13.010888521557151,13.118997475015544,13.217679440712152,13.363983523149482,13.453606254075613,13.593337225701765,13.668907227280409,13.744897348292845,13.821309924326409,13.898147303952761,13.975411848800078,14.050424531225174,14.12583984239463,14.201659943408417,14.277887006966159,14.354523217429389,14.422221698840277,14.490239458315362,14.558578001626712,14.627238841647882,14.696223498387408,14.75529333521281,14.814600596681556,14.874146237095607,14.933931214592636,14.993956491161448,15.043740835540882,15.093690478582264,15.143805969125756,15.19408785783383,15.244536697197322,15.277067444573643,15.309667610230484,15.342337342301477,15.375076789236356,15.407886099801638,15.41853907481957,15.42919941527855,15.439867126271025,15.450542212892964,15.461224680243861,15.464845562477739,15.468467292690251,15.472089871079984,15.475713297845573,15.479337573185701,15.484830510437597,15.490325396891745,15.49582223323983,15.501321020173785,15.506821758385787,15.515287417782641,15.523757698847955,15.532232604104841,15.540712136077792,15.549196297292674]
["Commercial Natural Gas",2016,1,"mmBtu","Feed Utility",47.141269049911173,52.224661236371581,11.934322920018829,13.90423046997279,14.274140536522257,13.139550648884942,13.897221248926272,11.345666428533674,10.551848524158197,9.7270239269114924,8.6825570363966911,8.5236392646415098,9.2232797097563566,8.1091689522623707,7.3693882730726834,7.4731047451509687,7.9843107853990691,8.5650780622071245,9.1477570858798014,9.2514909161219876,9.3094669856386769,9.3761326413005577,9.4891655040111615,9.6143446414218783,9.7258827967425425,10.087086372666475,10.198695614261233,10.304737378868989,10.357640731866367,10.427655972763532,10.453569289213085,10.441948105124277,10.506270757192036,10.658282593530579,10.722901912315555,10.786351624937444,10.817805879498341,10.86596540847121,10.838793391061706,10.868085675073171,10.937640276914211,11.027299024885883,11.114692490256441,11.212257927541287,11.293368314098968,11.35816487466068,11.46581792814789,11.521194135666732,11.628119265707223,11.692763949840026,11.757768015837698,11.823133461626696,11.888862296240635,11.954956539882032,12.019124477688386,12.083636835336717,12.148495461492134,12.213702214742405,12.279258963651227,12.337170130194249,12.395354416085945,12.453813109405683,12.512547504307637,12.571558901049444,12.622088884688262,12.672821967979766,12.723758967260437,12.774900702147928,12.826247995554251,12.868834910334423,12.911563226193937,12.954433412625956,12.997445940682496,13.040601282979605,13.06842899033459,13.096316080020177,13.124262678753999,13.152268913524093,13.180334911589481,13.189447763127433,13.198566915268799,13.207692372369801,13.216824138789674,13.225962218890665,13.22905962240266,13.232157751299196,13.23525660575015,13.23835618592544,13.241456491995026,13.246155303510076,13.250855782427021,13.255557929337549,13.260261744833558,13.264967229507157,13.272208990341527,13.279454704679821,13.286704374680379,13.293958002502723,13.30121559030755]
["Industrial Natural Gas",2016,1,"mmBtu","Feed Utility",47.141269049911173,52.224661236371581,8.2641705904266125,10.495609596381577,9.3614571685358463,8.8987432965993278,10.965509816201024,6.0111731674040234,6.1171751211856922,5.6004077154944953,4.1590520124961925,4.894763142071362,5.8241384234641265,4.0289549914527321,3.5632207034637156,3.8686572087168831,4.230424735748624,4.6374903322667231,5.0398775041324821,5.0452222441273262,4.9894479534735598,5.0008757828968315,5.0866427943161305,5.1985543895300337,5.3142743134013735,5.4069765017212355,5.498883471588238,5.5761078084954727,5.5953977798334869,5.6194116710392619,5.6053299540498323,5.5496627667157004,5.5482476759527453,5.6344516310034729,5.6381945602887429,5.6485162872871211,5.6430123140383071,5.6644386648670784,5.6215300420072483,5.6260767200982693,5.6802473044084865,5.7631623345111542,5.819991545472468,5.8947240715184783,5.9518546882819487,6.0145186606208574,6.1247620979360331,6.1606322318436177,6.238633778680942,6.2733164733478626,6.3081919809530058,6.3432613734093088,6.3785257285888406,6.4139861303559274,6.4484130445592944,6.4830247443854354,6.5178222216666768,6.5528064735589808,6.5879785025705191,6.6190485794679574,6.6502651883672899,6.6816290203394662,6.7131407697146503,6.7448011340975915,6.7719111125525773,6.7991300565526132,6.8264584040725946,6.8538965948478108,6.8814450703810159,6.904293491437457,6.9272177759701634,6.9502181758681845,6.9732949438569127,6.996448333500866,7.0113782521851409,7.0263400302445289,7.0413337356646508,7.0563594365762032,7.0714172012552687,7.0763063619291211,7.0811989029567863,7.0860948266754322,7.090994135423843,7.0958968315424205,7.0975586278944007,7.0992208134244059,7.1008833882235782,7.1025463523830812,7.1042097059940996,7.1067306780935082,7.1092525447752264,7.1117753063567024,7.1142989631554965,7.1168235154892816,7.1207088122192239,7.1245962300542702,7.1284857701523974,7.1323774336722154,7.1362712217729669]
["Electric Utility Natural Gas",2016,1,"mmBtu","Feed Utility",47.141269049911173,52.224661236371581,8.4160389626855991,10.630483084185546,10.241695834954719,9.4549147526367854,10.431438353650302,7.3081429877632402,6.8860004096407268,6.1462564207083838,5.0701845410069568,5.147940545971605,5.9174075441245835,4.3672641892083037,3.755553639162041,3.3468214009493336,3.6078009129373227,3.9595869792693468,4.2992239274502966,4.3362295461094007,4.2972619462853157,4.3209431537283329,4.4388231525151278,4.5598555906037213,4.6705511366221319,4.7905826799714895,4.8909868291351355,4.9795195705251665,5.0140428564929254,5.034241784322349,5.0303794300966009,4.9817061843162831,5.005816752854825,5.1117353012541518,5.1218001698488047,5.1563490468752367,5.1654177598155924,5.1952502995101684,5.1548078964528896,5.1691436283950809,5.2239208155775625,5.3036701369405987,5.3698761013633396,5.4477553798092231,5.5105548899774046,5.5735610242489493,5.6745566112130543,5.7069198222653581,5.8107835034348891,5.8430876323795795,5.8755713510037442,5.9082356577077126,5.9410815564422617,5.974110056739474,6.006175946840397,6.0384139498247791,6.0708249895043265,6.1034099946492821,6.1361698990150408,6.1651091662794615,6.1941849162690321,6.2233977926605295,6.2527484421664239,6.2822375145491964,6.3074882699506478,6.3328405179567433,6.3582946665057261,6.3838511251755019,6.4095103051902287,6.4307917640583545,6.4521438836275307,6.473566898512062,6.4950610441052419,6.5166265565819383,6.5305325700258869,6.5444682579046409,6.5584336835413142,6.5724289103941489,6.5864540020568016,6.5910078603528843,6.5955648671755291,6.6001250247016205,6.6046883351095476,6.6092548005792047,6.6108026296665843,6.6123508212418631,6.6138993753899316,6.6154482921957012,6.6169975717441041,6.6193456536491393,6.6216945687853457,6.6240443174483996,6.6263948999340831,6.6287463165382841,6.6323651566473876,6.6359859723945851,6.6396087648584388,6.6432335351180996,6.6468602842533091]
["Woody Biomass",2016,1,"kg","Feed Utility",19.551069237418005,20.588656379262464,5.0967849132778742,5.0967849132778742,5.0967849132778742,5.0967849132778742,5.0967849132778742,5.0967849132778742,5.0967849132778742,5.0967849132778742,5.0967849132778742,5.0967849132778742,5.0967849132778742,5.0967849132778742,5.0967849132778742,5.0967849132778742,5.0967849132778742,5.0967849132778742,5.0967849132778742,5.0967849132778742,5.0967849132778742,5.0967849132778742,5.0967849132778742,5.0967849132778742,5.0967849132778742,5.0967849132778742,5.0967849132778742,5.0967849132778742,5.0967849132778742,5.0967849132778742,5.0967849132778742,5.0967849132778742,5.0967849132778742,5.0967849132778742,5.0967849132778742,5.0967849132778742,5.0967849132778742,5.0967849132778742,5.0967849132778742,5.0967849132778742,5.0967849132778742,5.0967849132778742,5.0967849132778742,5.0967849132778742,5.0967849132778742,5.0967849132778742,5.0967849132778742,5.0967849132778742,5.0967849132778742,5.1179587571540939,5.1392205646528959,5.1605707012062227,5.1820095337641501,5.2035374308011946,5.2223240063357927,5.2411784079262249,5.2601008804480855,5.2790916696610548,5.2981510222120916,5.3113630812048802,5.3246080872582748,5.3378861225327325,5.3511972693935945,5.3645416104115968,5.3779717491778074,5.3914355103185612,5.4049329780075288,5.4184642366291094,5.4320293707789578,5.4450858323773135,5.458173676572823,5.471292978796904,5.4844438146622805,5.4976262599634209,5.509165721372697,5.5207294039936956,5.5323173586664938,5.5439296363378796,5.5555662880615797,5.5698816197819898,5.5842338386011479,5.598623039568059,5.6130493179766479,5.6275127693663878,5.6395580019552014,5.6516290163830023,5.6637258678337163,5.6758486116093856,5.6879973031304223,5.6991168854631553,5.7102582056949531,5.7214213063216786,5.732606229922272,5.7438130191589121,5.7570440466225028,5.7703055521130002,5.7835976058373566,5.796920278164249,5.8102736396244499]
["Electric Utility Steam Coal",2016,1,"kg","Feed",22.7322030001394,23.967615189707661,{"$error":"#N/A"},{"$error":"#N/A"},{"$error":"#N/A"},{"$error":"#N/A"},2.2148742453355847,2.3408877437334223,2.3629142410275352,2.4181318326423913,2.3501923436687169,2.2749877363600257,2.2671813119268305,2.0920368648072634,1.9706687398025258,2.067600203211962,2.1142782942327232,2.1573963846468813,2.1900363582596567,2.1929897559939948,2.2028650611910647,2.2090827406317772,2.2092997907220093,2.2079918032786887,2.2065492258230841,2.1995552842692714,2.1903510334996437,2.1795345460335755,2.1771697426487315,2.177831318906295,2.1809505846135182,2.1861806387528246,2.1973402359685172,2.2020565733003745,2.2177912831167257,2.2206593773221517,2.2289385587115755,2.2351116907538557,2.2481536525075447,2.2492673374683427,2.2496910116619402,2.2544263053335558,2.2540196918457411,2.2546357728878843,2.2490256441364247,2.2531477002168603,2.2540841434009193,2.2596705767276806,2.2620458060993922,2.2703711301923084,2.2787270951418623,2.2871138137198912,2.2955313991132824,2.3039799649255008,2.3125787529279784,2.3212096328567045,2.3298727244834101,2.338568148026833,2.3472960241543843,2.3559838582312191,2.3647038478010849,2.3734561118781943,2.3822407699172565,2.3910579418151077,2.3997099382358895,2.4083932417365861,2.4171079656012542,2.4258542235238663,2.434632129609795,2.4428635118796533,2.4511227240845761,2.4594098603163279,2.467725014984794,2.476068282819055,2.4831576550549128,2.4902673252765117,2.4973973516001715,2.5045477923086086,2.5117187058514112,2.5171937058097216,2.5226806400759916,2.5281795346644143,2.5336904156458884,2.539213309148141,2.5429573704375228,2.5467069523323964,2.5504620629728754,2.554222710511076,2.5579889031111347,2.5592501421168059,2.5605120029875006,2.5617744860298348,2.5630375915505756,2.564301319856642,2.5624850697467836,2.5606701060553489,2.5588564278711901,2.5570440342838041,2.555232924383334]
["Commercial Electricity",2016,1,"kWh","Feed Utility Byprod",null,null,28.373013628420669,29.17093293229123,30.878569780545078,30.682595180991225,31.992353762541459,31.4429334181984,31.156600892671783,30.676058322376605,29.679126186318804,29.700131988890092,30.54196479432273,29.932211922183079,28.972214109999999,29.128232055928784,28.995688380521983,29.39475155821113,29.885964346916182,30.089071101439163,31.081689502737298,31.400245105473072,31.337976372818122,31.854564117923594,32.189964324168578,32.274661250208517,32.347049824843424,32.398275541772193,32.473329377777105,32.424485524938959,32.33705604252286,32.213589610409308,32.123147965605618,32.189031672252469,32.20134665837643,32.137342472816606,32.106067355666433,32.055398007309563,31.985796962436115,31.883579639374592,31.88043762605966,31.921825950470875,31.967798865652629,32.011030694105337,32.04019407500644,32.084258086774547,32.12290532445671,32.1438833578502,32.210559439498944,32.212518425109167,32.214477529861206,32.216436753762309,32.218396096819724,32.220355559040698,32.225068562587758,32.229782255525173,32.234496637953782,32.239211709974448,32.243927471688032,32.234738373564198,32.225551894213289,32.216368032888994,32.207186788845206,32.198008161336034,32.188328675270981,32.178652099089362,32.168978431916393,32.15930767287756,32.14963982109861,32.135484213462775,32.121334838594358,32.107191693749044,32.093054776183735,32.078924083156537,32.05322936592912,32.027555229768936,32.001901658190874,31.976268634723027,31.950656142906677,31.915373500092528,31.880129819385399,31.844925057760001,31.809759172238564,31.774632119890772,31.736335048107414,31.698084134709202,31.659879324062725,31.621720560601634,31.583607788826551,31.539463246970023,31.495380406125889,31.451359180054389,31.407399482636293,31.363501227872742,31.320648715953933,31.277854754187555,31.235119262575491,31.192442161228929,31.1498233703682]
["Industrial Electricity",2016,1,"kWh","Feed Utility Byprod",null,null,18.232352698801531,19.279059481202857,20.106975671052609,20.31728323383771,21.702415417864383,21.137326303769196,20.699724047437488,20.430734156114106,19.619402543384187,19.94482547791937,20.190684361237558,19.439058682545589,18.777772519999996,19.537493744407882,19.094688812726531,19.340880484069093,19.700726786066333,19.809231927025674,20.448628319255093,20.513438149254636,20.459361398826221,20.950622526197662,21.163384692376518,21.285322295688569,21.423623959296947,21.53228264660833,21.607771530610695,21.635145433038627,21.585785019942069,21.508628925857963,21.446118499871098,21.521952389257063,21.600204159779199,21.583872325260458,21.588666383585327,21.605374501448264,21.554715579078266,21.491324631109631,21.516251270074765,21.58191413536343,21.663232093841465,21.742367229796333,21.822824570449338,21.895024529503647,21.976239175929997,22.046603213478718,22.114819497732821,22.13487665280584,22.15495199882406,22.175045552285859,22.195157329704575,22.215287347608523,22.237407284551185,22.259549246489641,22.281713255354351,22.303899333097611,22.326107501693581,22.336823207612067,22.347544056673097,22.358270051345187,22.369001194098043,22.379737487402554,22.390100389733625,22.400468090590362,22.410840592194713,22.421217896769658,22.431600006539206,22.438377931004013,22.44515790348412,22.451939924598356,22.458723994965737,22.465510115205461,22.462969438648798,22.46042904942313,22.45788894749596,22.455349132834797,22.452809605407158,22.442624812220661,22.432444638946507,22.422269083489063,22.412098143753649,22.401931817646531,22.389459823741635,22.376994773462549,22.364536662943497,22.352085488320853,22.339641245733144,22.322592014179389,22.305555794307125,22.288532576186064,22.271522349893491,22.254525105514261,22.238544472899552,22.222575315731635,22.206617625770171,22.190671394780733,22.174736614534808]
["Residential Electricity",2016,1,"kWh","Feed Utility Byprod",null,null,31.081820315099751,31.795307521355493,33.946842042036877,33.862138723062856,35.110516897292094,35.620882248372396,35.284315436843215,35.109707376782602,34.944303180720262,35.113313940081568,35.603854676435802,35.586699324775935,34.861101349999998,34.664653819323334,34.410290069910978,34.908531869398402,35.616671532127199,35.947520321196222,36.987705865849776,37.546039262370911,37.510823122184988,38.008797637281816,38.419808048103611,38.480927078752217,38.529894147798792,38.610432052895767,38.669048846696292,38.631731396248163,38.567872226687491,38.465126969563705,38.413723063041203,38.515467425425761,38.527084818246614,38.521472793861179,38.546973809920992,38.560691565187064,38.568356561168315,38.569368829711408,38.651143635977618,38.781520601750053,38.929117506558889,39.08758776785308,39.228047610742941,39.393119417357944,39.595269824540118,39.769550621009692,39.980674011616443,39.983105560972888,39.985537258211586,39.987969103341534,39.990401096371727,39.99283323731116,39.998683153044055,40.00453392446812,40.010385551708517,40.016238034890421,40.022091374139045,40.01068560090993,39.999283078177193,39.987883805014484,39.976487780495717,39.965095003695069,39.953080546830584,39.941069701797218,39.929062467509169,39.917058842880955,39.905058826827435,39.887488478960996,39.869925867384971,39.852370988693046,39.8348238394804,39.817284416343718,39.785391393336162,39.75352391614198,39.721681964299371,39.689865517362925,39.658074554903607,39.614280722534119,39.57053525105394,39.526838087058842,39.48318917720357,39.439588468201791,39.392053039782866,39.344574904480901,39.297153993242112,39.249790237095944,39.202483567154964,39.147690090479308,39.092973198877175,39.038332785305279,38.983768742869955,38.929280964826951,38.876091192919297,38.822974095147039,38.769929572214203,38.716957524960492,38.66405785436109]

{"sheet":"Non-Energy Material Prices","index":12,"n_rows":8,"n_cols":104,"rows_kept":8,"cut":false,"hidden":false,"merged":[]}
["Other Inputs and Byproducts","Units","Source Data Year","Reference Year Conversion - Chemical price indexes are used to update costs to reference year dollars",2001,2002,2003,2004,2005,2006,2007,2008,2009,2010,2011,2012,2013,2014,2015,2016,2017,2018,2019,2020,2021,2022,2023,2024,2025,2026,2027,2028,2029,2030,2031,2032,2033,2034,2035,2036,2037,2038,2039,2040,2041,2042,2043,2044,2045,2046,2047,2048,2049,2050,2051,2052,2053,2054,2055,2056,2057,2058,2059,2060,2061,2062,2063,2064,2065,2066,2067,2068,2069,2070,{"$f":"+BV1+1","v":2071},{"$f":"+BW1+1","v":2072},2073,2074,2075,2076,2077,2078,2079,2080,2081,2082,2083,2084,2085,2086,2087,2088,2089,2090,2091,2092,2093,2094,2095,2096,2097,2098,2099,2100]
["Cooling Water","gal",2005,{"$f":"VLOOKUP(ref_year,Chemical_price_indexes,2,FALSE)/VLOOKUP(C2,Chemical_price_indexes,2,FALSE)","v":1.4260544580886279},{"$f":"0.000079485*($D$2)","v":1.1334993860117458E-4},1.1334993860117458E-4,1.1334993860117458E-4,1.1334993860117458E-4,1.1334993860117458E-4,1.1334993860117458E-4,1.1334993860117458E-4,1.1334993860117458E-4,1.1334993860117458E-4,1.1334993860117458E-4,1.1334993860117458E-4,1.1334993860117458E-4,1.1334993860117458E-4,1.1334993860117458E-4,1.1334993860117458E-4,1.1334993860117458E-4,1.1334993860117458E-4,1.1334993860117458E-4,1.1334993860117458E-4,1.1334993860117458E-4,1.1334993860117458E-4,1.1334993860117458E-4,1.1334993860117458E-4,1.1334993860117458E-4,1.1334993860117458E-4,1.1334993860117458E-4,1.1334993860117458E-4,1.1334993860117458E-4,1.1334993860117458E-4,1.1334993860117458E-4,1.1334993860117458E-4,1.1334993860117458E-4,{"$f":"0.000079485*($D$2)","v":1.1334993860117458E-4},1.1334993860117458E-4,1.1334993860117458E-4,1.1334993860117458E-4,1.1334993860117458E-4,1.1334993860117458E-4,1.1334993860117458E-4,1.1334993860117458E-4,1.1334993860117458E-4,1.1334993860117458E-4,1.1334993860117458E-4,1.1334993860117458E-4,1.1334993860117458E-4,1.1334993860117458E-4,1.1334993860117458E-4,1.1334993860117458E-4,1.1334993860117458E-4,1.1334993860117458E-4,1.1334993860117458E-4,1.1334993860117458E-4,1.1334993860117458E-4,1.1334993860117458E-4,1.1334993860117458E-4,1.1334993860117458E-4,1.1334993860117458E-4,1.1334993860117458E-4,1.1334993860117458E-4,1.1334993860117458E-4,1.1334993860117458E-4,1.1334993860117458E-4,1.1334993860117458E-4,1.1334993860117458E-4,{"$f":"0.000079485*($D$2)","v":1.1334993860117458E-4},1.1334993860117458E-4,1.1334993860117458E-4,1.1334993860117458E-4,1.1334993860117458E-4,1.1334993860117458E-4,{"$f":"+BV2","v":1.1334993860117458E-4},{"$f":"+BW2","v":1.1334993860117458E-4},1.1334993860117458E-4,1.1334993860117458E-4,1.1334993860117458E-4,1.1334993860117458E-4,1.1334993860117458E-4,1.1334993860117458E-4,1.1334993860117458E-4,1.1334993860117458E-4,1.1334993860117458E-4,1.1334993860117458E-4,1.1334993860117458E-4,1.1334993860117458E-4,1.1334993860117458E-4,1.1334993860117458E-4,1.1334993860117458E-4,1.1334993860117458E-4,1.1334993860117458E-4,1.1334993860117458E-4,1.1334993860117458E-4,1.1334993860117458E-4,1.1334993860117458E-4,1.1334993860117458E-4,1.1334993860117458E-4,1.1334993860117458E-4,1.1334993860117458E-4,1.1334993860117458E-4,1.1334993860117458E-4,1.1334993860117458E-4]
["Demineralized Water","gal",2005,1.4260544580886279,{"$f":"0.0049962*($D$3)","v":7.1248532835024025E-3},7.1248532835024025E-3,7.1248532835024025E-3,7.1248532835024025E-3,7.1248532835024025E-3,7.1248532835024025E-3,7.1248532835024025E-3,7.1248532835024025E-3,7.1248532835024025E-3,7.1248532835024025E-3,7.1248532835024025E-3,7.1248532835024025E-3,7.1248532835024025E-3,7.1248532835024025E-3,7.1248532835024025E-3,7.1248532835024025E-3,7.1248532835024025E-3,7.1248532835024025E-3,7.1248532835024025E-3,7.1248532835024025E-3,7.1248532835024025E-3,7.1248532835024025E-3,7.1248532835024025E-3,7.1248532835024025E-3,7.1248532835024025E-3,7.1248532835024025E-3,7.1248532835024025E-3,7.1248532835024025E-3,7.1248532835024025E-3,7.1248532835024025E-3,7.1248532835024025E-3,7.1248532835024025E-3,{"$f":"0.0049962*($D$3)","v":7.1248532835024025E-3},7.1248532835024025E-3,7.1248532835024025E-3,7.1248532835024025E-3,7.1248532835024025E-3,7.1248532835024025E-3,7.1248532835024025E-3,7.1248532835024025E-3,7.1248532835024025E-3,7.1248532835024025E-3,7.1248532835024025E-3,7.1248532835024025E-3,7.1248532835024025E-3,7.1248532835024025E-3,7.1248532835024025E-3,7.1248532835024025E-3,7.1248532835024025E-3,7.1248532835024025E-3,7.1248532835024025E-3,7.1248532835024025E-3,7.1248532835024025E-3,7.1248532835024025E-3,7.1248532835024025E-3,7.1248532835024025E-3,7.1248532835024025E-3,7.1248532835024025E-3,7.1248532835024025E-3,7.1248532835024025E-3,7.1248532835024025E-3,7.1248532835024025E-3,7.1248532835024025E-3,7.1248532835024025E-3,{"$f":"0.0049962*($D$3)","v":7.1248532835024025E-3},7.1248532835024025E-3,7.1248532835024025E-3,7.1248532835024025E-3,7.1248532835024025E-3,7.1248532835024025E-3,{"$f":"+BV3","v":7.1248532835024025E-3},7.1248532835024025E-3,7.1248532835024025E-3,7.1248532835024025E-3,7.1248532835024025E-3,7.1248532835024025E-3,7.1248532835024025E-3,7.1248532835024025E-3,7.1248532835024025E-3,7.1248532835024025E-3,7.1248532835024025E-3,7.1248532835024025E-3,7.1248532835024025E-3,7.1248532835024025E-3,7.1248532835024025E-3,7.1248532835024025E-3,7.1248532835024025E-3,7.1248532835024025E-3,7.1248532835024025E-3,7.1248532835024025E-3,7.1248532835024025E-3,7.1248532835024025E-3,7.1248532835024025E-3,7.1248532835024025E-3,7.1248532835024025E-3,7.1248532835024025E-3,7.1248532835024025E-3,7.1248532835024025E-3,7.1248532835024025E-3,7.1248532835024025E-3]
["Process Water","gal",2005,1.4260544580886279,{"$f":"0.0016654*($D$4)","v":2.374951094500801E-3},2.374951094500801E-3,2.374951094500801E-3,2.374951094500801E-3,2.374951094500801E-3,2.374951094500801E-3,2.374951094500801E-3,2.374951094500801E-3,2.374951094500801E-3,2.374951094500801E-3,2.374951094500801E-3,2.374951094500801E-3,2.374951094500801E-3,2.374951094500801E-3,2.374951094500801E-3,2.374951094500801E-3,2.374951094500801E-3,2.374951094500801E-3,2.374951094500801E-3,2.374951094500801E-3,2.374951094500801E-3,2.374951094500801E-3,2.374951094500801E-3,2.374951094500801E-3,2.374951094500801E-3,2.374951094500801E-3,2.374951094500801E-3,2.374951094500801E-3,2.374951094500801E-3,2.374951094500801E-3,2.374951094500801E-3,2.374951094500801E-3,{"$f":"0.0016654*($D$4)","v":2.374951094500801E-3},2.374951094500801E-3,2.374951094500801E-3,2.374951094500801E-3,2.374951094500801E-3,2.374951094500801E-3,2.374951094500801E-3,2.374951094500801E-3,2.374951094500801E-3,2.374951094500801E-3,2.374951094500801E-3,2.374951094500801E-3,2.374951094500801E-3,2.374951094500801E-3,2.374951094500801E-3,2.374951094500801E-3,2.374951094500801E-3,2.374951094500801E-3,2.374951094500801E-3,2.374951094500801E-3,2.374951094500801E-3,2.374951094500801E-3,2.374951094500801E-3,2.374951094500801E-3,2.374951094500801E-3,2.374951094500801E-3,2.374951094500801E-3,2.374951094500801E-3,2.374951094500801E-3,2.374951094500801E-3,2.374951094500801E-3,2.374951094500801E-3,{"$f":"0.0016654*($D$4)","v":2.374951094500801E-3},2.374951094500801E-3,2.374951094500801E-3,2.374951094500801E-3,2.374951094500801E-3,2.374951094500801E-3,2.374951094500801E-3,2.374951094500801E-3,2.374951094500801E-3,2.374951094500801E-3,2.374951094500801E-3,2.374951094500801E-3,2.374951094500801E-3,2.374951094500801E-3,2.374951094500801E-3,2.374951094500801E-3,2.374951094500801E-3,2.374951094500801E-3,2.374951094500801E-3,2.374951094500801E-3,2.374951094500801E-3,2.374951094500801E-3,2.374951094500801E-3,2.374951094500801E-3,2.374951094500801E-3,2.374951094500801E-3,2.374951094500801E-3,2.374951094500801E-3,2.374951094500801E-3,2.374951094500801E-3,2.374951094500801E-3,2.374951094500801E-3,2.374951094500801E-3,2.374951094500801E-3,2.374951094500801E-3,2.374951094500801E-3]
["Oxygen","kg",2005,1.4260544580886279,{"$f":"0.02*($D$5)","v":2.8521089161772557E-2},2.8521089161772557E-2,2.8521089161772557E-2,2.8521089161772557E-2,2.8521089161772557E-2,2.8521089161772557E-2,2.8521089161772557E-2,2.8521089161772557E-2,2.8521089161772557E-2,2.8521089161772557E-2,2.8521089161772557E-2,2.8521089161772557E-2,2.8521089161772557E-2,2.8521089161772557E-2,2.8521089161772557E-2,2.8521089161772557E-2,2.8521089161772557E-2,2.8521089161772557E-2,2.8521089161772557E-2,2.8521089161772557E-2,2.8521089161772557E-2,2.8521089161772557E-2,2.8521089161772557E-2,2.8521089161772557E-2,2.8521089161772557E-2,2.8521089161772557E-2,2.8521089161772557E-2,2.8521089161772557E-2,2.8521089161772557E-2,2.8521089161772557E-2,2.8521089161772557E-2,2.8521089161772557E-2,{"$f":"0.02*($D$5)","v":2.8521089161772557E-2},2.8521089161772557E-2,2.8521089161772557E-2,2.8521089161772557E-2,2.8521089161772557E-2,2.8521089161772557E-2,2.8521089161772557E-2,2.8521089161772557E-2,2.8521089161772557E-2,2.8521089161772557E-2,2.8521089161772557E-2,2.8521089161772557E-2,2.8521089161772557E-2,2.8521089161772557E-2,2.8521089161772557E-2,2.8521089161772557E-2,2.8521089161772557E-2,2.8521089161772557E-2,2.8521089161772557E-2,2.8521089161772557E-2,2.8521089161772557E-2,2.8521089161772557E-2,2.8521089161772557E-2,2.8521089161772557E-2,2.8521089161772557E-2,2.8521089161772557E-2,2.8521089161772557E-2,2.8521089161772557E-2,2.8521089161772557E-2,2.8521089161772557E-2,2.8521089161772557E-2,2.8521089161772557E-2,{"$f":"0.02*($D$5)","v":2.8521089161772557E-2},2.8521089161772557E-2,2.8521089161772557E-2,2.8521089161772557E-2,2.8521089161772557E-2,2.8521089161772557E-2,2.8521089161772557E-2,2.8521089161772557E-2,2.8521089161772557E-2,2.8521089161772557E-2,2.8521089161772557E-2,2.8521089161772557E-2,2.8521089161772557E-2,2.8521089161772557E-2,2.8521089161772557E-2,2.8521089161772557E-2,2.8521089161772557E-2,2.8521089161772557E-2,2.8521089161772557E-2,2.8521089161772557E-2,2.8521089161772557E-2,2.8521089161772557E-2,2.8521089161772557E-2,2.8521089161772557E-2,2.8521089161772557E-2,2.8521089161772557E-2,2.8521089161772557E-2,2.8521089161772557E-2,2.8521089161772557E-2,2.8521089161772557E-2,2.8521089161772557E-2,2.8521089161772557E-2,2.8521089161772557E-2,2.8521089161772557E-2,2.8521089161772557E-2,2.8521089161772557E-2]
["Sulfuric Acid","kg",2005,1.4260544580886279,{"$f":"0*($D$6)","v":0},0,0,0,0,0,0,0,0,0,0,0,0,0,0,0,0,0,0,0,0,0,0,0,0,0,0,0,0,0,0,0,{"$f":"0*($D$6)","v":0},0,0,0,0,0,0,0,0,0,0,0,0,0,0,0,0,0,0,0,0,0,0,0,0,0,0,0,0,0,0,0,{"$f":"0*($D$6)","v":0},0,0,0,0,0,0,0,0,0,0,0,0,0,0,0,0,0,0,0,0,0,0,0,0,0,0,0,0,0,0,0,0,0,0,0]
["Steam","kg",2007,1.3138219380226268,{"$f":"0.0135*($D$7)","v":1.7736596163305463E-2},1.7736596163305463E-2,1.7736596163305463E-2,1.7736596163305463E-2,1.7736596163305463E-2,1.7736596163305463E-2,1.7736596163305463E-2,1.7736596163305463E-2,1.7736596163305463E-2,1.7736596163305463E-2,1.7736596163305463E-2,1.7736596163305463E-2,1.7736596163305463E-2,1.7736596163305463E-2,1.7736596163305463E-2,1.7736596163305463E-2,1.7736596163305463E-2,1.7736596163305463E-2,1.7736596163305463E-2,1.7736596163305463E-2,1.7736596163305463E-2,1.7736596163305463E-2,1.7736596163305463E-2,1.7736596163305463E-2,1.7736596163305463E-2,1.7736596163305463E-2,1.7736596163305463E-2,1.7736596163305463E-2,1.7736596163305463E-2,1.7736596163305463E-2,1.7736596163305463E-2,1.7736596163305463E-2,{"$f":"0.0135*($D$7)","v":1.7736596163305463E-2},1.7736596163305463E-2,1.7736596163305463E-2,1.7736596163305463E-2,1.7736596163305463E-2,1.7736596163305463E-2,1.7736596163305463E-2,1.7736596163305463E-2,1.7736596163305463E-2,1.7736596163305463E-2,1.7736596163305463E-2,1.7736596163305463E-2,1.7736596163305463E-2,1.7736596163305463E-2,1.7736596163305463E-2,1.7736596163305463E-2,1.7736596163305463E-2,1.7736596163305463E-2,1.7736596163305463E-2,1.7736596163305463E-2,1.7736596163305463E-2,1.7736596163305463E-2,1.7736596163305463E-2,1.7736596163305463E-2,1.7736596163305463E-2,1.7736596163305463E-2,1.7736596163305463E-2,1.7736596163305463E-2,1.7736596163305463E-2,1.7736596163305463E-2,1.7736596163305463E-2,1.7736596163305463E-2,{"$f":"0.0135*($D$7)","v":1.7736596163305463E-2},1.7736596163305463E-2,1.7736596163305463E-2,1.7736596163305463E-2,1.7736596163305463E-2,1.7736596163305463E-2,1.7736596163305463E-2,1.7736596163305463E-2,1.7736596163305463E-2,1.7736596163305463E-2,1.7736596163305463E-2,1.7736596163305463E-2,1.7736596163305463E-2,1.7736596163305463E-2,1.7736596163305463E-2,1.7736596163305463E-2,1.7736596163305463E-2,1.7736596163305463E-2,1.7736596163305463E-2,1.7736596163305463E-2,1.7736596163305463E-2,1.7736596163305463E-2,1.7736596163305463E-2,1.7736596163305463E-2,1.7736596163305463E-2,1.7736596163305463E-2,1.7736596163305463E-2,1.7736596163305463E-2,1.7736596163305463E-2,1.7736596163305463E-2,1.7736596163305463E-2,1.7736596163305463E-2,1.7736596163305463E-2,1.7736596163305463E-2,1.7736596163305463E-2,1.7736596163305463E-2]
["Compressed Inert Gas","kg",2002,1.6980292434837889,{"$f":"0.0256*($D$8)","v":4.3469548633185001E-2},4.3469548633185001E-2,4.3469548633185001E-2,4.3469548633185001E-2,4.3469548633185001E-2,4.3469548633185001E-2,4.3469548633185001E-2,4.3469548633185001E-2,4.3469548633185001E-2,4.3469548633185001E-2,4.3469548633185001E-2,4.3469548633185001E-2,4.3469548633185001E-2,4.3469548633185001E-2,4.3469548633185001E-2,4.3469548633185001E-2,4.3469548633185001E-2,4.3469548633185001E-2,4.3469548633185001E-2,4.3469548633185001E-2,4.3469548633185001E-2,4.3469548633185001E-2,4.3469548633185001E-2,4.3469548633185001E-2,4.3469548633185001E-2,4.3469548633185001E-2,4.3469548633185001E-2,4.3469548633185001E-2,4.3469548633185001E-2,4.3469548633185001E-2,4.3469548633185001E-2,4.3469548633185001E-2,{"$f":"0.0256*($D$8)","v":4.3469548633185001E-2},4.3469548633185001E-2,4.3469548633185001E-2,4.3469548633185001E-2,4.3469548633185001E-2,4.3469548633185001E-2,4.3469548633185001E-2,4.3469548633185001E-2,4.3469548633185001E-2,4.3469548633185001E-2,4.3469548633185001E-2,4.3469548633185001E-2,4.3469548633185001E-2,4.3469548633185001E-2,4.3469548633185001E-2,4.3469548633185001E-2,4.3469548633185001E-2,4.3469548633185001E-2,4.3469548633185001E-2,4.3469548633185001E-2,4.3469548633185001E-2,4.3469548633185001E-2,4.3469548633185001E-2,4.3469548633185001E-2,4.3469548633185001E-2,4.3469548633185001E-2,4.3469548633185001E-2,4.3469548633185001E-2,4.3469548633185001E-2,4.3469548633185001E-2,4.3469548633185001E-2,4.3469548633185001E-2,{"$f":"0.0256*($D$8)","v":4.3469548633185001E-2},4.3469548633185001E-2,4.3469548633185001E-2,4.3469548633185001E-2,4.3469548633185001E-2,4.3469548633185001E-2,4.3469548633185001E-2,4.3469548633185001E-2,4.3469548633185001E-2,4.3469548633185001E-2,4.3469548633185001E-2,4.3469548633185001E-2,4.3469548633185001E-2,4.3469548633185001E-2,4.3469548633185001E-2,4.3469548633185001E-2,4.3469548633185001E-2,4.3469548633185001E-2,4.3469548633185001E-2,4.3469548633185001E-2,4.3469548633185001E-2,4.3469548633185001E-2,4.3469548633185001E-2,4.3469548633185001E-2,4.3469548633185001E-2,4.3469548633185001E-2,4.3469548633185001E-2,4.3469548633185001E-2,4.3469548633185001E-2,4.3469548633185001E-2,4.3469548633185001E-2,4.3469548633185001E-2,4.3469548633185001E-2,4.3469548633185001E-2,4.3469548633185001E-2,4.3469548633185001E-2]

{"sheet":"AEO Data","index":13,"n_rows":929,"n_cols":72,"rows_kept":929,"cut":false,"hidden":false,"merged":[[26,9,26,10],[27,9,28,9],[27,10,28,10],[35,0,36,3],[55,0,55,10],[37,0,37,1],[37,4,37,8],[44,9,47,10],[52,0,52,10],[53,0,54,10],[0,0,0,71],[1,0,2,71],[4,0,4,71],[8,0,8,71],[748,4,748,8],[735,0,735,2],[731,0,731,12],[618,2,618,24],[619,2,619,24],[13,0,13,71],[18,0,18,71],[20,0,20,19],[22,0,22,19],[24,0,24,10],[25,0,25,10],[26,4,36,8]]}
["Hydrogen Analysis Resource Center:  Feedstock and Utility Assumptions"]
["Feedstock and Utility Price Projections for 2001 - 2070 With EIA Units, Year 2005"]
[]
[null,"Units",2001,2002,2003,2004,2005,2006,2007,2008,2009,2010,2011,2012,2013,2014,2015,2016,2017,2018,2019,2020,2021,2022,2023,2024,2025,2026,2027,2028,2029,2030,2031,2032,2033,2034,2035,2036,2037,2038,2039,2040,2041,2042,2043,2044,2045,2046,2047,2048,2049,2050,2051,2052,2053,2054,2056,2056,2057,2058,2059,2060,2061,2062,2063,2064,2065,2066,2067,2068,2069,2070]
["Natural Gas Prices (HHV Basis)"]
["Commercial Natural Gas Prices","$(2005)/MMBtu",8.9541000728991982,6.8979457774252282,8.4197996967243682,8.8059982398770913,8.8656468751295598,8.2234977371287847,7.8073426530046319,7.4325694992857168,7.297531685739191,7.1966502441550162,7.2405429268783017,7.2944294079294778,7.4037989917791105,7.5440859727139706,7.6385998163583153,7.6698249061152577,7.596507558282819,7.644327174942454,7.7875295315148705,8.0180296178133954,8.1425457338117244,8.1602542175436898,8.1927349319997838,8.2544961582939571,8.3511330316651513,8.4290329061652454,8.5069327806653394,8.5848326551654335,8.6627325296655275,8.7406324041656216,8.8185322786657157,8.8964321531658097,8.9743320276659038,9.0522319021659978,9.1301317766660848,9.2578200706648097,9.3855083646635347,9.5131966586622596,9.6408849526609846,9.7685732466597095,9.8962615406584344,10.023949834657159,10.151638128655884,10.279326422654609,10.407014716653334,10.534703010652059,10.662391304650784,10.790079598649509,10.917767892648234,11.045456186646948,11.066404719719236,11.087353252791523,11.10830178586381,11.129250318936098,11.150198852008385,11.171147385080673,11.19209591815296,11.213044451225247,11.233992984297535,11.254941517369822,11.27589005044211,11.296838583514397,11.317787116586684,11.338735649658972,11.359684182731248,11.381228672680008,11.402773162628767,11.424317652577527,11.445862142526286,11.467406632475045]
["Industrial Natural Gas Prices","$(2005)/MMBtu",5.2088497969877503,4.0515519538015683,5.7953765594734321,6.3059286733843276,6.3351569917966728,5.6603640970194089,5.2154936812958672,4.824472465605103,4.7214620293311338,4.5987567766657387,4.6224680014376371,4.6768878495918127,4.7861952984108127,4.922351045428587,5.0173813554475863,5.0686005039035118,5.0229759936062797,5.0914502886106439,5.2365480121576597,5.4816269649649545,5.5841408180740668,5.5850370537559959,5.6052826350589937,5.6612136071582997,5.7676752715740598,5.8539244792759346,5.9401736869778095,6.0264228946796843,6.1126721023815591,6.1989213100834339,6.2851705177853088,6.3714197254871836,6.4576689331890584,6.5439181408909333,6.6301673485928063,6.7228927087931387,6.8156180689934711,6.9083434291938035,7.0010687893941359,7.0937941495944683,7.1865195097948007,7.2792448699951331,7.3719702301954655,7.4646955903957979,7.5574209505961303,7.6501463107964627,7.7428716709967951,7.8355970311971275,7.9283223913974599,8.021047751597786,8.0362602680624171,8.0514727845270482,8.0666853009916792,8.0818978174563103,8.0971103339209414,8.1123228503855724,8.1275353668502035,8.1427478833148346,8.1579603997794656,8.1731729162440967,8.1883854327087278,8.2035979491733588,8.2188104656379899,8.234022982102621,8.2492354985672645,8.2648807901462327,8.2805260817252009,8.2961713733041691,8.3118166648831373,8.3274619564621091]
["Electric Utility Natural Gas Prices","$(2005)/MMBtu",5.6269638934579786,3.8422456293735823,5.691139826234779,6.2376343214286925,6.1731978092553481,5.4998161252939477,5.0667498741509744,4.6999946247856554,4.5877827360944901,4.4974766767249967,4.5471429464952013,4.6470168064225401,4.7885290901615907,4.9298490038457894,5.0143193411377212,5.0431599369588911,4.9958503246307417,5.071809156885692,5.2209958625289659,5.4542850660827948,5.5514960671370845,5.5489887943807661,5.5622220646660265,5.6263508841676488,5.730461856104295,5.8123040182474703,5.8941461803906456,5.9759883425338209,6.0578305046769962,6.1396726668201715,6.2215148289633468,6.3033569911065221,6.3851991532496974,6.4670413153928727,6.5488834775360516,6.6404720525202734,6.7320606275044952,6.823649202488717,6.9152377774729388,7.0068263524571606,7.0984149274413824,7.1900035024256042,7.2815920774098259,7.3731806523940477,7.4647692273782695,7.5563578023624913,7.6479463773467131,7.7395349523309349,7.8311235273151567,7.9227121022993829,7.9377381178566102,7.9527641334138375,7.9677901489710647,7.982816164528292,7.9978421800855193,8.0128681956427457,8.0278942111999729,8.0429202267572002,8.0579462423144275,8.0729722578716547,8.087998273428882,8.1030242889861093,8.1180503045433365,8.1330763201005638,8.1481023356577857,8.1635558206357306,8.1790093056136755,8.1944627905916203,8.2099162755695652,8.2253697605475136]
["Electricity Prices"]
["Commercial Electricity","$(2005)/MMBtu",24.866788774356646,24.345010037692106,24.223933219909672,24.020635352944481,23.91295186528621,22.837542614846832,21.69091966017233,21.090846376599046,21.058556043876806,20.987678365887316,20.983490961902529,21.313707333690761,21.638938984780914,22.13258341123478,22.313049388381657,22.486876361774936,22.494946956634521,22.662665807975912,22.922821701697636,23.270139622238439,23.509686568997985,23.493712398241108,23.423848763951703,23.513217827059155,23.645542576627872,23.786749293232678,23.927956009837484,24.06916272644229,24.210369443047096,24.351576159651902,24.492782876256708,24.633989592861514,24.77519630946632,24.916403026071126,25.057609742675933,25.047759076850095,25.037908411024258,25.028057745198421,25.018207079372583,25.008356413546746,24.998505747720909,24.988655081895072,24.978804416069234,24.968953750243397,24.95910308441756,24.949252418591723,24.939401752765885,24.929551086940048,24.919700421114211,24.90984975528837,24.925673674379027,24.941497593469684,24.957321512560341,24.973145431650998,24.988969350741655,25.004793269832312,25.020617188922969,25.036441108013626,25.052265027104283,25.068088946194941,25.083912865285598,25.099736784376255,25.115560703466912,25.131384622557569,25.147208541648205,25.163183242307905,25.179157942967606,25.195132643627307,25.211107344287008,25.227082044946716]
["Industrial Electricity","$(2005)/MMBtu",16.038863482553147,15.36037109932807,15.664056310113844,16.390134465019642,16.26049394877451,15.718549229064077,15.083546116666987,14.764544869368896,14.679648534306921,14.510741661179726,14.370329416023063,14.522587083420669,14.791267903345901,15.142176731577413,15.304996360023072,15.443286072533045,15.485992224711291,15.663456831338236,15.910829809476709,16.241389166634008,16.419768400912066,16.405212897174714,16.372526888577397,16.449089176249931,16.568027554817903,16.704753726753587,16.841479898689272,16.978206070624957,17.114932242560641,17.251658414496326,17.388384586432011,17.525110758367695,17.66183693030338,17.798563102239065,17.935289274174743,17.928238540168429,17.921187806162116,17.914137072155803,17.90708633814949,17.900035604143177,17.892984870136864,17.885934136130551,17.878883402124238,17.871832668117925,17.864781934111612,17.857731200105299,17.850680466098986,17.843629732092673,17.83657899808636,17.829528264080036,17.840854426840831,17.852180589601627,17.863506752362422,17.874832915123218,17.886159077884013,17.897485240644809,17.908811403405604,17.9201375661664,17.931463728927195,17.94278989168799,17.954116054448786,17.965442217209581,17.976768379970377,17.988094542731172,17.999420705491971,18.010854791996724,18.022288878501477,18.033722965006231,18.045157051510984,18.056591138015737]
["Coal Prices (HHV Basis)"]
["Electric Utility Steam Coal","$(2005)/MMBtu",1.3268491834774256,1.32388562245189,1.3334961719108085,1.3380821099821107,1.3443425871291239,1.3528785733681756,1.3415886383011697,1.3403624656065469,1.330997225248586,1.3164209684110997,1.3072140481112184,1.3019573002491378,1.2978333982656636,1.295833644439585,1.2953486183904279,1.2970626753456174,1.2955796364343368,1.3002382724914889,1.3044509032987155,1.3304805103337984,1.3397570218680066,1.3519914094007222,1.3569265463442153,1.3726611244228613,1.3854931266802686,1.3951349014789893,1.4047766762777101,1.4144184510764308,1.4240602258751516,1.4337020006738723,1.4433437754725931,1.4529855502713138,1.4626273250700346,1.4722690998687553,1.481910874667477,1.4862555877963981,1.4906003009253193,1.4949450140542404,1.4992897271831616,1.5036344403120827,1.5079791534410039,1.512323866569925,1.5166685796988462,1.5210132928277673,1.5253580059566885,1.5297027190856096,1.5340474322145308,1.5383921453434519,1.5427368584723731,1.5470815716012942,1.5500157274134729,1.5529498832256516,1.5558840390378303,1.5588181948500091,1.5617523506621878,1.5646865064743665,1.5676206622865452,1.5705548180987239,1.5734889739109026,1.5764231297230813,1.57935728553526,1.5822914413474387,1.5852255971596174,1.5881597529717961,1.5910939087839742,1.5941115372826113,1.5971291657812485,1.6001467942798857,1.6031644227785229,1.6061820512771605]
["Transportation Fuels (HHV Basis)"]
["Distillate (Diesel) Fuel Oil for Transportation","$(2005)/MMBtu",10.789461735918687,9.9590971559848445,11.383831536994775,12.531178240506115,12.036300060884058,12.613383383121093,13.01890940036416,12.908589399085846,12.946875513724528,13.039098811599491,13.088955960183741,13.133508268392355,13.038477461293056,12.989168095138872,12.752903866318045,12.539506322932722,12.335074118848111,12.292193988584152,12.304560350921868,12.340337204483362,12.418707870087554,12.438495640484758,12.492141534697302,12.624332072599859,13.025979869770596,13.053872203635709,13.081764537500822,13.109656871365935,13.137549205231048,13.165441539096161,13.193333872961274,13.221226206826387,13.2491185406915,13.277010874556613,13.304903208421727,13.445726499778688,13.586549791135649,13.72737308249261,13.868196373849571,14.009019665206532,14.149842956563493,14.290666247920454,14.431489539277415,14.572312830634376,14.713136121991337,14.853959413348298,14.994782704705258,15.135605996062219,15.27642928741918,15.417252578776129,15.505038084680947,15.592823590585766,15.680609096490585,15.768394602395404,15.856180108300222,15.943965614205041,16.03175112010986,16.119536626014678,16.207322131919497,16.295107637824316,16.382893143729135,16.470678649633953,16.558464155538772,16.646249661443591,16.734035167348416,16.829318405103567,16.924601642858718,17.019884880613869,17.11516811836902,17.210451356124164]
["Motor Gasoline","$(2005)/MMBtu",12.730520250245322,11.801320287416596,13.477350603859424,15.275134761378448,14.956036086352325,15.333911517881027,14.969645149302909,14.856007634468792,14.855665643260203,14.676357863084307,14.660823111264261,14.621396694543213,14.496914877081778,14.525867813038341,14.406443289990676,14.511791494657368,14.408484301477108,14.421367627269808,14.483474821414545,14.423047758498246,14.678410804496627,14.842794247393387,14.985196801851416,15.125157698145465,15.225733932459173,15.312322281050708,15.398910629642243,15.485498978233778,15.572087326825313,15.658675675416848,15.745264024008383,15.831852372599919,15.918440721191454,16.005029069782989,16.091617418374518,16.26193617174043,16.432254925106342,16.602573678472254,16.772892431838166,16.943211185204078,17.113529938569989,17.283848691935901,17.454167445301813,17.624486198667725,17.794804952033637,17.965123705399549,18.135442458765461,18.305761212131372,18.476079965497284,18.646398718863171,18.752570913712709,18.858743108562248,18.964915303411786,19.071087498261324,19.177259693110862,19.283431887960401,19.389604082809939,19.495776277659477,19.601948472509015,19.708120667358553,19.814292862208092,19.92046505705763,20.026637251907168,20.132809446756706,20.238981641606255,20.354221969500514,20.469462297394774,20.584702625289033,20.699942953183292,20.815183281077545]
["Ethanol","$(2005)/MMBtu",15.730049999999999,15.730049999999999,15.730049999999999,15.730049999999999,15.730049999999999,15.730049999999999,15.730049999999999,15.730049999999999,15.730049999999999,15.730049999999999,15.730049999999999,15.730049999999999,15.730049999999999,15.730049999999999,15.730049999999999,15.730049999999999,15.730049999999999,15.730049999999999,15.730049999999999,15.730049999999999,15.730049999999999,15.730049999999999,15.730049999999999,15.730049999999999,15.730049999999999,15.730049999999999,15.730049999999999,15.730049999999999,15.730049999999999,15.730049999999999,15.730049999999999,15.730049999999999,15.730049999999999,15.730049999999999,15.730049999999999,15.730049999999999,15.730049999999999,15.730049999999999,15.730049999999999,15.730049999999999,15.730049999999999,15.730049999999999,15.730049999999999,15.730049999999999,15.730049999999999,15.730049999999999,15.730049999999999,15.730049999999999,15.730049999999999,15.730049999999999,15.730049999999999,15.730049999999999,15.730049999999999,15.730049999999999,15.730049999999999,15.730049999999999,15.730049999999999,15.730049999999999,15.730049999999999,15.730049999999999,15.730049999999999,15.730049999999999,15.730049999999999,15.730049999999999,15.730049999999999,15.730049999999999,15.730049999999999,15.730049999999999,15.730049999999999,15.730049999999999]
["Methanol","$(2005)/MMBtu",8.7353999999999985,8.7353999999999985,8.7353999999999985,8.7353999999999985,8.7353999999999985,8.7353999999999985,8.7353999999999985,8.7353999999999985,8.7353999999999985,8.7353999999999985,8.7353999999999985,8.7353999999999985,8.7353999999999985,8.7353999999999985,8.7353999999999985,8.7353999999999985,8.7353999999999985,8.7353999999999985,8.7353999999999985,8.7353999999999985,8.7353999999999985,8.7353999999999985,8.7353999999999985,8.7353999999999985,8.7353999999999985,8.7353999999999985,8.7353999999999985,8.7353999999999985,8.7353999999999985,8.7353999999999985,8.7353999999999985,8.7353999999999985,8.7353999999999985,8.7353999999999985,8.7353999999999985,8.7353999999999985,8.7353999999999985,8.7353999999999985,8.7353999999999985,8.7353999999999985,8.7353999999999985,8.7353999999999985,8.7353999999999985,8.7353999999999985,8.7353999999999985,8.7353999999999985,8.7353999999999985,8.7353999999999985,8.7353999999999985,8.7353999999999985,8.7353999999999985,8.7353999999999985,8.7353999999999985,8.7353999999999985,8.7353999999999985,8.7353999999999985,8.7353999999999985,8.7353999999999985,8.7353999999999985,8.7353999999999985,8.7353999999999985,8.7353999999999985,8.7353999999999985,8.7353999999999985,8.7353999999999985,8.7353999999999985,8.7353999999999985,8.7353999999999985,8.7353999999999985,8.7353999999999985]
["Biomass (HHV Basis)"]
["Biomass Prices (Dry Biomass Delivered)*","$(2005)/MMBtu",1.2696286520685174,1.2696286520685174,1.2696286520685174,1.2696286520685174,1.2696286520685174,1.2696286520685174,1.2696286520685174,1.2696286520685174,1.2696286520685174,1.2696286520685174,1.2716814065585227,1.2809188017635484,1.3178683825836508,1.3209475143186591,1.3435278137087219,1.3466069454437304,1.3630289813637759,1.3578970951387617,1.383556526263833,1.4030576939188868,1.460534819639046,1.4800359872941,1.4861942507641173,1.5118536818891883,1.5262229633192279,1.6236006669873051,1.7209783706553823,1.8183560743234595,1.9157337779915367,2.0131114816596138,2.1104891853276913,2.2078668889957687,2.3052445926638461,2.4026222963319235,2.5,2.5714285714285716,2.6428571428571432,2.7142857142857149,2.7857142857142865,2.8571428571428581,2.9285714285714297,3,3.071428571428573,3.1428571428571446,3.2142857142857162,3.2857142857142878,3.3571428571428594,3.428571428571431,3.5,3.5714285714285743,3.6428571428571459,3.7142857142857175,3.7857142857142891,3.8571428571428608,3.9285714285714324,4,4.0714285714285747,4.1428571428571459,4.2142857142857171,4.2857142857142883,4.3571428571428594,4.4285714285714306,4.5,4.571428571428573,4.6428571428571441,4.7142857142857153,4.7857142857142865,4.8571428571428577,4.9285714285714288,5]
["* Biomass prices shown for years 2001 through 2009 are the same as the EIA value for 2010.  For the post-2025 biomass prices:  The value for 2035 was chosen based on a review of the literature, which indicated a price of $2.50/MMBtu delivered dry English ton (in 2000$) was a reasonable mid-range projection.  Values for the 2026 through 2034 were interpolated from the 2025 and 2035 values.  The value of $5.00/MMBtu delivered dry English ton in 2065 was based on judgment.  An EIA paper by Zia Haq entitled, “Biomass for Electricity Generation” (available from EIA’s website) indicates that about 7 quads of biomass per year  would be available if the price rose to  $5/MMBtu."]
[]
["Table 1 reflects values for base case feedstock and fuel values, based on the H2A analysis done for DOE's Hydrogen, Fuel Cells and Infrastructure Program.  Values from 2001 through 2025 were derived from EIA AEO 2004, and 2002 dollars are converted to 2005 dollars by multiplying the prices in 2002$/MMBtu by the GDP Implicit Price Deflator for 2005, divided by that for 2002 (from AEO 2004 Table A2; see table 2 below). For the period between 2025 and 2035, the 2025 values were extrapolated based on the ratio of the 2025 and 2015 values. For the period between 2035 and 2070, ratios in Table 2, derived from projections of a long-term model (MiniCAM) developed by Pacific Northwest National Laboratory were used to extrapolate the 2035 values (except for ethanol, methanol and biomass; see footnote)."]
[]
["Hydrogen Analysis Resource Center:  Price Ratios from PNNL GCAM Model"]
[]
[null,"Ratio 2050 to 2035 Price","Ratio 2065 to 2050 Price","Ratio 2070 to 2065 Price",null,null,null,null,null,"GDP Implicit Deflator Price Index [1]"]
["Coal Delivered to Utilities",{"$f":"G40/F40","v":1.0482288241385485},{"$f":"H40/G40","v":1.0526415477404851},{"$f":"I40/H40","v":1.0160295046377366},null,null,null,null,null,"Year","Value"]
["Wellhead Gas",{"$f":"G41/F41","v":1.1441282284851997},{"$f":"H41/G41","v":1.1360328119345371},{"$f":"I41/H41","v":1.0363018547359477}]
["Gas Delivered to Utilities",1.1252277801242987,1.1222249629995065,1.0285793469898747,null,null,null,null,null,1991,84.5]
["Crude Oil Price",1.0687839040840581,1.0213566498986533,1.0031375164207406,null,null,null,null,null,1992,86.4]
["Delivered Diesel",1.03736526166104,1.0084486821562659,1.0010687685088917,null,null,null,null,null,1993,88.4]
["Average Electricity",0.975071533164794,1.0087393571750138,0.99663324890666094,null,null,null,null,null,1994,90.3]
["Dry Biomass at Farmgate",1.0938371922267365,1.0852680569229392,1.0142672175626977,null,null,null,null,null,1995,92.1]
["Ethanol",1.0046194107582356,1.003094645903579,0.99710816742279029,null,null,null,null,null,1996,93.9]
[null,null,null,null,null,null,null,null,null,1997,95.4]
[null,null,null,null,null,null,null,null,null,1998,96.5]
["In Units Consistent with EIA AEO",null,"From AEO","From AEO","From GCAM",null,null,null,null,1999,97.9]
[null,"Units",2000,2005,2020,2035,2050,2065,2070,2000,100]
["Coal Delivered to Utilities","$/English ton",25.276500000000002,25.071000000000002,49.911552427759986,51.73380738099187,54.228868079187265,57.083559627090274,57.998580810871225,2001,102.4]
["Wellhead Gas","$/mcf",3.83,2.88,3.4820792312666162,3.718467288972283,4.254403392012021,4.8331418485312492,5.0085938618348607,2002,104.1]
["Gas Delivered to Utilities","$/mcf",4.333333333333333,3.2058823529411766,5.3135477999345282,5.6703709369749671,6.3804589018936815,7.1603102550975084,7.3649472464330987,2003,106]
["Crude Oil Price","$/bbl",28.35,23.27,38.166254666132858,44.018296607182357,47.046046898954408,48.050792851691,48.201553003292787,2004,108.3]
["Delivered Diesel","$/gallon",1.5176666666666667,1.2925714285714285,1.9428327208531595,2.1262391061548653,2.2056865867102777,2.2243217316177319,2.2266990166381286,2005,110.5]
["Average Electricity","c/kWh",6.9,6.4,7.2674708046079139,7.0885496188632935,6.9118429447797478,6.9722480090117775,6.9487741854044058,"[2]"]
["Dry Biomass at Farmgate","$/mmBtu",null,null,3.9267286033597717,3.4025762910602637,3.7218644965506216,4.0392206503019663,4.0968490901035652]
["Ethanol","$/mmBtu",null,null,24.686324737923844,23.090083577893328,23.196746158381607,23.268531873857007,23.201243175360347]
["Biomass delivery (assuming $10/English ton average delivery price)","$/English ton",null,null,10,10,10,10]
[null,"$/mmBtu HHV",null,null,{"$f":"E48*$B$61","v":0.65713983050847458},{"$f":"F48*$B$61","v":0.65713983050847458},{"$f":"G48*$B$61","v":0.65713983050847458},{"$f":"H48*$B$61","v":0.65713983050847458}]
["Biomass delivered $/mmBtu HHV","$/mmBtu",null,null,{"$f":"E49+E46","v":4.5838684338682461},{"$f":"F49+F46","v":4.0597161215687381},{"$f":"G49+G46","v":4.3790043270590964},{"$f":"H49+H46","v":4.6963604808104407}]
[]
["Note:"]
["[2] values in italics are projections"]
["Source:"]
[]
["[1] Available from Short Term Energy Outlook, Table A.2 at http://www.eia.doe.gov/emeu/steo/pub/a2tab.html"]
[]
["Biomass conversion $/dry English ton to $/mmBtu HHV"]
["Biomass LHV (kJ/kg)",19022]
["Biomass HHV (kJ/kg)",17700]
["Conversion factor",{"$f":"2.205/2000/B60*mmBTU_to_GJ*1000000","v":6.5713983050847455E-2}]
[]
[]
[null,"Report","Annual Energy Outlook 2010"]
[null,"Scenario","aeo2010r",null,null,"Reference case"]
[null,"Datekey","d111809a"]
[null,"Release Date",null," December 2009"]
[]
[]
[]
[]
["aeo2010r.d111809a"]
[]
["Table 3.  Energy Prices by Sector and Source"]
["(2008 dollars per million Btu, unless otherwise noted)"]
[null,null,null,null,null,null,null,null,null,null,null,null,null,null,null,null,null,null,null,null,null,null,null,null,null,null,null,null,null,null,"2008-"]
[" Sector and Source",2007,2008,2009,2010,2011,2012,2013,2014,2015,2016,2017,2018,2019,2020,2021,2022,2023,2024,2025,2026,2027,2028,2029,2030,2031,2032,2033,2034,2035,2035]
[]
[" Residential"]
["   Liquefied Petroleum Gases",26.25,29.35,24.9,24.01,24.09,25.25,26.47,27.44,28.03,28.67,29.21,29.8,30.06,30.29,30.53,30.73,31.01,31.28,31.55,31.7,31.98,32.229999999999997,32.590000000000003,32.81,33.17,33.51,33.9,34.26,34.65,6.0000000000000001E-3]
["   Distillate Fuel Oil",20.3,24.47,17.98,17.57,17.72,18.84,19.86,20.58,21.08,22,22.66,23.32,23.74,24.1,24.24,24.44,24.76,24.94,25.23,25.5,25.72,26.04,26.44,26.61,27.05,27.45,27.82,28.24,28.66,6.0000000000000001E-3]
["   Natural Gas",12.94,13.48,11.39,10.89,11.78,11.87,11.48,11.41,11.56,11.65,11.69,11.76,11.83,11.95,12.07,12.26,12.29,12.2,12.29,12.46,12.66,12.9,13.16,13.44,13.78,13.93,14.03,14.25,14.4,2E-3]
["   Electricity",31.82,33.29,32.33,30.94,29.9,31.08,31.47,31.49,31.43,31.64,31.8,31.78,31.68,31.84,32.01,32.08,32.200000000000003,32.28,32.26,32.4,32.57,32.729999999999997,33.130000000000003,33.46,33.81,34.11,34.26,34.49,34.71,2E-3]
[]
[" Commercial"]
["   Liquefied Petroleum Gases",20.65,26.15,19.82,20.78,20.86,22.02,23.23,24.19,24.77,25.41,25.95,26.53,26.79,27.02,27.25,27.46,27.73,28,28.26,28.41,28.68,28.93,29.28,29.5,29.86,30.19,30.58,30.94,31.32,7.0000000000000001E-3]
["   Distillate Fuel Oil",17.48,21.5,15.8,14.82,15.24,16.38,17.399999999999999,18.11,18.72,19.559999999999999,20.2,20.84,21.26,21.6,21.78,22.04,22.29,22.43,22.72,22.97,23.21,23.53,23.93,24.11,24.54,24.94,25.28,25.69,26.13,7.0000000000000001E-3]
["   Residual Fuel",8.39,15.52,9.27,9.4499999999999993,9.6300000000000008,10.85,11.98,12.76,13.13,13.68,14.17,14.69,15.26,15.46,15.68,15.89,16.12,16.34,16.54,16.63,16.82,17.059999999999999,17.28,17.54,17.89,18.12,18.25,18.68,18.84,7.0000000000000001E-3]
["   Natural Gas",11.2,11.94,9.0500000000000007,8.67,9.7200000000000006,10.07,9.92,9.85,9.99,10.08,10.11,10.16,10.23,10.35,10.46,10.65,10.69,10.62,10.7,10.86,11.04,11.28,11.52,11.78,12.11,12.26,12.32,12.52,12.66,2E-3]
["   Electricity",28.81,30.47,28.94,27.37,25.72,26.72,26.81,26.55,26.55,26.81,26.97,26.98,26.93,27.12,27.31,27.42,27.62,27.77,27.72,27.87,28.05,28.25,28.67,28.99,29.37,29.73,29.9,30.15,30.37,0]
[]
[" Industrial 1/"]
["   Liquefied Petroleum Gases",22.01,24.2,18.64,18.36,18.46,19.61,20.9,21.9,22.49,23.25,23.76,24.31,24.62,24.86,25.09,25.3,25.59,25.86,26.12,26.27,26.55,26.8,27.15,27.38,27.74,28.08,28.48,28.86,29.25,7.0000000000000001E-3]
["   Distillate Fuel Oil",18.07,22.31,16.399999999999999,14.38,15.38,16.55,17.59,18.32,19,19.8,20.440000000000001,21.08,21.49,21.83,22.03,22.36,22.56,22.67,22.97,23.22,23.48,23.81,24.22,24.4,24.84,25.25,25.6,26.02,26.48,6.0000000000000001E-3]
["   Residual Fuel Oil",8.84,16.309999999999999,9.75,13.12,13.24,14.32,15.31,16.079999999999998,16.47,16.96,17.37,17.82,18.09,18.2,18.43,18.61,18.82,19.03,19.23,19.3,19.489999999999998,19.73,19.98,20.27,20.61,20.87,21.12,21.44,21.72,1.0999999999999999E-2]
["   Natural Gas 2/",7.58,9.11,4.2,4.87,5.97,6.39,6.33,6.28,6.45,6.52,6.51,6.55,6.6,6.7,6.78,6.96,7.01,6.96,7.02,7.15,7.29,7.51,7.73,7.98,8.2899999999999991,8.4,8.42,8.61,8.73,-2E-3]
["   Metallurgical Coal",3.69,4.49,4.72,4.8,4.8600000000000003,5.0199999999999996,5.05,5.08,5.08,5.09,5.16,5.22,5.29,5.32,5.35,5.36,5.35,5.32,5.24,5.16,5.14,5.14,5.1100000000000003,5.1100000000000003,5.09,5.08,5.08,5.0599999999999996,5.0599999999999996,4.0000000000000001E-3]
["   Other Industrial Coal",2.48,2.84,2.79,2.69,2.69,2.69,2.66,2.68,2.69,2.68,2.69,2.68,2.67,2.66,2.65,2.65,2.63,2.63,2.63,2.64,2.63,2.64,2.65,2.66,2.67,2.67,2.69,2.7,2.71,-2E-3]
["   Coal to Liquids","- -","- -","- -","- -",1.26,1.04,1.04,1.41,1.42,1.46,1.48,1.48,1.47,1.46,1.49,1.5,1.52,1.49,1.49,1.47,1.46,1.45,1.44,1.44,1.44,1.44,1.46,1.48,1.51,"- -"]
["   Electricity",19.02,20.21,20.04,19.149999999999999,17.11,17.73,17.62,17.350000000000001,17.37,17.62,17.75,17.77,17.75,17.920000000000002,18.07,18.190000000000001,18.38,18.53,18.5,18.61,18.78,18.97,19.3,19.579999999999998,19.88,20.16,20.3,20.52,20.71,1E-3]
[]
[" Transportation"]
["   Liquefied Petroleum Gases 3/",23.83,29.93,25.2,23.89,23.98,25.13,26.33,27.29,27.88,28.53,29.07,29.65,29.91,30.13,30.36,30.56,30.83,31.1,31.36,31.5,31.77,32.01,32.36,32.58,32.93,33.26,33.64,34,34.380000000000003,5.0000000000000001E-3]
["   E85 4/",27.43,26.93,23.29,20.64,20.97,22.13,24.21,25.23,25.55,25.08,25.9,26.54,26.68,26.95,27.32,27.82,28.31,28.55,28.86,29.22,29.49,30.03,30.44,30.64,30.86,31.29,31.49,31.77,32.229999999999997,7.0000000000000001E-3]
["   Motor Gasoline 5/",23.66,26.76,19.14,20.55,20.88,22.03,24.02,24.94,25.37,25.94,26.47,26.89,27.2,27.59,27.82,28.18,28.42,28.54,28.87,29.19,29.47,29.9,30.27,30.42,30.77,31.16,31.44,31.81,32.33,7.0000000000000001E-3]
["   Jet Fuel 6/",15.77,22.71,12.73,14.79,15.16,16.54,17.690000000000001,18.46,19.04,19.760000000000002,20.41,20.97,21.35,21.69,21.85,22.09,22.41,22.61,22.92,23.19,23.48,23.9,24.26,24.51,24.9,25.3,25.64,26.05,26.48,6.0000000000000001E-3]
["   Diesel Fuel (distillate fuel oil) 7/",21.55,27.65,17.77,19.12,19.309999999999999,20.51,21.54,22.25,22.93,23.68,24.26,24.91,25.29,25.6,25.79,26.12,26.26,26.34,26.63,26.83,27.09,27.4,27.8,27.96,28.38,28.78,29.09,29.49,29.96,3.0000000000000001E-3]
["   Residual Fuel Oil",9.19,14.49,8.86,10.210000000000001,10.32,11.5,12.44,13.18,13.58,13.9,14.43,14.81,14.97,14.99,15.23,15.34,15.55,15.75,15.93,15.98,16.27,16.5,16.8,17.100000000000001,17.420000000000002,17.690000000000001,17.93,18.239999999999998,18.600000000000001,8.9999999999999993E-3]
["   Natural Gas 8/",13.84,15.96,11.36,12,13.09,13.49,13.36,13.25,13.37,13.41,13.38,13.37,13.38,13.44,13.46,13.58,13.54,13.41,13.43,13.54,13.65,13.83,14,14.19,14.46,14.54,14.55,14.7,14.78,-3.0000000000000001E-3]
["   Electricity",32.03,33.729999999999997,32.299999999999997,30.29,27.63,29.66,29.72,29.07,28.79,29.01,29.04,28.87,28.59,28.55,28.54,28.43,28.48,28.64,28.63,28.88,29.32,29.79,30.51,31.01,31.61,32.15,32.47,32.89,33.26,-1E-3]
[]
[" Electric Power 9/"]
["   Distillate Fuel Oil",15.75,19.37,14.24,13.91,14.06,15.2,16.21,16.89,17.36,18.22,18.88,19.510000000000002,19.920000000000002,20.25,20.399999999999999,20.58,20.89,21.07,21.35,21.6,21.83,22.14,22.54,22.71,23.14,23.54,23.87,24.28,24.7,8.9999999999999993E-3]
["   Residual Fuel Oil",9.0399999999999991,14.56,8.7799999999999994,12,12.17,13.34,14.37,15.11,15.53,15.93,16.45,16.89,17.14,17.22,17.47,17.63,17.850000000000001,18.079999999999998,18.3,18.38,18.68,18.940000000000001,19.23,19.55,19.899999999999999,20.190000000000001,20.43,20.77,21.12,1.4E-2]
["   Natural Gas",7.26,9.09,4.1399999999999997,4.8499999999999996,5.82,6.17,5.94,5.9,6.08,6.16,6.17,6.22,6.29,6.42,6.52,6.69,6.74,6.7,6.75,6.91,7.05,7.27,7.51,7.73,8.02,8.14,8.17,8.35,8.4600000000000009,-3.0000000000000001E-3]
["   Steam Coal",1.8,2.0499999999999998,2.15,1.99,1.98,1.99,1.99,1.99,2.0099999999999998,1.99,2,1.99,1.99,1.98,1.98,1.99,1.99,1.99,1.99,2,2,2.0099999999999998,2.02,2.0299999999999998,2.04,2.0499999999999998,2.06,2.0699999999999998,2.09,1E-3]
[]
[" Average Price to All Users 10/"]
["   Liquefied Petroleum Gases",18.940000000000001,20.190000000000001,18.36,16.850000000000001,16.87,17.87,18.97,19.82,20.3,20.84,21.26,21.71,21.93,22.15,22.36,22.56,22.83,23.09,23.34,23.49,23.75,24,24.34,24.55,24.91,25.25,25.63,25.99,26.37,0.01]
["   E85 4/",27.43,26.93,23.29,20.64,20.97,22.13,24.21,25.23,25.55,25.08,25.9,26.54,26.68,26.95,27.32,27.82,28.31,28.55,28.86,29.22,29.49,30.03,30.44,30.64,30.86,31.29,31.49,31.77,32.229999999999997,7.0000000000000001E-3]
["   Motor Gasoline 5/",23.55,26.54,19.149999999999999,20.55,20.88,22.03,24.01,24.94,25.36,25.93,26.46,26.89,27.2,27.59,27.82,28.17,28.41,28.54,28.87,29.18,29.47,29.9,30.27,30.41,30.76,31.16,31.43,31.81,32.32,7.0000000000000001E-3]
["   Jet Fuel",15.77,22.71,12.73,14.79,15.16,16.54,17.690000000000001,18.46,19.04,19.760000000000002,20.41,20.97,21.35,21.69,21.85,22.09,22.41,22.61,22.92,23.19,23.48,23.9,24.26,24.51,24.9,25.3,25.64,26.05,26.48,6.0000000000000001E-3]
["   Distillate Fuel Oil",20.71,26.27,17.46,17.73,18.149999999999999,19.45,20.62,21.35,22.03,22.8,23.45,24.07,24.47,24.79,24.99,25.32,25.5,25.59,25.89,26.12,26.38,26.71,27.11,27.29,27.73,28.13,28.46,28.87,29.34,4.0000000000000001E-3]
["   Residual Fuel Oil",9.07,14.77,8.9600000000000009,10.9,11.01,12.17,13.13,13.86,14.26,14.63,15.14,15.55,15.76,15.81,16.05,16.190000000000001,16.399999999999999,16.600000000000001,16.8,16.850000000000001,17.13,17.37,17.66,17.96,18.3,18.559999999999999,18.79,19.12,19.46,0.01]
["   Natural Gas",9.19,10.53,6.57,6.87,7.87,8.1999999999999993,8.0500000000000007,8.02,8.14,8.2200000000000006,8.2200000000000006,8.27,8.33,8.44,8.5500000000000007,8.73,8.77,8.68,8.75,8.89,9.0399999999999991,9.26,9.49,9.74,10.050000000000001,10.17,10.210000000000001,10.4,10.54,0]
["   Metallurgical Coal",3.69,4.49,4.72,4.8,4.8600000000000003,5.0199999999999996,5.05,5.08,5.08,5.09,5.16,5.22,5.29,5.32,5.35,5.36,5.35,5.32,5.24,5.16,5.14,5.14,5.1100000000000003,5.1100000000000003,5.09,5.08,5.08,5.0599999999999996,5.0599999999999996,4.0000000000000001E-3]
["   Other Coal",1.84,2.1,2.19,2.0299999999999998,2.02,2.0299999999999998,2.0299999999999998,2.0299999999999998,2.0499999999999998,2.0299999999999998,2.04,2.0299999999999998,2.02,2.02,2.02,2.0299999999999998,2.02,2.02,2.02,2.0299999999999998,2.0299999999999998,2.04,2.0499999999999998,2.06,2.0699999999999998,2.08,2.09,2.1,2.12,0]
["   Coal to Liquids","- -","- -","- -","- -",1.26,1.04,1.04,1.41,1.42,1.46,1.48,1.48,1.47,1.46,1.49,1.5,1.52,1.49,1.49,1.47,1.46,1.45,1.44,1.44,1.44,1.44,1.46,1.48,1.51,"- -"]
["   Electricity",27.25,28.81,28.07,26.77,25.2,26.1,26.17,25.97,25.95,26.2,26.36,26.37,26.31,26.51,26.7,26.84,27.04,27.19,27.17,27.33,27.53,27.74,28.16,28.49,28.86,29.21,29.38,29.64,29.87,1E-3]
[]
["Non-Renewable Energy Expenditures by Sector"]
["(billion 2008 dollars)"]
[" Residential",241.67,254.66,231.65,223.76,222.61,230.62,228.9,229.4,230.89,234.53,236.76,239.14,241.36,245.14,247.96,251.14,253.92,256.67,258.7,262.54000000000002,266.58999999999997,271.26,275.8,280.39999999999998,285.83,290.58999999999997,292.89999999999998,297.16000000000003,301.11,6.0000000000000001E-3]
[" Commercial",176.61,191.19,168.7,163.43,163.69,172.64,173.85,174.18,176.9,180.82,184.11,186.86,189.36,193.15,196.83,200.4,204.1,207.27,210.07,214.23,218.63,223.34,229.36,234.79,240.94,246.37,250.61,256.01,261.07,1.2E-2]
[" Industrial",219.69,244.81,175.42,163.24,173.51,191.66,201.52,207.49,213.14,218.86,223.15,228.05,231.33,234.86,236.42,237.67,239.07,240.3,241.75,242.96,245.17,247.67,250.95,253.51,257.7,259.55,261.58,265.05,267.18,3.0000000000000001E-3]
[" Transportation",613.37,705.86,465.68,508.22,528.5,567.33000000000004,615.79,640.91999999999996,655.77,671.91,690.32,704.34,717.08,729.77,737.71,743.52,757.24,767.89,782.71,795.25,808.06,822.03,834.45,846.64,856.24,869.12,883.55,894.05,908.01,8.9999999999999993E-3]
["   Total Non-Renewable Expenditures",1251.3499999999999,1396.52,1041.45,1058.6500000000001,1088.31,1162.25,1220.05,1251.99,1276.69,1306.1199999999999,1334.33,1358.39,1379.14,1402.91,1418.92,1432.73,1454.32,1472.13,1493.23,1514.98,1538.45,1564.3,1590.55,1615.34,1640.71,1665.62,1688.65,1712.28,1737.37,8.0000000000000002E-3]
[" Transportation Renewable Expenditures",0.05,0.17,0.04,0.09,0.11,0.13,0.15,0.17,0.21,2.34,3.15,4,5.31,7.12,9.59,17.39,15.56,14.53,15.06,16.98,18.95,20.57,23.66,25.05,31.91,36.74,40.74,48.35,56.42,0.24099999999999999]
["   Total Expenditures",1251.3900000000001,1396.69,1041.49,1058.74,1088.42,1162.3699999999999,1220.2,1252.1600000000001,1276.9000000000001,1308.46,1337.48,1362.4,1384.44,1410.03,1428.51,1450.12,1469.88,1486.66,1508.29,1531.96,1557.41,1584.86,1614.21,1640.39,1672.62,1702.37,1729.39,1760.62,1793.79,8.9999999999999993E-3]
[]
[]
["Prices in Nominal Dollars"]
[" Residential"]
["   Liquefied Petroleum Gases",25.67,29.35,25.28,24.73,25.15,26.73,28.51,30.06,31.23,32.520000000000003,33.75,35.06,36.020000000000003,37.020000000000003,38.1,39.200000000000003,40.409999999999997,41.61,42.82,43.92,45.24,46.58,48.12,49.52,51.18,52.85,54.62,56.39,58.23,2.5999999999999999E-2]
["   Distillate Fuel Oil",19.86,24.47,18.260000000000002,18.100000000000001,18.489999999999998,19.940000000000001,21.4,22.55,23.49,24.96,26.17,27.44,28.46,29.45,30.25,31.17,32.25,33.17,34.24,35.33,36.380000000000003,37.630000000000003,39.049999999999997,40.159999999999997,41.73,43.3,44.82,46.47,48.16,2.5000000000000001E-2]
["   Natural Gas",12.66,13.48,11.57,11.22,12.29,12.56,12.36,12.51,12.88,13.22,13.5,13.83,14.18,14.61,15.06,15.64,16.010000000000002,16.22,16.68,17.260000000000002,17.91,18.649999999999999,19.440000000000001,20.29,21.26,21.98,22.61,23.44,24.2,2.1999999999999999E-2]
["   Electricity",31.12,33.29,32.83,31.88,31.21,32.9,33.9,34.5,35.020000000000003,35.89,36.74,37.39,37.97,38.92,39.950000000000003,40.92,41.95,42.94,43.78,44.88,46.07,47.3,48.93,50.5,52.16,53.81,55.2,56.77,58.33,2.1000000000000001E-2]
[]
[" Commercial"]
["   Liquefied Petroleum Gases",20.2,26.15,20.12,21.4,21.77,23.3,25.02,26.51,27.61,28.83,29.98,31.22,32.11,33.020000000000003,34.01,35.020000000000003,36.130000000000003,37.24,38.35,39.36,40.57,41.81,43.24,44.53,46.07,47.62,49.27,50.92,52.64,2.5999999999999999E-2]
["   Distillate Fuel Oil",17.100000000000001,21.5,16.04,15.27,15.91,17.34,18.739999999999998,19.850000000000001,20.86,22.18,23.33,24.52,25.47,26.39,27.18,28.11,29.04,29.83,30.83,31.82,32.83,34.01,35.340000000000003,36.380000000000003,37.86,39.340000000000003,40.74,42.29,43.92,2.7E-2]
["   Residual Fuel",8.2100000000000009,15.52,9.41,9.74,10.050000000000001,11.48,12.9,13.98,14.63,15.52,16.37,17.29,18.29,18.899999999999999,19.57,20.27,21.01,21.73,22.45,23.04,23.8,24.66,25.52,26.47,27.6,28.58,29.4,30.75,31.66,2.7E-2]
["   Natural Gas",10.96,11.94,9.18,8.93,10.15,10.65,10.68,10.8,11.14,11.44,11.67,11.96,12.27,12.65,13.05,13.58,13.92,14.13,14.53,15.05,15.62,16.3,17.010000000000002,17.78,18.690000000000001,19.329999999999998,19.86,20.61,21.27,2.1999999999999999E-2]
["   Electricity",28.18,30.47,29.38,28.19,26.85,28.28,28.88,29.09,29.58,30.41,31.16,31.75,32.270000000000003,33.15,34.090000000000003,34.97,35.99,36.94,37.619999999999997,38.61,39.68,40.82,42.33,43.75,45.32,46.89,48.18,49.63,51.04,1.9E-2]
[]
[" Industrial 1/"]
["   Liquefied Petroleum Gases",21.53,24.2,18.920000000000002,18.920000000000002,19.260000000000002,20.76,22.51,24,25.06,26.38,27.45,28.6,29.51,30.38,31.31,32.270000000000003,33.340000000000003,34.39,35.450000000000003,36.4,37.549999999999997,38.729999999999997,40.1,41.33,42.81,44.29,45.9,47.5,49.15,2.7E-2]
["   Distillate Fuel Oil",17.68,22.31,16.649999999999999,14.82,16.05,17.52,18.95,20.07,21.18,22.46,23.62,24.81,25.76,26.68,27.5,28.52,29.39,30.15,31.18,32.159999999999997,33.21,34.409999999999997,35.770000000000003,36.83,38.33,39.83,41.25,42.82,44.51,2.5999999999999999E-2]
["   Residual Fuel Oil",8.65,16.309999999999999,9.89,13.52,13.82,15.16,16.489999999999998,17.62,18.350000000000001,19.239999999999998,20.059999999999999,20.97,21.68,22.24,23,23.74,24.52,25.31,26.1,26.74,27.57,28.51,29.51,30.6,31.8,32.92,34.03,35.29,36.5,0.03]
["   Natural Gas 2/",7.41,9.11,4.26,5.0199999999999996,6.23,6.76,6.82,6.89,7.18,7.39,7.52,7.71,7.91,8.19,8.4700000000000006,8.8800000000000008,9.14,9.26,9.52,9.9,10.31,10.85,11.41,12.04,12.79,13.25,13.56,14.17,14.67,1.7999999999999999E-2]
["   Metallurgical Coal",3.61,4.49,4.79,4.9400000000000004,5.07,5.31,5.44,5.56,5.66,5.77,5.97,6.14,6.34,6.5,6.68,6.84,6.98,7.07,7.11,7.15,7.27,7.43,7.55,7.72,7.86,8.02,8.18,8.33,8.5,2.4E-2]
["   Other Industrial Coal",2.4300000000000002,2.84,2.83,2.77,2.81,2.85,2.86,2.93,3,3.04,3.11,3.16,3.2,3.26,3.31,3.38,3.43,3.5,3.56,3.65,3.72,3.82,3.91,4.01,4.12,4.21,4.33,4.4400000000000004,4.55,1.7999999999999999E-2]
["   Coal to Liquids","- -","- -","- -","- -",1.32,1.1000000000000001,1.1200000000000001,1.55,1.58,1.65,1.72,1.74,1.76,1.79,1.86,1.91,1.98,1.99,2.02,2.04,2.0699999999999998,2.1,2.13,2.1800000000000002,2.2200000000000002,2.2799999999999998,2.35,2.44,2.5299999999999998,"- -"]
["   Electricity",18.600000000000001,20.21,20.350000000000001,19.73,17.86,18.77,18.98,19.010000000000002,19.36,19.989999999999998,20.51,20.91,21.27,21.9,22.56,23.2,23.95,24.64,25.11,25.79,26.57,27.41,28.5,29.55,30.67,31.8,32.71,33.76,34.799999999999997,0.02]
[]
[" Transportation"]
["   Liquefied Petroleum Gases 3/",23.31,29.93,25.58,24.61,25.02,26.61,28.36,29.9,31.07,32.36,33.58,34.89,35.840000000000003,36.82,37.89,38.979999999999997,40.17,41.36,42.56,43.64,44.94,46.27,47.79,49.17,50.81,52.46,54.21,55.95,57.77,2.5000000000000001E-2]
["   E85 4/",26.83,26.93,23.64,21.26,21.89,23.43,26.07,27.64,28.47,28.45,29.92,31.23,31.97,32.94,34.090000000000003,35.479999999999997,36.880000000000003,37.979999999999997,39.17,40.479999999999997,41.72,43.4,44.96,46.25,47.62,49.36,50.75,52.29,54.17,2.5999999999999999E-2]
["   Motor Gasoline 5/",23.15,26.76,19.43,21.17,21.79,23.32,25.87,27.33,28.27,29.42,30.58,31.65,32.6,33.72,34.72,35.94,37.020000000000003,37.96,39.18,40.44,41.69,43.21,44.7,45.91,47.47,49.16,50.66,52.36,54.33,2.7E-2]
["   Jet Fuel 6/",15.42,22.71,12.92,15.23,15.82,17.510000000000002,19.05,20.23,21.21,22.42,23.58,24.67,25.58,26.51,27.27,28.18,29.2,30.07,31.1,32.130000000000003,33.21,34.54,35.83,36.99,38.42,39.92,41.32,42.87,44.51,2.5000000000000001E-2]
["   Diesel Fuel (distillate fuel oil) 7/",21.08,27.65,18.04,19.7,20.149999999999999,21.71,23.2,24.38,25.56,26.86,28.03,29.31,30.31,31.28,32.19,33.32,34.22,35.03,36.130000000000003,37.17,38.32,39.61,41.05,42.2,43.79,45.41,46.88,48.53,50.35,2.1999999999999999E-2]
["   Residual Fuel Oil",8.99,14.49,9,10.51,10.77,12.17,13.4,14.45,15.13,15.77,16.670000000000002,17.43,17.940000000000001,18.32,19,19.57,20.260000000000002,20.94,21.63,22.13,23.02,23.85,24.8,25.81,26.88,27.91,28.9,30.02,31.26,2.9000000000000001E-2]
["   Natural Gas 8/",13.54,15.96,11.54,12.36,13.66,14.28,14.39,14.52,14.9,15.21,15.46,15.74,16.04,16.43,16.8,17.32,17.64,17.829999999999998,18.23,18.760000000000002,19.309999999999999,19.98,20.67,21.42,22.31,22.94,23.44,24.19,24.84,1.7000000000000001E-2]
["   Electricity",31.32,33.729999999999997,32.79,31.2,28.83,31.39,32.01,31.85,32.08,32.909999999999997,33.549999999999997,33.97,34.26,34.89,35.61,36.26,37.11,38.1,38.86,40,41.47,43.05,45.05,46.8,48.78,50.72,52.33,54.13,55.89,1.9E-2]
[]
[" Electric Power 9/"]
["   Distillate Fuel Oil",15.41,19.37,14.46,14.33,14.68,16.09,17.46,18.510000000000002,19.350000000000001,20.67,21.81,22.96,23.88,24.75,25.46,26.24,27.22,28.03,28.98,29.93,30.88,32,33.28,34.28,35.71,37.130000000000003,38.46,39.950000000000003,41.52,2.9000000000000001E-2]
["   Residual Fuel Oil",8.84,14.56,8.92,12.37,12.7,14.13,15.48,16.55,17.3,18.07,19.010000000000002,19.88,20.54,21.05,21.8,22.48,23.26,24.05,24.83,25.46,26.42,27.37,28.4,29.5,30.7,31.85,32.92,34.19,35.49,3.4000000000000002E-2]
["   Natural Gas",7.1,9.09,4.2,4.99,6.07,6.53,6.4,6.47,6.77,6.99,7.13,7.32,7.53,7.85,8.1300000000000008,8.5399999999999991,8.7799999999999994,8.91,9.17,9.57,9.9700000000000006,10.51,11.09,11.66,12.38,12.84,13.16,13.75,14.22,1.7000000000000001E-2]
["   Steam Coal",1.76,2.0499999999999998,2.1800000000000002,2.0499999999999998,2.0699999999999998,2.1,2.15,2.19,2.2400000000000002,2.2599999999999998,2.31,2.34,2.38,2.42,2.4700000000000002,2.54,2.59,2.65,2.69,2.77,2.82,2.9,2.98,3.06,3.15,3.23,3.32,3.41,3.51,0.02]
[]
[" Average Price to All Users 10/"]
["   Liquefied Petroleum Gases",18.53,20.190000000000001,18.64,17.36,17.61,18.920000000000002,20.43,21.72,22.62,23.64,24.56,25.55,26.28,27.06,27.91,28.78,29.75,30.7,31.68,32.54,33.6,34.69,35.950000000000003,37.049999999999997,38.44,39.83,41.29,42.77,44.32,0.03]
["   E85 4/",26.83,26.93,23.64,21.26,21.89,23.43,26.07,27.64,28.47,28.45,29.92,31.23,31.97,32.94,34.090000000000003,35.479999999999997,36.880000000000003,37.979999999999997,39.17,40.479999999999997,41.72,43.4,44.96,46.25,47.62,49.36,50.75,52.29,54.17,2.5999999999999999E-2]
["   Motor Gasoline 5/",23.03,26.54,19.440000000000001,21.17,21.79,23.32,25.87,27.33,28.27,29.42,30.58,31.64,32.6,33.71,34.71,35.93,37.020000000000003,37.950000000000003,39.17,40.43,41.68,43.21,44.69,45.9,47.46,49.15,50.65,52.35,54.32,2.7E-2]
["   Jet Fuel",15.42,22.71,12.92,15.23,15.82,17.510000000000002,19.05,20.23,21.21,22.42,23.58,24.67,25.58,26.51,27.27,28.18,29.2,30.07,31.1,32.130000000000003,33.21,34.54,35.83,36.99,38.42,39.92,41.32,42.87,44.51,2.5000000000000001E-2]
["   Distillate Fuel Oil",20.260000000000002,26.27,17.73,18.260000000000002,18.940000000000001,20.58,22.21,23.39,24.55,25.86,27.09,28.33,29.33,30.3,31.19,32.29,33.22,34.04,35.14,36.19,37.31,38.6,40.04,41.2,42.78,44.38,45.87,47.52,49.31,2.4E-2]
["   Residual Fuel Oil",8.8699999999999992,14.77,9.1,11.22,11.49,12.89,14.14,15.19,15.89,16.600000000000001,17.5,18.3,18.89,19.329999999999998,20.03,20.64,21.36,22.08,22.8,23.35,24.24,25.11,26.08,27.11,28.23,29.29,30.29,31.46,32.700000000000003,0.03]
["   Natural Gas",8.99,10.53,6.67,7.08,8.2100000000000009,8.68,8.67,8.7799999999999994,9.07,9.33,9.5,9.73,9.98,10.32,10.67,11.14,11.42,11.55,11.88,12.31,12.79,13.39,14.02,14.7,15.51,16.05,16.46,17.12,17.71,1.9E-2]
["   Metallurgical Coal",3.61,4.49,4.79,4.9400000000000004,5.07,5.31,5.44,5.56,5.66,5.77,5.97,6.14,6.34,6.5,6.68,6.84,6.98,7.07,7.11,7.15,7.27,7.43,7.55,7.72,7.86,8.02,8.18,8.33,8.5,2.4E-2]
["   Other Coal",1.8,2.1,2.2200000000000002,2.09,2.11,2.14,2.19,2.23,2.2799999999999998,2.2999999999999998,2.35,2.39,2.4300000000000002,2.4700000000000002,2.52,2.58,2.64,2.69,2.74,2.81,2.87,2.95,3.03,3.11,3.2,3.28,3.37,3.46,3.56,0.02]
["   Coal to Liquids","- -","- -","- -","- -",1.32,1.1000000000000001,1.1200000000000001,1.55,1.58,1.65,1.72,1.74,1.76,1.79,1.86,1.91,1.98,1.99,2.02,2.04,2.0699999999999998,2.1,2.13,2.1800000000000002,2.2200000000000002,2.2799999999999998,2.35,2.44,2.5299999999999998,"- -"]
["   Electricity",26.66,28.81,28.5,27.58,26.29,27.63,28.19,28.46,28.92,29.72,30.45,31.03,31.53,32.4,33.33,34.229999999999997,35.22,36.159999999999997,36.869999999999997,37.86,38.94,40.090000000000003,41.58,43,44.53,46.07,47.34,48.78,50.19,2.1000000000000001E-2]
[]
["Non-Renewable Energy Expenditures by Sector"]
["(billion nominal dollars)"]
[" Residential",236.38,254.66,235.17,230.51,232.31,244.12,246.57,251.37,257.29000000000002,266.02999999999997,273.52999999999997,281.39999999999998,289.27,299.58999999999997,309.45,320.3,330.83,341.36,351.09,363.72,377.1,392.03,407.27,423.22,441.01,458.4,471.99,489.06,506.03,2.5999999999999999E-2]
[" Commercial",172.75,191.19,171.27,168.36,170.83,182.74,187.26,190.86,197.13,205.11,212.7,219.88,226.94,236.05,245.65,255.58,265.91000000000003,275.66000000000003,285.08999999999997,296.79000000000002,309.27,322.77,338.69,354.37,371.75,388.64,403.84,421.34,438.74,3.1E-2]
[" Industrial",214.89,244.81,178.09,168.16,181.07,202.87,217.07,227.35,237.51,248.26,257.8,268.36,277.25,287.02999999999997,295.06,303.12,311.48,319.60000000000002,328.09,336.58,346.81,357.93,370.58,382.62,397.61,409.44,421.52,436.23,449,2.3E-2]
[" Transportation",599.94000000000005,705.86,472.76,523.54,551.54,600.52,663.3,702.29,730.78,762.17,797.53,828.81,859.4,891.87,920.68,948.26,986.59,1021.27,1062.24,1101.69,1143.03,1188,1232.23,1277.8499999999999,1321.12,1371.03,1423.78,1471.43,1525.95,2.9000000000000001E-2]
["   Total Non-Renewable Expenditures",1223.96,1396.52,1057.29,1090.58,1135.76,1230.25,1314.19,1371.86,1422.72,1481.57,1541.56,1598.45,1652.86,1714.54,1770.84,1827.25,1894.81,1957.89,2026.51,2098.7800000000002,2176.1999999999998,2260.73,2348.7600000000002,2438.06,2531.5,2627.51,2721.14,2818.06,2919.72,2.8000000000000001E-2]
[" Transportation Renewable Expenditures",0.04,0.17,0.04,0.09,0.11,0.13,0.16,0.18,0.24,2.65,3.64,4.71,6.36,8.6999999999999993,11.96,22.18,20.28,19.329999999999998,20.440000000000001,23.52,26.81,29.72,34.94,37.81,49.23,57.96,65.66,79.569999999999993,94.81,0.26500000000000001]
["   Total Expenditures",1224,1396.69,1057.33,1090.67,1135.8699999999999,1230.3800000000001,1314.36,1372.05,1422.95,1484.22,1545.2,1603.16,1659.22,1723.24,1782.8,1849.44,1915.09,1977.22,2046.94,2122.3000000000002,2203.0100000000002,2290.46,2383.6999999999998,2475.87,2580.73,2685.47,2786.79,2897.63,3014.53,2.9000000000000001E-2]
[]
[]
[]
["   1/ Includes energy for combined heat and power plants, except those whose primary business is to sell electricity, or electricity and heat, to the public."]
["   2/ Excludes use for lease and plant fuel."]
["   3/ Includes Federal and State taxes while excluding county and local taxes."]
["   4/ E85 refers to a blend of 85 percent ethanol (renewable) and 15 percent motor gasoline (nonrenewable).  To address cold starting issues,"]
["the percentage of ethanol varies seasonally.  The annual average ethanol content of 74 percent is used for this forecast."]
["   5/ Sales weighted-average price for all grades.  Includes Federal, State, and local taxes."]
["   6/ Kerosene-type jet fuel.  Includes Federal and State taxes while excluding county and local taxes."]
["   7/ Diesel fuel for on-road use.  Includes Federal and State taxes while excluding county and local taxes."]
["   8/ Compressed natural gas used as a vehicle fuel.  Includes estimated motor vehicle fuel taxes and estimated dispensing costs or charges."]
["   9/ Includes electricity-only and combined heat and power plants whose primary business is to sell electricity, or electricity and heat, to the public."]
["   10/ Weighted averages of end-use fuel prices are derived from the prices shown in each sector and the corresponding sectoral consumption."]
["   Btu = British thermal unit."]
["   - - = Not applicable."]
["   Note:  Data for 2007 and 2008 are model results and may differ slightly from official EIA data reports."]
["   Sources:  2007 and 2008 prices for motor gasoline, distillate fuel oil, and jet fuel are based on prices in the Energy Information Administration (EIA), Petroleum Marketing Annual"]
["2008, DOE/EIA-0487(2008) (Washington, DC, August 2009).  2007 residential and commercial natural gas delivered prices:  EIA,"]
["Natural Gas Annual 2007, DOE/EIA-0131(2007) (Washington, DC, January, 2009).  2008 residential and commercial natural gas"]
["delivered prices:  EIA, Natural Gas Monthly, DOE/EIA-0130(2009/07) (Washington, DC, July 2009).  2007 and 2008"]
["industrial natural gas delivered prices are estimated based on:  EIA, Manufacturing Energy Consumption Survey and"]
["industrial and wellhead prices from the Natural Gas Annual 2007, DOE/EIA-0131(2007) (Washington, DC, January, 2009) and the"]
["Natural Gas Monthly, DOE/EIA-0130(2009/07) (Washington, DC, July 2009).  2007 transportation sector natural gas delivered prices are based on:  EIA, Natural Gas Annual"]
["2007, DOE/EIA-0131(2007) (Washington, DC, January, 2009) and estimated State taxes, Federal taxes, and dispensing costs or charges."]
["2008 transportation sector natural gas delivered prices are model results. 2007 and 2008 electric power sector natural gas prices:  EIA, Electric Power Monthly,"]
["April 2008 and April 2009, Table 4.13.B.  2007 and 2008 coal prices based on:  EIA, Quarterly Coal Report,"]
["October-December 2008, DOE/EIA-0121(2008/4Q) (Washington, DC, March 2009) and EIA, AEO2010 National Energy Modeling System run aeo2010r.d111809a."]
["2007 and 2008 electricity prices:  EIA, Annual Energy Review 2008, DOE/EIA-0384(2008) (Washington, DC, June 2009)."]
["2007 and 2008 E85 prices derived from monthly prices in the Clean Cities Alternative Price Report."]
["Projections:  EIA, AEO2010 National Energy Modeling System run aeo2010r.d111809a."]
["Scenario:","stimulus","d041409a",null,"with American Recovery and Reinvestment Act"]
[]
[" Table   3.  Energy Prices by Sector and Source"]
["                      (2007 dollars per million Btu, unless otherwise noted)"]
[]
[]
[]
[null,"2006","2007","2008","2009","2010","2011","2012","2013","2014","2015","2016","2017","2018","2019","2020","2021","2022","2023","2024","2025","2026","2027","2028","2029","2030","2027","2028","2029","2030",2031,2032,2033,2034,2035,2036,2037,2038,2039,2040,2041,2042,2043,2044,2045,2046,2047,2048,2049,2050,2051,2052,2053,2054,2055,2056,2057,2058,2059,2060,2061,2062,2063,2064,2065,2066,2067,2068,2069,2070]
[]
[]
[" Residential"]
["   Liquefied Petroleum Gases",23.882804870605501,24.973464965820298,28.470840454101602,21.505495071411101,20.697200775146499,23.0020751953125,24.980747222900401,26.7403888702393,28.254840850830099,29.8807067871094,30.930690765380898,31.804765701293899,32.682899475097699,33.084945678710902,33.339298248291001,33.569530487060497,33.692008972167997,34.029460906982401,34.165733337402301,33.722698211669901,33.999015808105497,34.276668548583999,34.616855621337898,34.804977416992202,35.163482666015597,23.653226852416999,23.781959533691399,23.869001388549801,23.909082412719702]
["   Distillate Fuel Oil",18.4642543792725,19.664405822753899,23.940315246581999,15.6857194900513,13.3512983322144,15.708171844482401,17.491518020629901,18.8044624328613,20.071212768554702,21.571735382080099,22.444984436035199,23.2645053863525,23.975505828857401,24.350082397460898,24.6401481628418,24.7862453460693,24.899822235107401,25.1952934265137,25.492937088012699,25.134300231933601,25.433099746704102,25.7546691894531,26.098386764526399,26.3820476531982,26.7700805664063,13.801754951477101,13.897899627685501,14.058331489563001,14.125551223754901]
["   Natural Gas",13.7000589370728,12.691158294677701,12.9778490066528,10.717614173889199,11.192774772644,11.487280845642101,11.3991556167603,11.307798385620099,11.2896461486816,11.345415115356399,11.538298606872599,11.7583208084106,11.975100517272899,12.23952293396,12.557071685791,12.7957820892334,12.871651649475099,12.660281181335399,12.6240320205688,12.5992183685303,12.7868556976318,13.07555103302,13.407883644104,13.6725673675537,13.962038993835399,11.116808891296399,11.2574377059937,11.3709173202515,11.426144599914601]
["   Electricity",31.206779479980501,31.181957244873001,31.772819519043001,30.736837387085,28.616357803344702,29.873619079589801,30.101655960083001,30.425390243530298,30.7938537597656,30.883028030395501,31.149145126342798,31.4898681640625,31.815629959106399,32.020698547363303,32.4303588867188,32.7907905578613,32.994007110595703,32.923465728759801,32.920154571533203,32.902271270752003,32.958240509033203,33.321102142333999,33.734363555908203,34.149539947509801,34.490489959716797,26.5695495605469,26.6057014465332,26.7373046875,26.757972717285199]
[]
[" Commercial",null,null,null,null,null,null,null,null,null,null,null,null,null,null,null,null,null,null,null,null,null,null,null,null,null,12.0537929534912,12.2529897689819,12.3258762359619,12.452996253967299]
["   Liquefied Petroleum Gases",21.1974983215332,23.041419982910199,23.540430068969702,20.975297927856399,17.540355682373001,19.827720642089801,21.7962131500244,23.5440998077393,25.047388076782202,26.6623840332031,27.701774597168001,28.565574645996101,29.4346523284912,29.8274021148682,30.0731811523438,30.2960014343262,30.4115695953369,30.7421360015869,30.871879577636701,30.422807693481399,30.6932373046875,30.965314865112301,31.299940109252901,31.482862472534201,31.836189270019499,7.3951959609985396,7.4624595642089799,7.2386937141418501,7.3113985061645499]
["   Distillate Fuel Oil",15.019946098327599,16.054100036621101,20.9568576812744,13.740292549133301,10.759732246398899,13.277551651001,15.102119445800801,16.819028854370099,18.163129806518601,19.404659271240199,20.2805690765381,21.141357421875,21.870569229126001,22.288406372070298,22.606428146362301,22.643785476684599,22.862098693847699,23.111530303955099,23.2818489074707,23.1139316558838,23.4434604644775,23.529294967651399,23.9437866210938,24.471529006958001,24.6476936340332,9.0512752532959002,9.1702537536621094,9.2454566955566406,9.3029346466064506,{"$f":"AD253+($AI$253-$AD$253)/5","v":9.3577216364198588},{"$f":"AE253+($AI$253-$AD$253)/5","v":9.4125086262332669},{"$f":"AF253+($AI$253-$AD$253)/5","v":9.467295616046675},{"$f":"AG253+($AI$253-$AD$253)/5","v":9.5220826058600831},{"$f":"T423*$E$742","v":9.5768695956734877},{"$f":"AI253+($AX$253-$AI$253)/15","v":9.6852727225982509},{"$f":"AJ253+($AX$253-$AI$253)/15","v":9.7936758495230141},9.9020789764477772,10.01048210337254,10.118885230297304,10.227288357222067,10.33569148414683,10.444094611071593,10.552497737996356,10.660900864921119,10.769303991845883,10.877707118770646,10.986110245695409,11.094513372620172,{"$f":"AI253*$B$742","v":11.202916499544939},{"$f":"AX253+($BM$253-$AX$253)/15","v":11.313845014700993},{"$f":"AY253+($BM$253-$AX$253)/15","v":11.424773529857047},11.535702045013101,11.646630560169156,11.75755907532521,11.868487590481264,11.979416105637318,12.090344620793372,12.201273135949426,12.312201651105481,12.423130166261535,12.534058681417589,12.644987196573643,12.755915711729697,{"$f":"AX253*$C$742","v":12.866844226885757},{"$f":"BM253+($BR$253-$BM$253)/5","v":12.994248543867917},{"$f":"BN253+($BR$253-$BM$253)/5","v":13.121652860850077},{"$f":"BO253+($BR$253-$BM$253)/5","v":13.249057177832237},{"$f":"BP253+($BR$253-$BM$253)/5","v":13.376461494814397},{"$f":"BM253*$D$742","v":13.503865811796555}]
["   Residual Fuel",8.8815975189209002,10.3074436187744,13.411918640136699,6.6991925239562997,5.8016228675842303,8.5975322723388707,10.1285858154297,11.654000282287599,12.9474182128906,14.400235176086399,15.2041673660278,15.658245086669901,16.352220535278299,16.605510711669901,16.856744766235401,17.043632507324201,17.1953125,17.403110504150401,17.4520969390869,17.016120910644499,17.163618087768601,17.311967849731399,17.516565322876001,17.704761505126999,17.873653411865199,24.1571254730225,24.207300186157202,24.2876873016357,24.267208099365199,{"$f":"AD254+($AI$254-$AD$254)/5","v":24.075703794494256},{"$f":"AE254+($AI$254-$AD$254)/5","v":23.884199489623313},{"$f":"AF254+($AI$254-$AD$254)/5","v":23.69269518475237},{"$f":"AG254+($AI$254-$AD$254)/5","v":23.501190879881428},{"$f":"T424*$E$745","v":23.309686575010492},{"$f":"AI254+($AX$254-$AI$254)/15","v":23.300523054015734},{"$f":"AJ254+($AX$254-$AI$254)/15","v":23.291359533020977},23.282196012026219,23.273032491031461,23.263868970036704,23.254705449041946,23.245541928047189,23.236378407052431,23.227214886057673,23.218051365062916,23.208887844068158,23.199724323073401,23.190560802078643,23.181397281083886,{"$f":"AI254*$B$745","v":23.172233760089139},{"$f":"AX254+($BM$254-$AX$254)/15","v":23.186953863011141},{"$f":"AY254+($BM$254-$AX$254)/15","v":23.201673965933143},23.216394068855145,23.231114171777147,23.245834274699149,23.260554377621151,23.275274480543153,23.289994583465155,23.304714686387157,23.31943478930916,23.334154892231162,23.348874995153164,23.363595098075166,23.378315200997168,{"$f":"AX254*$C$745","v":23.393035303919145},{"$f":"BM254+($BR$254-$BM$254)/5","v":23.407895670463727},{"$f":"BN254+($BR$254-$BM$254)/5","v":23.422756037008309},{"$f":"BO254+($BR$254-$BM$254)/5","v":23.437616403552891},{"$f":"BP254+($BR$254-$BM$254)/5","v":23.452476770097473},{"$f":"BM254*$D$745","v":23.467337136642058}]
["   Natural Gas",11.896094322204601,10.9898433685303,11.3387994766235,8.9075946807861293,9.4656057357788104,9.7463216781616193,9.7210922241210902,9.6719341278076207,9.7138872146606392,9.8306560516357404,10.038209915161101,10.2545003890991,10.476261138916,10.746561050415,11.0803880691528,11.314369201660201,11.4017143249512,11.212500572204601,11.1975994110107,11.159740447998001,11.3503875732422,11.640952110290501,11.9785671234131,12.2332496643066,12.5188312530518]
["   Electricity",28.3762531280518,28.029735565185501,29.057315826416001,27.6067714691162,24.835584640502901,25.581251144409201,25.4402256011963,25.470129013061499,25.672283172607401,25.763282775878899,26.100669860839801,26.468044281005898,26.885612487793001,27.169450759887699,27.620109558105501,28.002447128295898,28.245407104492202,28.186374664306602,28.203248977661101,28.139711380004901,28.178466796875,28.495182037353501,28.915565490722699,29.289411544799801,29.651695251464801,16.318952560424801,16.4172878265381,16.5084934234619,16.549221038818398]
[null,null,null,null,null,null,null,null,null,null,null,null,null,null,null,null,null,null,null,null,null,null,null,null,null,null,12.788073539733899,13.069622039794901,13.0597486495972,13.2463188171387]
[" Industrial 1/",null,null,null,null,null,null,null,null,null,null,null,null,null,null,null,null,null,null,null,null,null,null,null,null,null,9.5039434432983398,9.4975557327270508,9.6068582534790004,9.5831336975097692]
["   Liquefied Petroleum Gases",21.041078567504901,23.3795166015625,26.646581649780298,22.2440700531006,16.6379299163818,18.920274734497099,20.8892612457275,22.636520385742202,24.1346244812012,25.742292404174801,26.783767700195298,27.652248382568398,28.520401000976602,28.932659149169901,29.169765472412099,29.4143581390381,29.524629592895501,29.853767395019499,29.959171295166001,29.528638839721701,29.7813510894775,30.054143905639599,30.3852443695068,30.4649448394775,30.849096298217798,6.3330101966857901,6.4338274002075204,6.5134425163268999,6.5598897933959996,{"$f":"AD259+($AI$259-$AD$259)/5","v":6.5507078532683796},{"$f":"AE259+($AI$259-$AD$259)/5","v":6.5415259131407595},{"$f":"AF259+($AI$259-$AD$259)/5","v":6.5323439730131394},{"$f":"AG259+($AI$259-$AD$259)/5","v":6.5231620328855193},{"$f":"T429*$E$742","v":6.5139800927579001},{"$f":"AI259+($AX$259-$AI$259)/15","v":6.5877135610615332},{"$f":"AJ259+($AX$259-$AI$259)/15","v":6.6614470293651662},6.7351804976687992,6.8089139659724323,6.8826474342760653,6.9563809025796983,7.0301143708833314,7.1038478391869644,7.1775813074905974,7.2513147757942304,7.3250482440978635,7.3987817124014965,7.4725151807051295,7.5462486490087626,{"$f":"AI259*$B$742","v":7.6199821173123929},{"$f":"AX259+($BM$259-$AX$259)/15","v":7.6954333002095865},{"$f":"AY259+($BM$259-$AX$259)/15","v":7.77088448310678},7.8463356660039736,7.9217868489011671,7.9972380317983607,8.0726892146955542,8.1481403975927478,8.2235915804899413,8.2990427633871349,8.3744939462843284,8.449945129181522,8.5253963120787155,8.6008474949759091,8.6762986778731026,{"$f":"AX259*$C$742","v":8.7517498607702962},{"$f":"BM259+($BR$259-$BM$259)/5","v":8.8384075286295438},{"$f":"BN259+($BR$259-$BM$259)/5","v":8.9250651964887915},{"$f":"BO259+($BR$259-$BM$259)/5","v":9.0117228643480392},{"$f":"BP259+($BR$259-$BM$259)/5","v":9.0983805322072868},{"$f":"BM259*$D$742","v":9.1850382000665363}]
["   Distillate Fuel Oil",15.7354278564453,16.8219394683838,21.937858581543001,14.291754722595201,10.6247463226318,13.4027051925659,15.2648477554321,17.266075134277301,18.658037185668899,19.740333557128899,20.622322082519499,21.514814376831101,22.261856079101602,22.720048904418899,23.0620517730713,23.029100418090799,23.327865600585898,23.5460414886475,23.635374069213899,23.588466644287099,23.9423828125,23.870851516723601,24.336980819702099,25.037542343139599,25.073137283325199,2.7168338298797599,2.7307398319244398,2.7413196563720699,2.7546591758728001]
["   Residual Fuel Oil",9.2125787734985405,10.5954837799072,13.7473258972168,6.9127345085143999,9.8444128036499006,12.2499532699585,13.9352369308472,15.428977966308601,16.646518707275401,18.037969589233398,18.8180332183838,19.4296264648438,20.112428665161101,20.448431015014599,20.727931976318398,20.973798751831101,21.101537704467798,21.306892395019499,21.394767761230501,21.017236709594702,21.180326461791999,21.338615417480501,21.660650253295898,21.793584823608398,22.078443527221701,2.2517027854919398,2.2682161331176802,2.2745745182037398,2.2862651348114]
["   Natural Gas 2/",7.9540700912475604,7.5152516365051296,8.8012723922729492,4.8485679626464799,5.4989199638366699,5.8261642456054696,5.87778615951538,5.9538393020629901,6.1098570823669398,6.3294844627380398,6.5125813484191903,6.7027301788330096,6.8988709449768102,7.1528282165527299,7.4686021804809597,7.6786775588989302,7.7538070678710902,7.5584783554077104,7.5461778640747097,7.4592709541320801,7.6002230644226101,7.8596048355102504,8.1941757202148402,8.4216127395629901,8.6935501098632795,1.2833950519561801,1.3286876678466799,1.33012855052948,1.33445107936859]
["   Metallurgical Coal",3.6353600025177002,3.6099998950958301,4.0558156967163104,4.0487108230590803,3.9977276325225799,4.1121706962585396,4.1809573173522896,4.2343683242797896,4.27162742614746,4.2985162734985396,4.3192996978759801,4.3337044715881303,4.3530845642089799,4.3696141242981001,4.3899216651916504,4.4470157623290998,4.5093812942504901,4.5352845191955602,4.5618190765380904,4.5643453598022496,4.5493078231811497,4.5490665435790998,4.5331215858459499,4.4955492019653303,4.4319190979003897,17.3004150390625,17.331628799438501,17.425392150878899,17.430723190307599,{"$f":"AD263+($AI$263-$AD$263)/5","v":17.267158349957999},{"$f":"AE263+($AI$263-$AD$263)/5","v":17.103593509608398},{"$f":"AF263+($AI$263-$AD$263)/5","v":16.940028669258798},{"$f":"AG263+($AI$263-$AD$263)/5","v":16.776463828909197},{"$f":"T433*$E$745","v":16.612898988559596},{"$f":"AI263+($AX$263-$AI$263)/15","v":16.606368113587273},{"$f":"AJ263+($AX$263-$AI$263)/15","v":16.599837238614949},16.593306363642625,16.586775488670302,16.580244613697978,16.573713738725655,16.567182863753331,16.560651988781007,16.554121113808684,16.54759023883636,16.541059363864036,16.534528488891713,16.527997613919389,16.521466738947066,{"$f":"AI263*$B$745","v":16.514935863974742},{"$f":"AX263+($BM$263-$AX$263)/15","v":16.525426935236357},{"$f":"AY263+($BM$263-$AX$263)/15","v":16.535918006497972},16.546409077759588,16.556900149021203,16.567391220282818,16.577882291544434,16.588373362806049,16.598864434067664,16.60935550532928,16.619846576590895,16.63033764785251,16.640828719114126,16.651319790375741,16.661810861637356,{"$f":"AX263*$C$745","v":16.672301932898996},{"$f":"BM263+($BR$263-$BM$263)/5","v":16.682892970558111},{"$f":"BN263+($BR$263-$BM$263)/5","v":16.693484008217226},{"$f":"BO263+($BR$263-$BM$263)/5","v":16.704075045876341},{"$f":"BP263+($BR$263-$BM$263)/5","v":16.714666083535455},{"$f":"BM263*$D$745","v":16.725257121194577}]
["   Other Industrial Coal",2.4029970169067401,2.4299483299255402,2.5420303344726598,2.4490520954132098,2.3906834125518799,2.4765830039978001,2.4936084747314502,2.5247271060943599,2.54471778869629,2.53918480873108,2.54552221298218,2.5526983737945601,2.5639333724975599,2.5611753463745099,2.56861472129822,2.5710935592651398,2.57420825958252,2.5741758346557599,2.5788726806640598,2.5789062976837198,2.59378290176392,2.6088099479675302,2.6259028911590598,2.64452123641968,2.6644773483276398]
["   Coal to Liquids",0,0,0,0,0,1.5133428573608401,1.3742095232009901,1.19064140319824,1.3664953708648699,1.33487153053284,1.31654036045074,1.30223417282104,1.30838906764984,1.32146644592285,1.3489345312118499,1.3524934053421001,1.3570195436477701,1.3626403808593801,1.37119424343109,1.3635557889938399,1.3662919998168901,1.37254309654236,1.37609398365021,1.3784751892089799,1.3805129528045701,24.056577682495099,24.1739406585693,24.2586994171143,24.288969039916999]
["   Electricity",18.400894165039102,18.6226921081543,20.334409713745099,19.159486770629901,16.828172683715799,17.264308929443398,17.156070709228501,17.083604812622099,17.1988334655762,17.318143844604499,17.615074157714801,17.910154342651399,18.210170745849599,18.456880569458001,18.803001403808601,19.085206985473601,19.30615234375,19.3043308258057,19.3253479003906,19.324813842773398,19.354219436645501,19.614883422851602,19.97239112854,20.29469871521,20.560989379882798,21.3195495605469,21.43874168396,21.398374557495099,21.4992275238037,{"$f":"AD266+($AI$266-$AD$266)/5","v":21.318281718011935},{"$f":"AE266+($AI$266-$AD$266)/5","v":21.13733591222017},{"$f":"AF266+($AI$266-$AD$266)/5","v":20.956390106428405},{"$f":"AG266+($AI$266-$AD$266)/5","v":20.775444300636639},{"$f":"T436*$E$747","v":20.594498494844878},{"$f":"AI266+($AX$266-$AI$266)/15","v":20.60819416894353},{"$f":"AJ266+($AX$266-$AI$266)/15","v":20.621889843042183},20.635585517140836,20.649281191239488,20.662976865338141,20.676672539436794,20.690368213535447,20.704063887634099,20.717759561732752,20.731455235831405,20.745150909930057,20.75884658402871,20.772542258127363,20.786237932226015,{"$f":"AI266*$B$747","v":20.799933606324664},{"$f":"AX266+($BM$266-$AX$266)/15","v":20.807002050879195},{"$f":"AY266+($BM$266-$AX$266)/15","v":20.814070495433725},20.821138939988256,20.828207384542786,20.835275829097316,20.842344273651847,20.849412718206377,20.856481162760907,20.863549607315438,20.870618051869968,20.877686496424499,20.884754940979029,20.891823385533559,20.89889183008809,{"$f":"AX266*$C$747","v":20.905960274642634},{"$f":"BM266+($BR$266-$BM$266)/5","v":20.913064750255749},{"$f":"BN266+($BR$266-$BM$266)/5","v":20.920169225868865},{"$f":"BO266+($BR$266-$BM$266)/5","v":20.92727370148198},{"$f":"BP266+($BR$266-$BM$266)/5","v":20.934378177095095},{"$f":"BM266*$D$747","v":20.94148265270821}]
[null,null,null,null,null,null,null,null,null,null,null,null,null,null,null,null,null,null,null,null,null,null,null,null,null,null,17.292875289916999,17.531343460083001,17.526832580566399,17.756109237670898,{"$f":"AD267+($AI$267-$AD$267)/5","v":18.740759573600641},{"$f":"AE267+($AI$267-$AD$267)/5","v":19.725409909530384},{"$f":"AF267+($AI$267-$AD$267)/5","v":20.710060245460127},{"$f":"AG267+($AI$267-$AD$267)/5","v":21.69471058138987},{"$f":"T437*$E$744","v":22.67936091731961},{"$f":"AI267+($AX$267-$AI$267)/15","v":22.91940642537169},{"$f":"AJ267+($AX$267-$AI$267)/15","v":23.159451933423771},23.399497441475852,23.639542949527932,23.879588457580013,24.119633965632094,24.359679473684174,24.599724981736255,24.839770489788336,25.079815997840416,25.319861505892497,25.559907013944578,25.799952521996659,26.039998030048739,{"$f":"AI267*$B$744","v":26.28004353810082},{"$f":"AX267+($BM$267-$AX$267)/15","v":26.429681543018035},{"$f":"AY267+($BM$267-$AX$267)/15","v":26.579319547935249},26.728957552852464,26.878595557769678,27.028233562686893,27.177871567604107,27.327509572521322,27.477147577438537,27.626785582355751,27.776423587272966,27.92606159219018,28.075699597107395,28.225337602024609,28.374975606941824,{"$f":"AX267*$C$744","v":28.524613611859053},{"$f":"BM267+($BR$267-$BM$267)/5","v":28.687032150691561},{"$f":"BN267+($BR$267-$BM$267)/5","v":28.849450689524069},{"$f":"BO267+($BR$267-$BM$267)/5","v":29.011869228356577},{"$f":"BP267+($BR$267-$BM$267)/5","v":29.174287767189085},{"$f":"BM267*$D$744","v":29.336706306021593}]
[" Transportation",null,null,null,null,null,null,null,null,null,null,null,null,null,null,null,null,null,null,null,null,null,null,null,null,null,11.227470397949199,11.517865180969199,11.5089683532715,11.7493782043457]
["   Liquefied Petroleum Gases 3/",22.296371459960898,25.0072345733643,28.759458541870099,21.685003280639599,20.534326553344702,22.796831130981399,24.8035278320313,26.570152282714801,28.076972961425799,29.693559646606399,30.7330017089844,31.595745086669901,32.463813781738303,32.853603363037102,33.095050811767599,33.3141899108887,33.425758361816399,33.752655029296903,33.878787994384801,33.426109313964801,33.692680358886697,33.960933685302699,34.291332244872997,34.467491149902301,34.819602966308601,16.025825500488299,16.333782196044901,16.2625331878662,16.470952987670898,{"$f":"AD269+($AI$269-$AD$269)/5","v":17.380928094850553},{"$f":"AE269+($AI$269-$AD$269)/5","v":18.290903202030208},{"$f":"AF269+($AI$269-$AD$269)/5","v":19.200878309209862},{"$f":"AG269+($AI$269-$AD$269)/5","v":20.110853416389517},{"$f":"T439*$E$744","v":21.020828523569172},{"$f":"AI269+($AX$269-$AI$269)/15","v":21.243319601735415},{"$f":"AJ269+($AX$269-$AI$269)/15","v":21.465810679901658},21.688301758067901,21.910792836234144,22.133283914400387,22.35577499256663,22.578266070732873,22.800757148899116,23.023248227065359,23.245739305231602,23.468230383397845,23.690721461564088,23.913212539730331,24.135703617896574,{"$f":"AI269*$B$744","v":24.358194696062842},{"$f":"AX269+($BM$269-$AX$269)/15","v":24.496889734844629},{"$f":"AY269+($BM$269-$AX$269)/15","v":24.635584773626416},24.774279812408203,24.91297485118999,25.051669889971777,25.190364928753564,25.32905996753535,25.467755006317137,25.606450045098924,25.745145083880711,25.883840122662498,26.022535161444285,26.161230200226072,26.299925239007859,{"$f":"AX269*$C$744","v":26.438620277789649},{"$f":"BM269+($BR$269-$BM$269)/5","v":26.589161215265516},{"$f":"BN269+($BR$269-$BM$269)/5","v":26.739702152741383},{"$f":"BO269+($BR$269-$BM$269)/5","v":26.89024309021725},{"$f":"BP269+($BR$269-$BM$269)/5","v":27.040784027693118},{"$f":"BM269*$D$744","v":27.191324965168981}]
["   E85 4/",25.5142211914063,26.818180084228501,34.073703765869098,20.3962516784668,18.869060516357401,22.499189376831101,24.345371246337901,25.8835773468018,27.376197814941399,25.5507621765137,26.3307495117188,27.042121887206999,27.074653625488299,28.861484527587901,29.593324661254901,29.691083908081101,29.8394565582275,30.056737899780298,30.123649597168001,30.045396804809599,30.335887908935501,30.1821899414063,30.567377090454102,31.227724075317401,30.935503005981399,8.1832656860351598,8.1197490692138707,8.3803300857543892,8.2735004425048793]
["   Motor Gasoline 5/",21.784559249877901,22.982162475585898,26.1744689941406,15.6736001968384,17.7131462097168,20.6617527008057,22.301433563232401,23.517950057983398,24.816135406494102,26.137458801269499,27.061580657958999,27.993299484252901,28.802474975585898,29.411088943481399,29.938217163085898,30.057752609252901,30.3159790039063,30.494945526123001,30.528341293335,30.4458103179932,30.726751327514599,30.704950332641602,31.110511779785199,31.9617519378662,31.583656311035199,13.240598678588899,13.359972000122101,13.395259857177701,13.453570365905801]
["   Jet Fuel 6/",15.2446508407593,16.0964660644531,22.1856594085693,10.540905952453601,10.4131317138672,12.992267608642599,14.8510446548462,16.4927158355713,17.888269424438501,19.120731353759801,20.025011062622099,20.925888061523398,21.650459289550799,22.054113388061499,22.358533859252901,22.535087585449201,22.624557495117202,22.875423431396499,23.088819503784201,22.878332138061499,23.229129791259801,23.440977096557599,23.911849975585898,24.3618278503418,24.669164657592798,24.345100402831999,24.401657104492202,24.482112884521499,24.4609375]
["   Diesel Fuel (distillate fuel oil) 7/",20.2724208831787,20.921422958373999,27.066003799438501,15.379162788391101,14.6322994232178,17.082887649536101,18.906814575195298,21.012025833129901,22.391767501831101,23.401908874511701,24.249780654907202,25.151100158691399,25.830009460449201,26.267305374145501,26.5901203155518,26.487575531005898,26.7318305969238,26.979133605956999,27.001283645629901,26.997362136840799,27.317785263061499,27.182266235351602,27.638069152831999,28.388862609863299,28.337171554565401]
["   Residual Fuel Oil",8.20648097991943,9.4357099533081108,14.2847747802734,6.3925981521606401,6.5852246284484899,8.6673641204834002,10.3328533172607,11.815202713012701,13.023598670959499,14.4141092300415,15.219378471374499,15.915946006774901,16.592523574829102,16.9536838531494,17.162534713745099,17.429744720458999,17.456914901733398,17.5628662109375,17.630765914916999,17.410764694213899,17.6028347015381,17.926630020141602,18.257143020629901,18.451654434204102,18.835027694702099,10.4858131408691,10.572740554809601,10.740042686462401,10.786236763000501]
["   Natural Gas 8/",15.5415086746216,15.4958410263062,16.8896675109863,12.7877197265625,13.502610206604,13.8291311264038,13.8390712738037,13.843875885009799,13.934069633483899,14.0993509292603,14.229956626892101,14.3684740066528,14.5119123458862,14.701403617858899,14.9462375640869,15.0934410095215,15.092455863952599,14.8220539093018,14.7596139907837,14.661186218261699,14.786495208740201,15.012266159057599,15.2852840423584,15.4684591293335,15.6974124908447,6.7344188690185502,6.7479009628295898,6.8497943878173801,6.84698486328125]
["   Electricity",30.349004745483398,30.777971267700199,33.734138488769503,31.501590728759801,27.327030181884801,28.561843872070298,28.965305328369102,28.9159030914307,28.7644939422607,28.526710510253899,28.644361495971701,28.6527919769287,28.819505691528299,28.888120651245099,29.142557144165,29.470201492309599,29.764074325561499,29.801677703857401,29.921939849853501,30.035243988037099,30.304817199706999,30.8045558929443,31.450147628784201,31.910936355590799,32.484222412109403,6.1479806900024396,6.2516684532165501,6.3134694099426296,6.3304243087768599,{"$f":"AD276+($AI$276-$AD$276)/5","v":6.3370805697154289},{"$f":"AE276+($AI$276-$AD$276)/5","v":6.3437368306539978},{"$f":"AF276+($AI$276-$AD$276)/5","v":6.3503930915925668},{"$f":"AG276+($AI$276-$AD$276)/5","v":6.3570493525311358},{"$f":"T446*$E$742","v":6.363705613469703},{"$f":"AI276+($AX$276-$AI$276)/15","v":6.4357380850865695},{"$f":"AJ276+($AX$276-$AI$276)/15","v":6.5077705567034361},6.5798030283203026,6.6518354999371692,6.7238679715540357,6.7959004431709022,6.8679329147877688,6.9399653864046353,7.0119978580215019,7.0840303296383684,7.156062801255235,7.2280952728721015,7.3001277444889681,7.3721602161058346,{"$f":"AI276*$B$742","v":7.4441926877227056},{"$f":"AX276+($BM$276-$AX$276)/15","v":7.51790324705948},{"$f":"AY276+($BM$276-$AX$276)/15","v":7.5916138063962544},7.6653243657330288,7.7390349250698032,7.8127454844065776,7.886456043743352,7.9601666030801264,8.0338771624169016,8.107587721753676,8.1812982810904504,8.2550088404272248,8.3287193997639992,8.4024299591007736,8.476140518437548,{"$f":"AX276*$C$742","v":8.5498510777743242},{"$f":"BM276+($BR$276-$BM$276)/5","v":8.6345095936975138},{"$f":"BN276+($BR$276-$BM$276)/5","v":8.7191681096207034},{"$f":"BO276+($BR$276-$BM$276)/5","v":8.8038266255438931},{"$f":"BP276+($BR$276-$BM$276)/5","v":8.8884851414670827},{"$f":"BM276*$D$742","v":8.9731436573902759}]
[null,null,null,null,null,null,null,null,null,null,null,null,null,null,null,null,null,null,null,null,null,null,null,null,null,null,1.65011918544769,1.6656291484832799,1.67491066455841,1.68971908092499,{"$f":"AD277+($AI$277-$AD$277)/5","v":1.6902380098146863},{"$f":"AE277+($AI$277-$AD$277)/5","v":1.6907569387043826},{"$f":"AF277+($AI$277-$AD$277)/5","v":1.6912758675940789},{"$f":"AG277+($AI$277-$AD$277)/5","v":1.6917947964837752},{"$f":"T447*$E$740","v":1.692313725373471},{"$f":"AI277+($AX$277-$AI$277)/15","v":1.6972753042285647},{"$f":"AJ277+($AX$277-$AI$277)/15","v":1.7022368830836583},1.7071984619387519,1.7121600407938455,1.7171216196489392,1.7220831985040328,1.7270447773591264,1.7320063562142201,1.7369679350693137,1.7419295139244073,1.7468910927795009,1.7518526716345946,1.7568142504896882,1.7617758293447818,{"$f":"AI277*$B$740","v":1.7667374081998766},{"$f":"AX277+($BM$277-$AX$277)/15","v":1.7700881577207939},{"$f":"AY277+($BM$277-$AX$277)/15","v":1.7734389072417112},1.7767896567626285,1.7801404062835458,1.783491155804463,1.7868419053253803,1.7901926548462976,1.7935434043672149,1.7968941538881322,1.8002449034090495,1.8035956529299668,1.8069464024508841,1.8102971519718014,1.8136479014927187,{"$f":"AX277*$C$740","v":1.8169986510136373},{"$f":"BM277+($BR$277-$BM$277)/5","v":1.8204447247375162},{"$f":"BN277+($BR$277-$BM$277)/5","v":1.823890798461395},{"$f":"BO277+($BR$277-$BM$277)/5","v":1.8273368721852739},{"$f":"BP277+($BR$277-$BM$277)/5","v":1.8307829459091527},{"$f":"BM277*$D$740","v":1.8342290196330318}]
[" Electric Power 9/"]
["   Distillate Fuel Oil",13.773189544677701,14.7725219726563,19.176651000976602,12.4995737075806,9.7914295196533203,12.0805196762085,13.8671321868896,15.216549873352101,16.469785690307599,17.9636936187744,18.832237243652301,19.641151428222699,20.348432540893601,20.710233688354499,20.980741500854499,21.161005020141602,21.2950553894043,21.596014022827099,21.884708404541001,21.582948684692401,21.8727416992188,22.200710296630898,22.548530578613299,22.812198638916001,23.2114353179932,18.0768718719482,18.184886932373001,18.263076782226602,18.304286956787099]
["   Residual Fuel Oil",8.3781757354736293,8.5664386749267596,14.309384346008301,6.51324510574341,6.6763448715209996,9.3123388290405291,10.994701385498001,12.5300750732422,13.7526693344116,15.155575752258301,15.963142395019499,16.617677688598601,17.274333953857401,17.322587966918899,17.542411804199201,17.799869537353501,17.916141510009801,18.075910568237301,18.1613368988037,17.935956954956101,18.128087997436499,18.400978088378899,18.7218933105469,18.9085083007813,19.247135162353501,21.3195495605469,21.43874168396,21.398374557495099,21.4992275238037]
["   Natural Gas",7.0546379089355504,7.0191597938537598,8.8716125488281303,4.5556221008300799,5.1293134689331099,5.4535460472106898,5.5187635421752903,5.53977298736572,5.6835036277770996,5.8920464515686,6.0819325447082502,6.2693996429443404,6.4775133132934597,6.7354197502136204,7.0278439521789604,7.2539091110229501,7.3283839225768999,7.1506276130676296,7.1924118995666504,7.1398839950561497,7.2806253433227504,7.5354790687561,7.8600792884826696,8.0742120742797905,8.3395175933837908,17.291141510009801,17.529483795166001,17.525184631347699,17.7543029785156]
["   Steam Coal",1.7355252504348799,1.7800002098083501,1.9310736656189,1.98230564594269,1.86225914955139,1.87335216999054,1.85759365558624,1.8817487955093399,1.9043176174163801,1.90719401836395,1.9170492887496899,1.9259506464004501,1.94080138206482,1.94636797904968,1.9562891721725499,1.9622501134872401,1.9753552675247199,1.9811542034149201,1.98549652099609,1.9898830652236901,1.99634909629822,2.00744533538818,2.0202190876007098,2.0336120128631601,2.0445194244384801,11.227470397949199,11.517865180969199,11.5089683532715,11.7493782043457]
[null,null,null,null,null,null,null,null,null,null,null,null,null,null,null,null,null,null,null,null,null,null,null,null,null,null,15.2353620529175,15.5302953720093,15.500846862793001,15.7047281265259]
[" Average Price to All Users 10/",null,null,null,null,null,null,null,null,null,null,null,null,null,null,null,null,null,null,null,null,null,null,null,null,null,7.7013258934020996,7.6767330169677699,7.8322434425354004,7.7872447967529297]
["   Liquefied Petroleum Gases",15.657142639160201,18.5313529968262,19.701341629028299,16.4090671539307,16.297544479370099,18.4262371063232,20.2184352874756,21.813219070434599,23.252103805541999,24.811630249023398,25.812454223632798,26.627546310424801,27.460300445556602,27.8579425811768,28.113265991210898,28.325565338134801,28.4571437835693,28.7732944488525,28.920036315918001,28.525373458862301,28.814060211181602,29.1242790222168,29.486963272094702,29.629682540893601,30.0484523773193,7.8213167190551802,7.9383788108825701,8.0273618698120099,8.0851049423217791]
["   E85 4/",25.5142211914063,26.818180084228501,34.073703765869098,20.3962516784668,18.869060516357401,22.499189376831101,24.345371246337901,25.8835773468018,27.376197814941399,25.5507621765137,26.3307495117188,27.042121887206999,27.074653625488299,28.861484527587901,29.593324661254901,29.691083908081101,29.8394565582275,30.056737899780298,30.123649597168001,30.045396804809599,30.335887908935501,30.1821899414063,30.567377090454102,31.227724075317401,30.935503005981399,2.7168338298797599,2.7307398319244398,2.7413196563720699,2.7546591758728001]
["   Motor Gasoline 5/",21.649000167846701,22.8191947937012,26.0107421875,15.8019914627075,17.711067199706999,20.6589241027832,22.298402786254901,23.5152263641357,24.813198089599599,26.134485244751001,27.0586547851563,27.9900207519531,28.799554824829102,29.408401489257798,29.935087203979499,30.054672241210898,30.314332962036101,30.492042541503899,30.525100708007798,30.442491531372099,30.723676681518601,30.701581954956101,31.107343673706101,31.957983016967798,31.580909729003899,1.67883205413818,1.6938681602478001,1.7024568319320701,1.71655297279358]
["   Jet Fuel",15.2446508407593,16.0964660644531,22.1856594085693,10.540905952453601,10.4131317138672,12.992267608642599,14.8510446548462,16.4927158355713,17.888269424438501,19.120731353759801,20.025011062622099,20.925888061523398,21.650459289550799,22.054113388061499,22.358533859252901,22.535087585449201,22.624557495117202,22.875423431396499,23.088819503784201,22.878332138061499,23.229129791259801,23.440977096557599,23.911849975585898,24.3618278503418,24.669164657592798,1.2833950519561801,1.3286876678466799,1.33012855052948,1.33445107936859]
["   Distillate Fuel Oil",19.171348571777301,19.9431552886963,25.721439361572301,15.1513471603394,13.5963325500488,16.098552703857401,18.014595031738299,20.0945529937744,21.487236022949201,22.551927566528299,23.4185886383057,24.295482635498001,25.028078079223601,25.4735622406006,25.7968635559082,25.744600296020501,26.0401725769043,26.245742797851602,26.316581726074201,26.282798767089801,26.623888015747099,26.532428741455099,26.9911499023438,27.692060470581101,27.7130451202393,23.429731369018601,23.480413436889599,23.589033126831101,23.596023559570298]
["   Residual Fuel Oil",8.4246683120727504,9.3672227859497106,14.1781015396118,6.5043296813964799,6.9149212837219203,9.2013835906982404,10.8588418960571,12.3554439544678,13.5696716308594,14.9571332931519,15.7562828063965,16.419845581054702,17.090215682983398,17.3671054840088,17.589653015136701,17.8480415344238,17.911899566650401,18.041828155517599,18.112939834594702,17.862413406372099,18.047613143920898,18.333000183105501,18.6528930664063,18.8375339508057,19.187860488891602]
["   Natural Gas",9.5015735626220703,9.0060253143310494,10.1816816329956,6.76324558258057,7.4289712905883798,7.7374553680419904,7.7907910346984899,7.79954290390015,7.91036033630371,8.0721502304077095,8.2674913406372106,8.4630060195922905,8.6615943908691406,8.9140930175781303,9.2212562561035192,9.4307956695556605,9.4883728027343803,9.2674760818481392,9.2395153045654297,9.1623344421386701,9.3142642974853498,9.5711297988891602,9.9057645797729492,10.151716232299799,10.4206848144531]
["   Metallurgical Coal",3.6353600025177002,3.6099998950958301,4.0558156967163104,4.0487108230590803,3.9977276325225799,4.1121706962585396,4.1809573173522896,4.2343683242797896,4.27162742614746,4.2985162734985396,4.3192996978759801,4.3337044715881303,4.3530845642089799,4.3696141242981001,4.3899216651916504,4.4470157623290998,4.5093812942504901,4.5352845191955602,4.5618190765380904,4.5643453598022496,4.5493078231811497,4.5490665435790998,4.5331215858459499,4.4955492019653303,4.4319190979003897,253.732666015625,257.28918457031301,259.96432495117199,262.21316528320301]
["   Other Coal",1.7776364088058501,1.81885313987732,1.9676311016082799,2.0067975521087602,1.88941025733948,1.9042230844497701,1.89033174514771,1.9154095649719201,1.93832087516785,1.94072294235229,1.9500694274902299,1.9586881399154701,1.9732190370559699,1.9783339500427199,1.98810267448425,1.9938982725143399,2.0064799785614,2.0119984149932901,2.0163278579711901,2.0205180644989,2.0271856784820601,2.0382561683654798,2.0508835315704301,2.0641281604766801,2.0750961303710902,208.50216674804699,213.246017456055,217.97378540039099,222.08200073242199]
["   Coal to Liquids",0,0,0,0,0,1.5133428573608401,1.3742095232009901,1.19064140319824,1.3664953708648699,1.33487153053284,1.31654036045074,1.30223417282104,1.30838906764984,1.32146644592285,1.3489345312118499,1.3524934053421001,1.3570195436477701,1.3626403808593801,1.37119424343109,1.3635557889938399,1.3662919998168901,1.37254309654236,1.37609398365021,1.3784751892089799,1.3805129528045701,212.89649963378901,216.30204772949199,219.267822265625,222.079177856445]
["   Electricity",26.672916412353501,26.680915832519499,27.799331665039102,26.6892414093018,24.2756156921387,25.0947151184082,25.0493679046631,25.093559265136701,25.339256286621101,25.454051971435501,25.7708930969238,26.1124782562256,26.474697113037099,26.7419338226318,27.1641750335693,27.529588699340799,27.7828693389893,27.754991531372099,27.792310714721701,27.7856330871582,27.867961883544901,28.2280673980713,28.6754856109619,29.0858860015869,29.4564533233643,588.97521972656295,607.12139892578102,615.45501708984398,632.78991699218795]
[null,null,null,null,null,null,null,null,null,null,null,null,null,null,null,null,null,null,null,null,null,null,null,null,null,null,1264.10656738281,1293.95861816406,1312.66088867188,1339.16430664063]
["Non-Renewable Energy Expenditures by Sector",null,null,null,null,null,null,null,null,null,null,null,null,null,null,null,null,null,null,null,null,null,null,null,null,null,0.38684526085853599,0.443235874176025,0.46923574805259699,0.51463860273361195]
["(billion 2007 dollars)",null,null,null,null,null,null,null,null,null,null,null,null,null,null,null,null,null,null,null,null,null,null,null,null,null,1264.49340820313,1294.40185546875,1313.13012695313,1339.67895507813]
[" Residential",231.10064697265599,238.40081787109401,250.00378417968801,223.81915283203099,215.29118347168,224.09677124023401,227.34310913085901,227.85260009765599,231.24415588378901,234.18721008300801,238.75100708007801,243.18489074707,248.169021606445,252.72660827636699,258.44952392578102,262.50808715820301,265.94851684570301,267.30322265625,270.58847045898398,272.04168701171898,276.25186157226602,282.20260620117199,288.93267822265602,293.60751342773398,298.90402221679699]
[" Commercial",170.28274536132801,172.89260864257801,183.352294921875,163.89425659179699,157.14476013183599,164.69047546386699,166.42567443847699,169.00093078613301,173.04789733886699,176.93461608886699,182.04042053222699,187.24485778808599,192.69107055664099,197.508544921875,203.26272583007801,208.31881713867199,212.33370971679699,214.22947692871099,217.23475646972699,219.65505981445301,223.61666870117199,229.31947326660199,235.82908630371099,241.79779052734401,247.76422119140599]
[" Industrial",216.08058166503901,226.88609313964801,248.66896057128901,181.39601135253901,151.70443725585901,172.23597717285199,186.63681030273401,200.19924926757801,207.03741455078099,213.45352172851599,218.62767028808599,224.29528808593801,229.96401977539099,233.76069641113301,239.065841674805,241.45851135253901,242.383544921875,242.41815185546901,242.89247131347699,240.916915893555,241.41357421875,242.50785827636699,244.85752868652301,245.86729431152301,245.87216186523401]
[" Transportation",564.62982177734398,596.84759521484398,693.65460205078102,393.76574707031301,430.90808105468801,516.84307861328102,568.141357421875,610.89111328125,646.41064453125,676.39013671875,696.72686767578102,719.33160400390602,737.13671875,750.27301025390602,759.33123779296898,760.33734130859398,761.04602050781295,771.55059814453102,780.57421875,783.147216796875,796.70227050781295,794.56842041015602,811.39251708984398,832.07995605468795,835.36431884765602]
["   Total Non-Renewable Expenditures",1182.09375,1235.02709960938,1375.6796875,962.87518310546898,955.04846191406295,1077.86633300781,1148.54699707031,1207.94384765625,1257.74011230469,1300.96545410156,1336.14599609375,1374.056640625,1407.96081542969,1434.26879882813,1460.109375,1472.62280273438,1481.71179199219,1495.50146484375,1511.28991699219,1515.76086425781,1537.984375,1548.59838867188,1581.01184082031,1613.3525390625,1627.90478515625]
[" Transportation Renewable Expenditures",3.2131362706422799E-2,4.0145620703697198E-2,3.7687420845031697E-2,2.54867300391197E-2,5.4010055959224701E-2,6.77362531423569E-2,8.3178348839283003E-2,9.4869345426559407E-2,0.113030456006527,1.97330021858215,4.8567194938659703,6.7303171157836896,10.514961242675801,15.7356252670288,22.100711822509801,25.9892463684082,35.539012908935497,35.597633361816399,34.1677055358887,35.613494873046903,37.140151977539098,45.276290893554702,47.974498748779297,53.190200805664098,54.179977416992202]
["   Total Expenditures",1182.12585449219,1235.06726074219,1375.71740722656,962.90069580078102,955.10247802734398,1077.93408203125,1148.63012695313,1208.03869628906,1257.85314941406,1302.93872070313,1341.00268554688,1380.78698730469,1418.47583007813,1450.00439453125,1482.21008300781,1498.61206054688,1517.25085449219,1531.09912109375,1545.45764160156,1551.37438964844,1575.12451171875,1593.87463378906,1628.986328125,1666.54272460938,1682.08471679688]
[]
[]
["Prices in Nominal Dollars"]
[" Residential"]
["   Liquefied Petroleum Gases",23.2563285827637,24.973464965820298,29.096658706665,22.194786071777301,21.477947235107401,24.1509113311768,26.557428359985401,28.936630249023398,31.2247924804688,33.758499145507798,35.743316650390597,37.599853515625,39.552177429199197,40.9905815124512,42.334590911865199,43.7123832702637,44.985881805419901,46.523696899414098,47.765018463134801,48.143123626708999,49.548942565917997,50.986961364746101,52.580905914306598,53.965934753417997,55.648300170898402]
["   Distillate Fuel Oil",17.979913711547901,19.664405822753899,24.466548919677699,16.188474655151399,13.8549404144287,16.4927158355713,18.5955104827881,20.348911285400401,22.1809597015381,24.3712253570557,25.9372863769531,27.5034885406494,29.0146675109863,30.168525695800799,31.2883205413818,32.275276184082003,33.246475219726598,34.4459838867188,35.640113830566399,35.882171630859403,37.065284729003899,38.310382843017599,39.641868591308601,40.905982971191399,42.365245819091797]
["   Natural Gas",13.3406887054443,12.691158294677701,13.2631158828735,11.061133384704601,11.614992141723601,12.061012268066399,12.1186227798462,12.236530303955099,12.476335525512701,12.8177757263184,13.333586692810099,13.900782585144,14.492022514343301,15.1641521453857,15.945101737976101,16.661958694458001,17.186347961425799,17.308622360229499,17.6488857269287,17.9868679046631,18.635103225708001,19.4500408172607,20.3657627105713,21.1996364593506,22.095756530761701]
["   Electricity",30.388185501098601,31.181957244873001,32.471218109130902,31.722009658813501,29.6958332061768,31.365653991699201,32.001548767089801,32.924289703369098,34.030689239502003,34.890899658203097,35.995761871337898,37.227577209472699,38.5026245117188,39.672031402587898,41.180412292480497,42.698352813720703,44.053905487060497,45.011627197265597,46.023651123046903,46.971866607666001,48.032154083252003,49.565544128417997,51.240451812744098,52.949665069580099,54.583251953125]
[]
[" Commercial"]
["   Liquefied Petroleum Gases",20.6414604187012,23.041419982910199,24.0578727722168,21.6475944519043,18.202018737793001,20.8180141448975,23.171899795532202,25.4778232574463,27.6801948547363,30.122516632080099,32.012001037597699,33.770454406738303,35.6212158203125,36.9546508789063,38.187240600585902,39.449775695800803,40.605808258056598,42.0293998718262,43.160079956054702,43.432140350341797,44.7312202453613,46.061283111572301,47.542713165283203,48.814918518066399,50.382663726806598]
["   Distillate Fuel Oil",14.625953674316399,16.054100036621101,21.4175109863281,14.1806936264038,11.1656141281128,13.940697669982899,16.055301666259801,18.2004089355469,20.072311401367202,21.922914505004901,23.436100006103501,24.993484497070298,26.4673175811768,27.614213943481399,28.7058811187744,29.4854850769043,30.5256862640381,31.597146987915,32.548923492431598,32.997859954833999,34.165657043457003,35.000114440917997,36.3691596984863,37.943679809570298,39.006439208984403]
["   Residual Fuel",8.64862155914307,10.3074436187744,13.7067270278931,6.9139137268066397,6.0204734802246103,9.0269355773925799,10.767860412597701,12.611166954040501,14.3083610534668,16.269037246704102,17.569841384887699,18.511304855346701,19.7891235351563,20.573390960693398,21.404872894287099,22.193275451660199,22.9593410491943,23.7928276062012,24.398706436157202,24.292516708373999,25.0136394500732,25.751762390136701,26.606601715087901,27.4516487121582,28.286119461059599]
["   Natural Gas",11.5840444564819,10.9898433685303,11.588038444519,9.1930990219116193,9.8226709365844709,10.233100891113301,10.334647178649901,10.4663095474243,10.734943389892599,11.106437683105501,11.600093841552701,12.1229543685913,12.6781578063965,13.3144483566284,14.069993019104,14.7329454421997,15.223674774169901,15.329276084899901,15.6546773910522,15.9318437576294,16.5416469573975,17.316057205200199,18.194717407226602,18.967941284179702,19.811794281005898]
["   Electricity",27.631908416748001,28.029735565185501,29.6960258483887,28.491619110107401,25.7724418640137,26.858903884887699,27.045906066894499,27.5620422363281,28.370775222778299,29.106733322143601,30.1617736816406,31.290737152099599,32.536418914794901,33.661582946777301,35.072307586669901,36.4632377624512,37.713531494140597,38.535266876220703,39.429233551025398,40.172752380371101,41.0662841796875,42.386928558349602,43.920989990234403,45.4139213562012,46.925571441650398]
[]
[" Industrial 1/"]
["   Liquefied Petroleum Gases",20.489143371581999,23.3795166015625,27.232301712036101,22.957033157348601,17.265552520751999,19.8652458190918,22.207704544067401,24.495702743530298,26.6714878082275,29.0830192565918,30.951156616210898,32.690711975097699,34.514808654785199,35.846107482910199,37.040077209472699,38.301750183105497,39.421558380127003,40.814861297607401,41.884078979492202,42.155609130859403,43.402267456054702,44.705905914306598,46.153343200683601,47.236614227294901,48.820529937744098]
["   Distillate Fuel Oil",15.3226671218872,16.8219394683838,22.4200763702393,14.749831199646,11.025536537170399,14.0721025466919,16.2283020019531,18.6841716766357,20.619239807128899,22.302150726318398,23.831027984619102,25.434989929199201,26.940843582153299,28.1489963531494,29.2844352722168,29.987220764160199,31.1475830078125,32.191192626953097,33.043167114257798,33.6753120422363,34.892765045166001,35.508182525634801,36.966400146484403,38.821296691894503,39.679729461669901]
["   Residual Fuel Oil",8.9709205627441406,10.5954837799072,14.049506187439,7.1343002319335902,10.215766906738301,12.8617763519287,14.814771652221699,16.696189880371101,18.396284103393601,20.378862380981399,21.7460041046143,22.969861984252901,24.3396511077881,25.3345756530762,26.3205471038818,27.310920715331999,28.174968719482401,29.129919052123999,29.910713195800799,30.004579544067401,30.867444992065401,31.741449356079102,32.901214599609403,33.791465759277301,34.9404487609863]
["   Natural Gas 2/",7.7454247474670401,7.5152516365051296,8.9947338104247994,5.0039734840393102,5.7063522338867196,6.1171517372131303,6.2487673759460396,6.4428400993347203,6.7520828247070304,7.1508984565734899,7.5258989334106401,7.9240221977233896,8.3488731384277308,8.8619937896728498,9.4837093353271502,9.9987487792968803,10.352954864501999,10.3336448669434,10.549848556518601,10.6489877700806,11.076291084289601,11.6912574768066,12.4464559555054,13.0579080581665,13.758059501647899]
["   Metallurgical Coal",3.53999996185303,3.6099998950958301,4.1449666023254403,4.1784791946411097,4.1485314369201696,4.3175525665283203,4.44484186172485,4.5821456909179696,4.7206311225891104,4.8563599586486799,4.9913563728332502,5.1233406066894496,5.2680139541626003,5.4137320518493697,5.5743689537048304,5.7906579971313503,6.0209679603576696,6.20045709609985,6.3775997161865199,6.5161404609680202,6.6299972534179696,6.7667918205261204,6.88553714752197,6.9704546928405797,7.0137753486633301]
["   Other Industrial Coal",2.3399634361267099,2.4299483299255402,2.5979068279266402,2.52754878997803,2.4808654785156299,2.6002757549285902,2.6509947776794398,2.73208808898926,2.8122007846832302,2.8687095642089799,2.94158983230591,3.0178208351135298,3.1028199195861799,3.17316722869873,3.2616541385650599,3.3479356765747101,3.4371068477630602,3.5193088054657,3.6053638458252002,3.6816923618316699,3.7800858020782502,3.88063645362854,3.98858737945557,4.1003923416137704,4.2166938781738299]
["   Coal to Liquids",0,0,0,0,0,1.5889266729354901,1.46094393730164,1.28843116760254,1.5101318359375,1.50810551643372,1.5213859081268299,1.53951179981232,1.58338570594788,1.63723039627075,1.71289122104645,1.76114201545715,1.8119050264358501,1.8629466295242301,1.9169825315475499,1.9466364383697501,1.9911848306655899,2.0416746139526398,2.09020328521729,2.1373581886291499,2.1847438812255899]
["   Electricity",17.918214797973601,18.6226921081543,20.7813816070557,19.773582458496101,17.462970733642599,18.126573562622099,18.238889694213899,18.4867153167725,19.006654739379901,19.565620422363299,20.355871200561499,21.173530578613299,22.037576675415,22.867145538330099,23.876249313354499,24.851699829101602,25.777753829956101,26.392097473144499,27.017583847045898,27.588447570800799,28.206142425537099,29.1773777008057,30.336851119995099,31.4674072265625,32.538986206054702]
[]
[" Transportation"]
["   Liquefied Petroleum Gases 3/",21.711509704589801,25.0072345733643,29.391622543335,22.380046844482401,21.3089294433594,23.935417175293001,26.369024276733398,28.752412796020501,31.0282287597656,33.547065734863303,35.514869689941399,37.352748870849602,39.287044525146499,40.7039604187012,42.024444580078097,43.379894256591797,44.630382537841797,46.145259857177699,47.363857269287102,47.7197074890137,49.102500915527301,50.517303466796903,52.086456298828097,53.442653656005902,55.104091644287102]
["   E85 4/",24.84494972229,26.818180084228501,34.822681427002003,21.049989700317401,19.580844879150401,23.622909545898398,25.881950378418001,28.009447097778299,30.2537937164307,28.866632461547901,30.4276523590088,31.969417572021499,32.765193939208999,35.757926940917997,37.577915191650398,38.662086486816399,39.8419189453125,41.092353820800803,42.114028930664098,42.893341064453097,44.2104301452637,44.896373748779297,46.4299926757813,48.419319152832003,48.957271575927699]
["   Motor Gasoline 5/",21.213121414184599,22.982162475585898,26.749811172485401,16.175968170166001,18.381326675415,21.693702697753899,23.709007263183601,25.449525833129901,27.424634933471701,29.529468536376999,31.27219581604,33.093906402587898,34.856166839599602,36.438858032226598,38.015861511230497,39.139541625976598,40.478176116943402,41.691452026367202,42.679801940917997,43.464977264404297,44.780059814453097,45.673988342285199,47.254981994628899,49.557445526122997,49.9830131530762]
["   Jet Fuel 6/",14.844763755798301,16.0964660644531,22.673322677612301,10.878761291503899,10.805939674377401,13.641165733337401,15.7883806228638,17.847295761108398,19.768560409545898,21.6021404266357,23.1407794952393,24.738756179809599,26.200944900512699,27.323936462402301,28.3911018371582,29.343944549560501,30.208518981933601,31.274351119995099,32.279064178466797,32.661514282226598,33.853298187255902,34.868740081787102,36.320652008056598,37.773586273193402,39.040420532226598]
["   Diesel Fuel (distillate fuel oil) 7/",19.740650177001999,20.921422958373999,27.660943984985401,15.872093200683601,15.1842641830444,17.936090469360401,20.100133895873999,22.737785339355501,24.745433807373001,26.438911437988299,28.0228977203369,29.7338352203369,31.2589511871338,32.543869018554702,33.764415740966797,34.490653991699197,35.692588806152301,36.884777069091797,37.7488403320313,38.541912078857401,39.811958312988303,40.433952331542997,41.980552673339801,44.0175971984863,44.845256805419901]
["   Residual Fuel Oil",7.9912142753601101,9.4357099533081108,14.5987691879272,6.5974926948547399,6.8336348533630398,9.1002550125122106,10.9850196838379,12.7856092453003,14.3925485610962,16.284711837768601,17.587419509887699,18.815961837768601,20.079933166503899,21.0047607421875,21.793167114257798,22.696048736572301,23.3086338043213,24.011238098144499,24.648492813110401,24.8559169769287,25.6537380218506,26.666080474853501,27.731492996215799,28.609724044799801,29.807550430297901]
["   Natural Gas 8/",15.1338348388672,15.4958410263062,17.260919570922901,13.197589874267599,14.011960029602101,14.5198259353638,14.7125358581543,14.9809007644653,15.3987216949463,15.929105758666999,16.444049835205099,16.986526489257798,17.562019348144499,18.214298248291001,18.978889465331999,19.653842926025401,20.151586532592798,20.264110565185501,20.6345119476318,20.930568695068398,21.5493049621582,22.330928802490199,23.217420578002901,23.984209060668899,24.842088699340799]
["   Electricity",29.552911758422901,30.777971267700199,34.475650787353501,32.511272430419901,28.3578701019287,29.9883632659912,30.793474197387699,31.290824890136701,31.788017272949201,32.228786468505902,33.101249694824197,33.873565673828097,34.876777648925803,35.790927886962898,37.005527496337898,38.374465942382798,39.741268157958999,40.743644714355497,41.832027435302699,42.8788452148438,44.165149688720703,45.822151184082003,47.770866394042997,49.4786567687988,51.408214569091797]
[null,null,null,null,null,null,null,null,null,null,null,null,null,null,null,null,null,null,null,null,null,null,null,null,null,null,2027,2028,2029,2030,2031,2032,2033,2034,2035,2036,2037,2038,2039,2040,2041,2042,2043,2044,2045,2046,2047,2048,2049,2050,2051,2052,2053,2054,2055,2056,2057,2058,2059,2060,2061,2062,2063,2064,2065,2066,2067,2068,2069,2070]
[" Electric Power 9/"]
["   Distillate Fuel Oil",13.411901473999,14.7725219726563,19.598173141479499,12.9002075195313,10.160784721374499,12.683879852294901,14.742367744445801,16.466316223144499,18.200975418090799,20.294946670532202,21.762416839599599,23.219928741455099,24.625257492065401,25.658937454223601,26.641567230224599,27.554689407348601,28.433355331420898,29.525194168090799,30.595668792724599,30.812200546264599,31.8765468597412,33.023826599121101,34.249851226806598,35.370849609375,36.733474731445298]
["   Residual Fuel Oil",8.1584053039550799,8.5664386749267596,14.623919486999499,6.72200632095337,6.9281921386718803,9.7774429321289098,11.688641548156699,13.5591955184937,15.198254585266101,17.122402191162099,18.4469089508057,19.645553588867202,20.905046463012699,21.461814880371101,22.275539398193398,23.178005218505898,23.921798706054702,24.712652206420898,25.390251159668001,25.605690002441399,26.419223785400401,27.371679306030298,28.437421798706101,29.318086624145501,30.4597358703613]
["   Natural Gas",6.8695855140686,7.0191597938537598,9.0666198730468803,4.70163822174072,5.3228030204772896,5.7259230613708496,5.8670849800109899,5.9947657585143999,6.2809138298034703,6.6566915512084996,7.0282440185546902,7.4117355346679696,7.8389544486999503,8.3448457717895508,8.9240303039550799,9.4456386566162092,9.7849264144897496,9.7760477066040004,10.055270195007299,10.193024635314901,10.610521316528301,11.20911693573,11.9389839172363,12.519255638122599,13.197782516479499]
["   Steam Coal",1.6900001764297501,1.7800002098083501,1.97352075576782,2.0458421707153298,1.9325078725814799,1.9669165611267101,1.97483730316162,2.0363006591796902,2.1044862270355198,2.15470170974731,2.2153303623199498,2.2768745422363299,2.3487181663513201,2.4114518165588401,2.4841165542602499,2.5551335811614999,2.63751268386841,2.7085535526275599,2.7758009433746298,2.84079241752625,2.9094073772430402,2.9860992431640598,3.0685904026031499,3.1531631946563698,3.23557353019714]
[]
[" Average Price to All Users 10/"]
["   Liquefied Petroleum Gases",15.246436119079601,18.5313529968262,20.134397506713899,16.9350070953369,16.912326812744102,19.346534729003899,21.4945392608643,23.604782104492202,25.696203231811499,28.031579971313501,29.828712463378899,31.479301452636701,33.231895446777301,34.5145874023438,35.698520660400398,36.883983612060497,37.996242523193402,39.337680816650398,40.431327819824197,40.7233276367188,41.9925727844238,43.322719573974602,44.788909912109403,45.941520690917997,47.553462982177699]
["   E85 4/",24.84494972229,26.818180084228501,34.822681427002003,21.049989700317401,19.580844879150401,23.622909545898398,25.881950378418001,28.009447097778299,30.2537937164307,28.866632461547901,30.4276523590088,31.969417572021499,32.765193939208999,35.757926940917997,37.577915191650398,38.662086486816399,39.8419189453125,41.092353820800803,42.114028930664098,42.893341064453097,44.2104301452637,44.896373748779297,46.4299926757813,48.419319152832003,48.957271575927699]
["   Motor Gasoline 5/",21.081119537353501,22.8191947937012,26.582485198974599,16.308473587036101,18.3791694641113,21.690732955932599,23.705785751342798,25.446578979492202,27.421388626098601,29.526109695434599,31.268815994262699,33.090030670166001,34.852634429931598,36.4355278015137,38.011890411377003,39.135532379150398,40.475978851318402,41.687484741210902,42.675270080566399,43.460239410400398,44.775581359863303,45.668975830078097,47.250167846679702,49.551605224609403,49.978668212890597]
["   Jet Fuel",14.844763755798301,16.0964660644531,22.673322677612301,10.878761291503899,10.805939674377401,13.641165733337401,15.7883806228638,17.847295761108398,19.768560409545898,21.6021404266357,23.1407794952393,24.738756179809599,26.200944900512699,27.323936462402301,28.3911018371582,29.343944549560501,30.208518981933601,31.274351119995099,32.279064178466797,32.661514282226598,33.853298187255902,34.868740081787102,36.320652008056598,37.773586273193402,39.040420532226598]
["   Distillate Fuel Oil",18.668458938598601,19.9431552886963,26.286823272705099,15.636975288391101,14.1092176437378,16.902593612670898,19.1516017913818,21.744958877563501,23.745824813842798,25.478622436523398,27.0623779296875,28.722316741943398,30.288469314575199,31.560461044311499,32.757129669189503,33.523193359375,34.769081115722699,35.882114410400398,36.791599273681598,37.5217895507813,38.800697326660199,39.467311859130902,40.997920989990199,42.937191009521499,43.857540130615199]
["   Residual Fuel Oil",8.2036781311035192,9.3672227859497106,14.4897508621216,6.7128052711486799,7.1757683753967303,9.6609458923339808,11.544206619262701,13.370221138000501,14.996021270751999,16.898206710815401,18.207862854003899,19.411674499511701,20.6822299957275,21.516969680786101,22.335527420043899,23.2407321929932,23.916133880615199,24.6660556793213,25.322589874267599,25.500698089599599,26.3019409179688,27.270561218261701,28.332614898681602,29.2080383300781,30.365930557251001]
["   Natural Gas",9.2523355484008807,9.0060253143310494,10.405486106872599,6.98002004623413,7.7092094421386701,8.12390232086182,8.2825136184692401,8.4401350021362305,8.7418422698974592,9.1197204589843803,9.5538625717163104,10.0050344467163,10.4820852279663,11.0441122055054,11.7092485427856,12.280260086059601,12.668963432311999,12.670117378234901,12.917200088501,13.0803108215332,13.574273109436,14.23717212677,15.0462560653687,15.740474700927701,16.4913539886475]
["   Metallurgical Coal",3.53999996185303,3.6099998950958301,4.1449666023254403,4.1784791946411097,4.1485314369201696,4.3175525665283203,4.44484186172485,4.5821456909179696,4.7206311225891104,4.8563599586486799,4.9913563728332502,5.1233406066894496,5.2680139541626003,5.4137320518493697,5.5743689537048304,5.7906579971313503,6.0209679603576696,6.20045709609985,6.3775997161865199,6.5161404609680202,6.6299972534179696,6.7667918205261204,6.88553714752197,6.9704546928405797,7.0137753486633301]
["   Other Coal",1.73100674152374,1.81885313987732,2.01088166236877,2.0711190700531001,1.96068322658539,1.99932932853699,2.0096416473388699,2.07272601127625,2.1420636177063002,2.1925818920135498,2.2534883022308301,2.3155770301818799,2.38794946670532,2.4510562419891402,2.52451372146606,2.5963439941406299,2.6790707111358598,2.7507226467132599,2.8189043998718302,2.8845274448394802,2.9543473720550502,3.0319309234619101,3.1151678562164302,3.20047926902771,3.2839629650115998,{"$f":"Z527+($AI$357-$Y$527)/10","v":8.0623037763536161},{"$f":"AA357+($AI$357-$Y$527)/10","v":8.1146083992868938},8.1669130222201716,8.2192176451534493,8.2715222680867271,8.3238268910200048,8.3761315139532826,8.4284361368865603,{"$f":"T527*$E$742","v":8.4807407598198452},{"$f":"AI357+($AX$357-$AI$357)/15","v":8.5767365137369804},{"$f":"AJ357+($AX$357-$AI$357)/15","v":8.6727322676541156},8.7687280215712509,8.8647237754883861,8.9607195294055213,9.0567152833226565,9.1527110372397917,9.248706791156927,9.3447025450740622,9.4406982989911974,9.5366940529083326,9.6326898068254678,9.728685560742603,9.8246813146597383,{"$f":"AI357*$B$742","v":9.9206770685768717},{"$f":"AX357+($BM$357-$AX$357)/15","v":10.018909165246043},{"$f":"AY357+($BM$357-$AX$357)/15","v":10.117141261915215},10.215373358584387,10.313605455253558,10.41183755192273,10.510069648591902,10.608301745261073,10.706533841930245,10.804765938599417,10.902998035268588,11.00123013193776,11.099462228606932,11.197694325276103,11.295926421945275,{"$f":"AX357*$C$742","v":11.394158518614441},{"$f":"BM357+($BR$357-$BM$357)/5","v":11.506980665059427},{"$f":"BN357+($BR$357-$BM$357)/5","v":11.619802811504412},{"$f":"BO357+($BR$357-$BM$357)/5","v":11.732624957949398},{"$f":"BP357+($BR$357-$BM$357)/5","v":11.845447104394383},{"$f":"BM357*$D$742","v":11.95826925083937}]
["   Coal to Liquids",0,0,0,0,0,1.5889266729354901,1.46094393730164,1.28843116760254,1.5101318359375,1.50810551643372,1.5213859081268299,1.53951179981232,1.58338570594788,1.63723039627075,1.71289122104645,1.76114201545715,1.8119050264358501,1.8629466295242301,1.9169825315475499,1.9466364383697501,1.9911848306655899,2.0416746139526398,2.09020328521729,2.1373581886291499,2.1847438812255899,{"$f":"Z528+($AI$358-$Y$528)/10","v":22.224617194901626},{"$f":"AA358+($AI$358-$Y$528)/10","v":22.135413455621489},22.046209716341352,21.957005977061215,21.867802237781078,21.778598498500941,21.689394759220804,21.600191019940667,{"$f":"T528*$E$745","v":21.510987280660522},{"$f":"AI358+($AX$358-$AI$358)/15","v":21.502530865644818},{"$f":"AJ358+($AX$358-$AI$358)/15","v":21.494074450629114},21.48561803561341,21.477161620597705,21.468705205582001,21.460248790566297,21.451792375550593,21.443335960534888,21.434879545519184,21.42642313050348,21.417966715487776,21.409510300472071,21.401053885456367,21.392597470440663,{"$f":"AI358*$B$745","v":21.384141055424955},{"$f":"AX358+($BM$358-$AX$358)/15","v":21.397725276976207},{"$f":"AY358+($BM$358-$AX$358)/15","v":21.411309498527459},21.42489372007871,21.438477941629962,21.452062163181214,21.465646384732466,21.479230606283718,21.49281482783497,21.506399049386221,21.519983270937473,21.533567492488725,21.547151714039977,21.560735935591229,21.574320157142481,{"$f":"AX358*$C$745","v":21.587904378693722},{"$f":"BM358+($BR$358-$BM$358)/5","v":21.601618040381013},{"$f":"BN358+($BR$358-$BM$358)/5","v":21.615331702068303},{"$f":"BO358+($BR$358-$BM$358)/5","v":21.629045363755594},{"$f":"BP358+($BR$358-$BM$358)/5","v":21.642759025442885},{"$f":"BM358*$D$745","v":21.656472687130176}]
["   Electricity",25.973251342773398,26.680915832519499,28.4103908538818,27.544679641723601,25.191349029541001,26.348068237304702,26.6303806304932,27.154542922973601,28.002742767333999,28.757371902465799,29.780685424804702,30.870384216308601,32.039138793945298,33.131908416747997,34.493354797363303,35.847507476806598,37.095943450927699,37.945499420166001,38.854724884033203,39.667263031005902,40.613765716552699,41.989593505859403,43.556324005127003,45.098350524902301,46.616588592529297]
[]
["Non-Renewable Energy Expenditures by Sector"]
["(billion nominal dollars)"]
[" Residential",225.03859096661196,238.40081787109398,255.49913625772319,230.9929746666815,223.41247611699868,235.2892736225177,241.6920712265439,246.56659612211084,255.55094332875294,264.57905396662414,275.89920726734971,287.49516661999758,300.32909110683801,313.11554742582229,328.18192619930682,341.8235015289352,355.09694320426638,365.44612056098629,378.29315112389759,388.37155634393389,402.59953615177363,419.77981120164446,438.87123825530841,455.24534715742953,473.03338245571979]
[" Commercial",165.81601818957134,172.89260864257801,187.38257557629601,169.14737359110225,163.07263216137929,172.91593328178766,176.9297785804325,182.88131988639063,191.23749630338142,199.89645601118545,210.36479941888081,221.36240217535854,233.19080564556924,244.70314616363081,258.1051490216438,271.26123343313407,283.50995205362011,292.88584879534454,303.70259464185926,313.58347456242666,325.89089746765683,341.11550736031069,358.21009848865214,374.9131546581271,392.1016075075479]
[" Industrial",210.41252056252281,226.88609313964801,254.13497179068762,187.2100922767749,157.4270874391178,180.83829470805441,198.41655822177904,216.64201952030527,228.79975664936245,241.15463361452254,252.64480203410886,265.1637238738445,278.29776899368039,289.61773721654419,303.56832242347855,314.41390898844122,323.63277263436424,331.42426143912343,339.57307272400601,343.93727888891527,351.82746805051073,360.73339056833169,371.92375563686846,381.22301587849751,389.10731115707301]
[" Transportation",549.81888270324475,596.84759521484398,708.90187629235277,406.38667462869051,447.16295305198071,542.65678113398656,604.00010341071868,661.06483901631009,714.35686387994281,764.16924059162022,805.13331786340132,850.39970498506295,892.06783074940802,929.55049698437085,964.20679928883487,990.06920191633094,1016.1557534719609,1054.8326731961108,1091.2729592511287,1118.0349113947391,1161.085260138974,1181.9301954596156,1232.4560893451367,1290.1595195386233,1322.0136898683704,{"$f":"Z536+($AI$366-$Y$536)/10","v":5.5334229650972304},{"$f":"AA366+($AI$366-$Y$536)/10","v":5.5639341150042458},5.5944452649112613,5.6249564148182767,5.6554675647252921,5.6859787146323075,5.716489864539323,5.7470010144463384,{"$f":"T536*$E$742","v":5.7775121643533494},{"$f":"AI366+($AX$366-$AI$366)/15","v":5.8429093568498098},{"$f":"AJ366+($AX$366-$AI$366)/15","v":5.9083065493462703},5.9737037418427308,6.0391009343391913,6.1044981268356517,6.1698953193321122,6.2352925118285727,6.3006897043250332,6.3660868968214936,6.4314840893179541,6.4968812818144146,6.5622784743108751,6.6276756668073356,6.693072859303796,{"$f":"AI366*$B$742","v":6.7584700518002592},{"$f":"AX366+($BM$366-$AX$366)/15","v":6.8253907547799981},{"$f":"AY366+($BM$366-$AX$366)/15","v":6.8923114577597371},6.959232160739476,7.026152863719215,7.0930735666989539,7.1599942696786929,7.2269149726584319,7.2938356756381708,7.3607563786179098,7.4276770815976487,7.4945977845773877,7.5615184875571266,7.6284391905368656,7.6953598935166045,{"$f":"AX366*$C$742","v":7.7622805964963462},{"$f":"BM366+($BR$366-$BM$366)/5","v":7.8391407838260445},{"$f":"BN366+($BR$366-$BM$366)/5","v":7.9160009711557429},{"$f":"BO366+($BR$366-$BM$366)/5","v":7.9928611584854412},{"$f":"BP366+($BR$366-$BM$366)/5","v":8.0697213458151396},{"$f":"BM366*$D$742","v":8.1465815331448379}]
["   Total Non-Renewable Expenditures",1151.0859678463546,1235.02709960938,1405.9186066996403,993.73713091111074,991.07514876947641,1131.7003147881212,1221.038560105055,1307.1547250090439,1389.9450601614428,1469.7993497059265,1544.0421618496678,1624.4209976542634,1703.8854780296228,1776.9868521708881,1854.0622550605767,1917.5679054742993,1978.3954213642144,2044.5889248527621,2112.8417777408945,2163.9271994062915,2241.4031618089139,2303.558949985179,2401.4612280803153,2501.5410135735665,2576.2560875804752]
[" Transportation Renewable Expenditures",3.1288517293273019E-2,4.0145620703697205E-2,3.8515830891447944E-2,2.6303627333810531E-2,5.6047443014104255E-2,7.1119337023784479E-2,8.8428224145552056E-2,0.10266115711707489,0.12491143634290662,2.2293869286864165,5.6123954184121017,7.9566359351664051,12.724991751969894,19.495647700796784,28.06371652814466,33.841758141316177,47.452021910622882,48.667640008057987,47.767774332439714,50.842459413568172,54.12672288853372,67.349033728123644,72.870357898145016,82.472655922369356,85.74303480046683]
["   Total Expenditures",1151.1172301979784,1235.06726074219,1405.957155546361,993.76346133595302,991.13120249830877,1131.7714475332546,1221.1269368042056,1307.2573637523753,1390.0699789505047,1472.0286986549243,1549.6545225531884,1632.3776685401217,1716.6105344121597,1796.4824632434897,1882.1259667447755,1951.4096785174786,2025.8475094892897,2093.2565961526161,2160.609578738799,2214.7697023873047,2295.5298624598372,2370.9079156203875,2474.3315685955818,2584.0136458368329,2661.9990499371279,{"$f":"Z539+($AI$369-$Y$539)/10","v":15.611683809514826},{"$f":"AA369+($AI$369-$Y$539)/10","v":15.541748469704389},15.471813129893953,15.401877790083516,15.331942450273079,15.262007110462642,15.192071770652205,15.122136430841769,{"$f":"T539*$E$745","v":15.052201091031337},{"$f":"AI369+($AX$369-$AI$369)/15","v":15.046283758755285},{"$f":"AJ369+($AX$369-$AI$369)/15","v":15.040366426479233},15.034449094203181,15.028531761927129,15.022614429651076,15.016697097375024,15.010779765098972,15.00486243282292,14.998945100546868,14.993027768270816,14.987110435994763,14.981193103718711,14.975275771442659,14.969358439166607,{"$f":"AI369*$B$745","v":14.963441106890555},{"$f":"AX369+($BM$369-$AX$369)/15","v":14.972946595029557},{"$f":"AY369+($BM$369-$AX$369)/15","v":14.982452083168559},14.991957571307561,15.001463059446563,15.010968547585565,15.020474035724567,15.029979523863569,15.03948501200257,15.048990500141572,15.058495988280574,15.068001476419576,15.077506964558578,15.08701245269758,15.096517940836582,{"$f":"AX369*$C$745","v":15.106023428975591},{"$f":"BM369+($BR$369-$BM$369)/5","v":15.115619492174282},{"$f":"BN369+($BR$369-$BM$369)/5","v":15.125215555372973},{"$f":"BO369+($BR$369-$BM$369)/5","v":15.134811618571664},{"$f":"BP369+($BR$369-$BM$369)/5","v":15.144407681770355},{"$f":"BM369*$D$745","v":15.154003744969049}]
[]
[]
[]
["   1/ Includes energy for combined heat and power plants, except those whose primary business is to sell electricity, or electricity and heat, to the public."]
["   2/ Excludes use for lease and plant fuel.",null,null,null,null,null,null,null,null,null,null,null,null,null,null,null,null,null,null,null,null,null,null,null,null,null,{"$f":"Z544+($AI$374-$Y$544)/10","v":11.584123362673006},{"$f":"AA374+($AI$374-$Y$544)/10","v":11.952852829654059},12.321582296635112,12.690311763616165,13.059041230597218,13.427770697578271,13.796500164559324,14.165229631540377,{"$f":"T544*$E$744","v":14.533959098521429},{"$f":"AI374+($AX$374-$AI$374)/15","v":14.687791105011014},{"$f":"AJ374+($AX$374-$AI$374)/15","v":14.841623111500599},14.995455117990184,15.14928712447977,15.303119130969355,15.45695113745894,15.610783143948526,15.764615150438111,15.918447156927696,16.072279163417281,16.226111169906865,16.379943176396448,16.533775182886032,16.687607189375615,{"$f":"AI374*$B$744","v":16.841439195865195},{"$f":"AX374+($BM$374-$AX$374)/15","v":16.937333989857837},{"$f":"AY374+($BM$374-$AX$374)/15","v":17.033228783850479},17.129123577843121,17.225018371835763,17.320913165828404,17.416807959821046,17.512702753813688,17.60859754780633,17.704492341798971,17.800387135791613,17.896281929784255,17.992176723776897,18.088071517769539,18.18396631176218,{"$f":"AX374*$C$744","v":18.27986110575484},{"$f":"BM374+($BR$374-$BM$374)/5","v":18.383946243287554},{"$f":"BN374+($BR$374-$BM$374)/5","v":18.488031380820267},{"$f":"BO374+($BR$374-$BM$374)/5","v":18.592116518352981},{"$f":"BP374+($BR$374-$BM$374)/5","v":18.696201655885694},{"$f":"BM374*$D$744","v":18.800286793418415}]
["   3/ Includes Federal and State taxes while excluding county and local taxes."]
["   4/ E85 refers to a blend of 85 percent ethanol (renewable) and 15 percent motor gasoline (nonrenewable).  To address cold starting issues, the percentage of ethanol varies",null,null,null,null,null,null,null,null,null,null,null,null,null,null,null,null,null,null,null,null,null,null,null,null,null,{"$f":"Z546+($AI$376-$Y$546)/10","v":13.665763245709009},{"$f":"AA376+($AI$376-$Y$546)/10","v":14.091688195895063},14.517613146081118,14.943538096267172,15.369463046453227,15.795387996639281,16.221312946825336,16.64723789701139,{"$f":"T546*$E$744","v":17.073162847197445},{"$f":"AI376+($AX$376-$AI$376)/15","v":17.253870586919582},{"$f":"AJ376+($AX$376-$AI$376)/15","v":17.43457832664172},17.615286066363858,17.795993806085995,17.976701545808133,18.157409285530271,18.338117025252409,18.518824764974546,18.699532504696684,18.880240244418822,19.060947984140959,19.241655723863097,19.422363463585235,19.603071203307373,{"$f":"AI376*$B$744","v":19.783778943029514},{"$f":"AX376+($BM$376-$AX$376)/15","v":19.896427356509733},{"$f":"AY376+($BM$376-$AX$376)/15","v":20.009075769989952},20.121724183470171,20.23437259695039,20.347021010430609,20.459669423910828,20.572317837391047,20.684966250871266,20.797614664351485,20.910263077831704,21.022911491311923,21.135559904792142,21.248208318272361,21.36085673175258,{"$f":"AX376*$C$744","v":21.47350514523281},{"$f":"BM376+($BR$376-$BM$376)/5","v":21.595774823509927},{"$f":"BN376+($BR$376-$BM$376)/5","v":21.718044501787045},{"$f":"BO376+($BR$376-$BM$376)/5","v":21.840314180064162},{"$f":"BP376+($BR$376-$BM$376)/5","v":21.962583858341279},{"$f":"BM376*$D$744","v":22.084853536618393}]
["seasonally.  The annual average ethanol content of 74 percent is used for this forecast."]
["   5/ Sales weighted-average price for all grades.  Includes Federal, State, and local taxes."]
["   6/ Kerosene-type jet fuel.  Includes Federal and State taxes while excluding county and local taxes."]
["   7/ Diesel fuel for on-road use.  Includes Federal and State taxes while excluding county and local taxes.",null,null,null,null,null,null,null,null,null,null,null,null,null,null,null,null,null,null,null,null,null,null,null,null,null,{"$f":"Z550+($AI$380-$Y$550)/10","v":17.944433063730909},{"$f":"AA380+($AI$380-$Y$550)/10","v":17.852387205459664},17.760341347188419,17.668295488917174,17.576249630645929,17.484203772374684,17.392157914103439,17.300112055832194,{"$f":"T550*$E$747","v":17.208066197560942},{"$f":"AI380+($AX$380-$AI$380)/15","v":17.219509839491277},{"$f":"AJ380+($AX$380-$AI$380)/15","v":17.230953481421611},17.242397123351946,17.253840765282281,17.265284407212615,17.27672804914295,17.288171691073284,17.299615333003619,17.311058974933953,17.322502616864288,17.333946258794622,17.345389900724957,17.356833542655291,17.368277184585626,{"$f":"AI380*$B$747","v":17.379720826515971},{"$f":"AX380+($BM$380-$AX$380)/15","v":17.385626979648983},{"$f":"AY380+($BM$380-$AX$380)/15","v":17.391533132781994},17.397439285915006,17.403345439048017,17.409251592181029,17.41515774531404,17.421063898447052,17.426970051580064,17.432876204713075,17.438782357846087,17.444688510979098,17.45059466411211,17.456500817245121,17.462406970378133,{"$f":"AX380*$C$747","v":17.468313123511169},{"$f":"BM380+($BR$380-$BM$380)/5","v":17.474249382977746},{"$f":"BN380+($BR$380-$BM$380)/5","v":17.480185642444322},{"$f":"BO380+($BR$380-$BM$380)/5","v":17.486121901910899},{"$f":"BP380+($BR$380-$BM$380)/5","v":17.492058161377475},{"$f":"BM380*$D$747","v":17.497994420844059}]
["   8/ Compressed natural gas used as a vehicle fuel.  Includes estimated motor vehicle fuel taxes and estimated dispensing costs or charges."]
["   9/ Includes electricity-only and combined heat and power plants whose primary business is to sell electricity, or electricity and heat, to the public."]
["   10/ Weighted averages of end-use fuel prices are derived from the prices shown in each sector and the corresponding sectoral consumption."]
["   Btu = British thermal unit."]
["   - - = Not applicable."]
["   Note:  Data for 2006 and 2007 are model results and may differ slightly from official EIA data reports."]
["   Sources:  2006 and 2007 prices for motor gasoline, distillate fuel oil, and jet fuel are based on prices in the Energy Information Administration (EIA), Petroleum Marketing Annual"]
["2007, DOE/EIA-0487(2007) (Washington, DC, August 2008).  2006 residential and commercial natural gas delivered prices:  EIA, Natural Gas Annual 2006, DOE/EIA-0131(2006)"]
["(Washington, DC, October, 2007).  2007 residential and commercial natural gas delivered prices:  EIA, Natural Gas Monthly, DOE/EIA-0130(2008/04) (Washington, DC, April 2008)."]
["2006 and 2007 industrial natural gas delivered prices are estimated based on:  EIA, Manufacturing Energy Consumption Survey 1994 and industrial and wellhead prices from the"]
["Natural Gas Annual 2006, DOE/EIA-0131(2006) (Washington, DC, October, 2007) and the Natural Gas Monthly, DOE/EIA-0130(2008/04) (Washington, DC, April 2008).  2006"]
["transportation sector natural gas delivered prices are based on:  EIA, Natural Gas Annual 2006, DOE/EIA-0131(2006) (Washington, DC, October, 2007) and estimated State taxes,",null,null,null,null,null,null,null,null,null,null,null,null,null,null,null,null,null,null,null,null,null,null,null,null,null,{"$f":"Z562+($AI$392-$Y$562)/10","v":5.5024940130181221},{"$f":"AA392+($AI$392-$Y$562)/10","v":5.5327298577229831},5.5629657024278441,5.593201547132705,5.623437391837566,5.6536732365424269,5.6839090812472879,5.7141449259521488,{"$f":"T562*$E$742","v":5.7443807706570116},{"$f":"AI392+($AX$392-$AI$392)/15","v":5.809402940121136},{"$f":"AJ392+($AX$392-$AI$392)/15","v":5.8744251095852604},5.9394472790493849,6.0044694485135093,6.0694916179776337,6.1345137874417581,6.1995359569058825,6.264558126370007,6.3295802958341314,6.3946024652982558,6.4596246347623802,6.5246468042265047,6.5896689736906291,6.6546911431547535,{"$f":"AI392*$B$742","v":6.7197133126188779},{"$f":"AX392+($BM$392-$AX$392)/15","v":6.7862502559294402},{"$f":"AY392+($BM$392-$AX$392)/15","v":6.8527871992400025},6.9193241425505647,6.985861085861127,7.0523980291716892,7.1189349724822515,7.1854719157928137,7.252008859103376,7.3185458024139383,7.3850827457245005,7.4516196890350628,7.518156632345625,7.5846935756561873,7.6512305189667495,{"$f":"AX392*$C$742","v":7.7177674622773127},{"$f":"BM392+($BR$392-$BM$392)/5","v":7.7941868915344088},{"$f":"BN392+($BR$392-$BM$392)/5","v":7.8706063207915049},{"$f":"BO392+($BR$392-$BM$392)/5","v":7.947025750048601},{"$f":"BP392+($BR$392-$BM$392)/5","v":8.023445179305698},{"$f":"BM392*$D$742","v":8.099864608562795}]
["Federal taxes, and dispensing costs or charges.  2007 transportation sector natural gas delivered prices are model results.  2006 and 2007 electric power sector natural gas prices:",null,null,null,null,null,null,null,null,null,null,null,null,null,null,null,null,null,null,null,null,null,null,null,null,null,{"$f":"Z563+($AI$393-$Y$563)/10","v":1.3116492415795387},{"$f":"AA393+($AI$393-$Y$563)/10","v":1.314474997718583},1.3173007538576273,1.3201265099966717,1.322952266135716,1.3257780222747604,1.3286037784138047,1.3314295345528491,{"$f":"T563*$E$740","v":1.3342552906918941},{"$f":"AI393+($AX$393-$AI$393)/15","v":1.3381671025139799},{"$f":"AJ393+($AX$393-$AI$393)/15","v":1.3420789143360656},1.3459907261581514,1.3499025379802372,1.353814349802323,1.3577261616244087,1.3616379734464945,1.3655497852685803,1.3694615970906661,1.3733734089127518,1.3772852207348376,1.3811970325569234,1.3851088443790092,1.3890206562010949,{"$f":"AI393*$B$740","v":1.3929324680231794},{"$f":"AX393+($BM$393-$AX$393)/15","v":1.3955742685410359},{"$f":"AY393+($BM$393-$AX$393)/15","v":1.3982160690588925},1.4008578695767491,1.4034996700946056,1.4061414706124622,1.4087832711303188,1.4114250716481753,1.4140668721660319,1.4167086726838884,1.419350473201745,1.4219922737196016,1.4246340742374581,1.4272758747553147,1.4299176752731713,{"$f":"AX393*$C$740","v":1.4325594757910274},{"$f":"BM393+($BR$393-$BM$393)/5","v":1.4352764318903966},{"$f":"BN393+($BR$393-$BM$393)/5","v":1.4379933879897657},{"$f":"BO393+($BR$393-$BM$393)/5","v":1.4407103440891349},{"$f":"BP393+($BR$393-$BM$393)/5","v":1.4434273001885041},{"$f":"BM393*$D$740","v":1.4461442562878735}]
["EIA, Electric Power Monthly, April 2007 and April 2008, Table 4.13.B.  2006 and 2007 coal prices based on:  EIA, Quarterly Coal Report, October-December 2007,"]
["DOE/EIA-0121(2007/4Q) (Washington, DC, March 2008) and EIA, AEO2009 National Energy Modeling System run nostimls.d041409a.  2006 and 2007 electricity prices:  EIA, Annual"]
["Energy Review 2007, DOE/EIA-0384(2007) (Washington, DC, June 2008).  2006 and 2007 E85 prices derived from monthly prices in the Clean Cities Alternative Fuel Price Report."]
["Projections:  EIA, AEO2009 National Energy Modeling System run stimulus.d041409a."]
[]
[]
[]
[]
[]
["AEO 2007 Report #: DOE/EIA-0383(2007)"]
["Release date full report: February 2007"]
["Next release date full report: February 2008"]
[]
[" Table   3.  Energy Prices by Sector and Source"]
["                     (2005 dollars per million Btu, unless otherwise noted)"]
[]
[]
[]
[null,null,null,"2004","2005","2006","2007","2008","2009","2010","2011","2012","2013","2014","2015","2016","2017","2018","2019","2020","2021","2022","2023","2024","2025","2026"]
[]
[]
[" Residential"]
["   Liquefied Petroleum Gases",null,null,18.210411071777301,19.293371200561499,21.158409118652301,24.5404376983643,24.494813919067401,23.9600429534912,23.672391891479499,23.2634162902832,23.106723785400401,22.905719757080099,22.942964553833001,22.881586074829102,22.979688644409201,23.190465927123999,23.129106521606399,23.088548660278299,23.183416366577099,23.1546516418457,23.285535812377901,23.420475006103501,23.540468215942401,23.532218933105501,23.562456130981399]
["   Distillate Fuel Oil",null,null,12.893347740173301,14.727064132690399,16.906724929809599,17.4485054016113,16.910488128662099,15.8367977142334,14.87486743927,14.031831741333001,13.359474182128899,12.596385955810501,12.5241403579712,12.595507621765099,12.630928039550801,12.738121032714799,12.8303670883179,13.052293777465801,13.1472158432007,13.2630777359009,13.422198295593301,13.360619544982899,13.513841629028301,13.560380935668899,13.627392768859901]
["   Natural Gas",null,null,10.721179008483899,12.4281768798828,13.040691375732401,11.8341617584229,11.7410221099854,11.2507781982422,10.9759874343872,10.5919141769409,10.441241264343301,10.249824523925801,10.2927255630493,10.2421607971191,10.3305416107178,10.557685852050801,10.4870929718018,10.439262390136699,10.539955139160201,10.5361185073853,10.6743927001953,10.830116271972701,10.948052406311,10.9735927581787,11.0174913406372]
["   Electricity",null,null,27.0989685058594,27.587884902954102,27.636594772338899,27.492031097412099,27.368114471435501,27.154861450195298,26.912786483764599,26.5094184875488,26.281187057495099,26.172458648681602,26.036540985107401,25.993564605712901,26.085290908813501,26.304872512817401,26.445003509521499,26.355556488037099,26.368726730346701,26.419284820556602,26.420993804931602,26.4647102355957,26.5621242523193,26.608213424682599,26.564920425415]
[" Commercial"]
["   Distillate Fuel Oil",null,null,10.4802904129028,12.6793832778931,14.632154464721699,15.3235988616943,14.4384679794312,13.4501142501831,12.7189273834229,11.9810342788696,11.338329315185501,10.8460388183594,10.667523384094199,10.728004455566399,10.8701782226563,10.9251909255981,11.0219278335571,11.292310714721699,11.349814414978001,11.461010932922401,11.6882877349854,11.5126600265503,11.6838274002075,11.8503408432007,11.857501029968301]
["   Residual Fuel Oil",null,null,6.2490105628967303,8.4144115447997994,10.1003465652466,7.8816242218017596,7.7979149818420401,7.67907810211182,7.5374598503112802,7.0601482391357404,6.9191079139709499,5.9906802177429199,6.31249952316284,6.4941840171814,6.4476203918456996,6.5857205390930202,6.7015118598937997,6.98899221420288,7.0690569877624503,7.2425847053527797,7.4012169837951696,7.2363023757934597,7.3775544166564897,7.1704416275024396,7.2997760772705096]
["   Natural Gas",null,null,9.4024562835693395,11.2028198242188,11.3786783218384,10.2688541412354,10.157588958740201,9.6297473907470703,9.3356885910034197,8.9214458465576207,8.7509040832519496,8.5351839065551793,8.5524559020996094,8.47686672210693,8.5459880828857404,8.7391986846923793,8.6564092636108398,8.5963792800903303,8.6742591857910192,8.6351099014282209,8.7470979690551793,8.8685941696166992,8.9716949462890607,8.9597854614257795,8.9777603149414098]
["   Electricity",null,null,24.591539382934599,25.251781463623001,25.738388061523398,25.3376979827881,25.268539428710898,24.918291091918899,24.500482559204102,23.8594665527344,23.593626022338899,23.443479537963899,23.311824798583999,23.328050613403299,23.4844055175781,23.749778747558601,23.944339752197301,23.889307022094702,23.952335357666001,24.000473022460898,24.006351470947301,24.077814102172901,24.1955890655518,24.23095703125,24.1812038421631]
[" Industrial 1/"]
["   Liquefied Petroleum Gases",null,null,11.1755380630493,16.959981918335,18.9578742980957,17.513134002685501,17.389408111572301,16.750247955322301,16.423851013183601,15.943309783935501,15.769355773925801,15.620997428894,15.627494812011699,15.565483093261699,15.6823263168335,15.8655786514282,15.8662757873535,15.8647546768188,15.9073581695557,15.883088111877401,15.994482994079601,16.1067924499512,16.2546577453613,16.219263076782202,16.2301216125488]
["   Distillate Fuel Oil",null,null,10.9898891448975,13.0814533233643,15.1407413482666,15.435567855835,14.2919836044312,13.4232997894287,12.948052406311,12.4780015945435,11.882830619811999,11.641848564147899,11.349123954772899,11.401933670043899,11.6324548721313,11.632493019104,11.737724304199199,12.060711860656699,12.0405569076538,12.1396341323853,12.421196937561,12.169375419616699,12.3622283935547,12.619636535644499,12.5786838531494]
["   Residual Fuel Oil",null,null,5.7738895416259801,7.7708010673522896,9.3422021865844709,9.8767166137695295,10.084191322326699,9.7906637191772496,9.5023155212402308,8.7792091369628906,8.4676847457885707,8.0373468399047905,7.9767365455627397,8.2131023406982404,8.4110374450683594,8.5568304061889595,8.6100654602050799,8.8084278106689506,8.9135255813598597,9.0664196014404297,9.2084608078002894,9.1494617462158203,9.2910699844360405,9.2583961486816406,9.38494873046875]
["   Natural Gas 2/",null,null,6.4688553810119602,8.1627740859985405,7.4494204521179199,7.3632249832153303,7.2901554107665998,6.7422003746032697,6.4267692565918004,6.0213589668273899,5.8671450614929199,5.6813068389892596,5.6900143623352104,5.6504640579223597,5.7415480613708496,5.91982173919678,5.8755149841308603,5.8359832763671902,5.9000439643859899,5.8858833312988299,6.0041050910949698,6.1238050460815403,6.2412667274475098,6.2102909088134801,6.2538614273071298]
["   Metallurgical Coal",null,null,2.3078472614288299,3.0599997043609601,3.2548489570617698,3.2975256443023699,3.2872827053070099,3.1889374256134002,3.0940959453582799,2.9914577007293701,2.8927016258239702,2.78926348686218,2.7408642768859899,2.7166485786438002,2.7061200141906698,2.7063503265380899,2.7045123577117902,2.68979120254517,2.7072892189025901,2.71812868118286,2.7191135883331299,2.7064330577850302,2.68589544296265,2.69574999809265,2.7049932479858398]
["   Other Industrial Coal",null,null,1.80300605297089,2.1500017642974898,2.2005796432495099,2.2392640113830602,2.2450914382934601,2.2358458042144802,2.2614977359771702,2.2480733394622798,2.2308864593505899,2.2124359607696502,2.2059276103973402,2.1967613697052002,2.18912577629089,2.1856777667999299,2.1763286590576199,2.1755278110504199,2.18182468414307,2.19542455673218,2.2050869464874299,2.2089655399322501,2.2187693119049099,2.2309319972991899,2.2423520088195801]
["   Coal to Liquids",null,null,"N/A","N/A","N/A","N/A","N/A","N/A","N/A",0.88956671953201305,0.881245017051697,0.88442194461822499,0.89085346460342396,0.88840740919113204,0.89322775602340698,0.90440875291824296,0.91453087329864502,0.95469778776168801,0.96978461742401101,1.01334369182587,1.02781510353088,1.0294380187988299,1.1219843626022299,1.2297383546829199,1.26935982704163]
["   Electricity",null,null,15.8847751617432,16.691057205200199,18.258220672607401,18.768579483032202,18.8538303375244,18.518165588378899,18.014034271240199,17.2542610168457,16.790317535400401,16.590124130248999,16.466903686523398,16.461626052856399,16.6055717468262,16.851476669311499,17.021175384521499,17.000881195068398,17.070917129516602,17.1260585784912,17.140884399414102,17.206485748291001,17.3262729644775,17.353824615478501,17.310489654541001]
[" Transportation"]
["   Liquefied Petroleum Gases 3/",null,null,19.6766357421875,23.9161167144775,26.805564880371101,22.710954666137699,22.759067535400401,22.268846511840799,24.343835830688501,23.932544708251999,23.763250350952099,23.536403656005898,23.5618801116943,23.4868278503418,23.560710906982401,23.7542419433594,23.654756546020501,23.5774955749512,23.664421081543001,23.6253147125244,23.741106033325199,23.8700561523438,23.973831176757798,23.953416824340799,23.9759330749512]
["   E85 4/",null,null,20.914932250976602,23.101913452148398,24.811454772949201,27.774848937988299,25.9952602386475,24.2666110992432,21.291254043579102,20.525190353393601,20.3361301422119,20.197395324706999,20.009881973266602,20.093305587768601,20.196292877197301,20.4327602386475,20.4076957702637,20.624263763427699,20.610368728637699,20.617734909057599,21.067132949829102,20.970218658447301,20.962213516235401,21.257926940918001,21.098123550415]
["   Motor Gasoline 5/",null,null,15.721848487854,18.644901275634801,21.1534824371338,20.964454650878899,19.721015930175799,18.6920680999756,17.902309417724599,17.232242584228501,16.863773345947301,16.565891265869102,16.0857257843018,16.063297271728501,16.111997604370099,16.240406036376999,16.3247375488281,16.6728916168213,16.6320400238037,16.751285552978501,17.051519393920898,16.920253753662099,17.1026096343994,17.3232307434082,17.144313812255898]
["   Jet Fuel 6/",null,null,9.2184209823608398,13.1439361572266,14.9574270248413,12.9907026290894,11.722384452819799,11.2624855041504,10.9056959152222,10.3720808029175,10.059165954589799,10.0335283279419,9.8430700302124006,9.8874025344848597,10.0322532653809,10.087176322936999,10.2108345031738,10.523097038269,10.506872177124,10.5880041122437,10.8930578231812,10.788450241088899,10.9106340408325,11.0979099273682,11.0487413406372]
["   Distillate Fuel Oil 7/",null,null,13.583283424377401,17.522464752197301,19.7921543121338,19.706336975097699,18.211244583129901,17.3085613250732,16.8088684082031,16.001249313354499,15.3922462463379,15.213009834289601,14.822114944458001,14.859941482543899,15.1213598251343,15.075839042663601,15.158118247985801,15.4795846939087,15.4157457351685,15.4886207580566,15.773143768310501,15.4716739654541,15.639728546142599,15.912574768066399,15.834021568298301]
["   Residual Fuel Oil",null,null,4.8536195755004901,5.5067763328552202,7.1623473167419398,8.8221101760864293,9.0483112335205096,8.6029233932495099,8.0481967926025408,7.6902847290039098,7.3429737091064498,7.1018238067626998,6.97245073318481,7.0413579940795898,7.0324416160583496,7.12284135818481,7.14320993423462,7.1685328483581499,7.3589744567871103,7.4886426925659197,7.6476154327392596,7.6766633987426802,7.8515577316284197,7.8973522186279297,8.0370302200317401]
["   Natural Gas 8/",null,null,11.913727760314901,14.761161804199199,11.981869697570801,12.283256530761699,12.1389265060425,12.3170175552368,13.965456008911101,13.507596015930201,13.291357994079601,13.0437335968018,12.940827369689901,12.861621856689499,12.894752502441399,13.0291633605957,12.9489841461182,12.946153640747101,12.9756631851196,12.953050613403301,13.079764366149901,13.110743522644,13.198463439941399,13.2244005203247,13.175202369689901]
["   Electricity",null,null,26.1035976409912,25.216188430786101,26.121034622192401,25.629154205322301,25.7473449707031,25.392839431762699,24.861566543579102,24.317947387695298,24.125808715820298,23.980707168579102,23.787378311157202,23.809650421142599,23.876377105712901,24.074831008911101,24.262081146240199,24.183790206909201,24.2170009613037,24.245899200439499,24.2234077453613,24.307447433471701,24.4279899597168,24.465734481811499,24.386825561523398]
[" Electric Power 9/"]
["   Distillate Fuel Oil",null,null,9.5153579711914098,11.3847246170044,13.235827445983899,14.263434410095201,13.7692108154297,12.704180717468301,11.7051839828491,10.7794647216797,10.0299482345581,9.2896862030029297,9.1972703933715803,9.2599020004272496,9.2775526046752894,9.4403448104858398,9.5352287292480504,9.7515039443969709,9.8428487777709996,9.9595317840576207,10.1106100082397,10.0771369934082,10.217479705810501,10.254093170166,10.318883895874]
["   Residual Fuel Oil",null,null,4.9909768104553196,6.9611043930053702,7.8457942008972203,7.1943798065185502,7.2948379516601598,6.9926204681396502,6.5808119773864702,6.2065305709838903,5.9029440879821804,5.45705270767212,5.4534096717834499,5.5995068550109899,5.6287369728088397,5.7370648384094203,5.8140759468078604,6.0071105957031303,6.0822205543518102,6.22955322265625,6.4186983108520499,6.3188004493713397,6.5342454910278303,6.5804891586303702,6.6370191574096697]
["   Natural Gas",null,null,6.1140975952148402,8.1813249588012695,6.9707522392272896,7.1151452064514196,7.0668158531189,6.5265731811523402,6.2202811241149902,5.8298497200012198,5.6925516128540004,5.4995698928832999,5.54103326797485,5.5007095336914098,5.59739446640015,5.7880721092224103,5.7225790023803702,5.6709170341491699,5.7639327049255398,5.72597312927246,5.8378243446350098,5.9462161064147896,6.05735063552856,6.0477237701415998,6.0664491653442401]
["   Steam Coal",null,null,1.4011929035186801,1.5299999713897701,1.6714243888855,1.69177293777466,1.70398998260498,1.7000321149826001,1.7052028179168699,1.66678094863892,1.63700723648071,1.6199716329574601,1.61296951770782,1.59987056255341,1.59190189838409,1.5892090797424301,1.57604885101318,1.5779995918273899,1.5809644460678101,1.5890377759933501,1.59825491905212,1.6020262241363501,1.6148724555969201,1.62832856178284,1.63934326171875]
[" Average Price to All Users 10/"]
["   Liquefied Petroleum Gases",null,null,12.6906900405884,17.482444763183601,19.464084625244102,18.995626449585,18.880571365356399,18.286575317382798,18.020065307617202,17.571559906005898,17.417589187622099,17.2678737640381,17.291303634643601,17.241743087768601,17.364793777465799,17.562221527099599,17.562810897827099,17.558799743652301,17.620630264282202,17.599321365356399,17.721448898315401,17.8418064117432,17.9907836914063,17.9618225097656,17.988685607910199]
["   E85 4/",null,null,20.914932250976602,23.101913452148398,24.811454772949201,27.774848937988299,25.9952602386475,24.2666110992432,21.291254043579102,20.525190353393601,20.3361301422119,20.197395324706999,20.009881973266602,20.093305587768601,20.196292877197301,20.4327602386475,20.4076957702637,20.624263763427699,20.610368728637699,20.617734909057599,21.067132949829102,20.970218658447301,20.962213516235401,21.257926940918001,21.098123550415]
["   Motor Gasoline 5/",null,null,15.706001281738301,18.602125167846701,21.1080112457275,20.962741851806602,19.720066070556602,18.690637588501001,17.900485992431602,17.230388641357401,16.861814498901399,16.564214706420898,16.0839519500732,16.0615749359131,16.110080718994102,16.238643646240199,16.322971343994102,16.671089172363299,16.630247116088899,16.7495441436768,17.049686431884801,16.918500900268601,17.100944519043001,17.321361541748001,17.142530441284201]
["   Jet Fuel",null,null,9.2184209823608398,13.1439361572266,14.9574270248413,12.9907026290894,11.722384452819799,11.2624855041504,10.9056959152222,10.3720808029175,10.059165954589799,10.0335283279419,9.8430700302124006,9.8874025344848597,10.0322532653809,10.087176322936999,10.2108345031738,10.523097038269,10.506872177124,10.5880041122437,10.8930578231812,10.788450241088899,10.9106340408325,11.0979099273682,11.0487413406372]
["   Distillate Fuel Oil",null,null,12.9106340408325,16.217037200927699,18.421550750732401,18.437913894653299,17.199058532714801,16.296318054199201,15.704516410827599,14.921827316284199,14.360170364379901,14.182985305786101,13.862556457519499,13.915904045105,14.153459548950201,14.1445617675781,14.2399711608887,14.558382987976101,14.527869224548301,14.6189737319946,14.9021968841553,14.6463842391968,14.8252000808716,15.0819444656372,15.031323432922401]
["   Residual Fuel Oil",null,null,5.0985417366027797,6.5886197090148899,7.9185199737548801,8.2529850006103498,8.4050197601318395,8.0572872161865199,7.6087560653686497,7.1943945884704599,6.8676166534423801,6.4547815322876003,6.4073238372802699,6.54701900482178,6.5695567131042498,6.6816062927246103,6.7372307777404803,6.86507225036621,6.9956922531127903,7.1396765708923304,7.3088741302490199,7.2670574188232404,7.4510564804077104,7.4737396240234402,7.5808291435241699]
["   Natural Gas",null,null,7.8259296417236301,9.6487970352172905,9.1377601623535192,8.7611961364746094,8.6626396179199201,8.1270828247070295,7.8336372375488299,7.4448304176330602,7.2887372970581099,7.0927038192748997,7.1150150299072301,7.0641679763793901,7.1520218849182102,7.3469972610473597,7.2896466255187997,7.2448530197143599,7.3207983970642099,7.3070926666259801,7.4372458457946804,7.5700182914733896,7.6924967765808097,7.6794857978820801,7.7304539680481001]
["   Metallurgical Coal",null,null,2.3078472614288299,3.0599997043609601,3.2548489570617698,3.2975256443023699,3.2872827053070099,3.1889374256134002,3.0940959453582799,2.9914577007293701,2.8927016258239702,2.78926348686218,2.7408642768859899,2.7166485786438002,2.7061200141906698,2.7063503265380899,2.7045123577117902,2.68979120254517,2.7072892189025901,2.71812868118286,2.7191135883331299,2.7064330577850302,2.68589544296265,2.69574999809265,2.7049932479858398,2027,2028,2029,2030,2031,2032,2033,2034,2035,2036,2037,2038,2039,2040,2041,2042,2043,2044,2045,2046,2047,2048,2049,2050,2051,2052,2053,2054,2055,2056,2057,2058,2059,2060,2061,2062,2063,2064,2065,2066,2067,2068,2069,2070]
["   Other Coal",null,null,1.43066883087158,1.5706532001495399,1.7059867382049601,1.7268872261047401,1.7392324209213299,1.7345312833786,1.7401528358459499,1.7026997804641699,1.67319643497467,1.6556009054184,1.6479283571243299,1.63474309444427,1.6263667345046999,1.6231272220611599,1.60980331897736,1.6111264228820801,1.61373710632324,1.6214674711227399,1.6300570964813199,1.6331868171691899,1.6452817916870099,1.6581670045852701,1.6686607599258401]
["   Coal to Liquids",null,null,"N/A","N/A","N/A","N/A","N/A","N/A","N/A",0.88956671953201305,0.881245017051697,0.88442194461822499,0.89085346460342396,0.88840740919113204,0.89322775602340698,0.90440875291824296,0.91453087329864502,0.95469778776168801,0.96978461742401101,1.01334369182587,1.02781510353088,1.0294380187988299,1.1219843626022299,1.2297383546829199,1.26935982704163]
["   Electricity",null,null,23.009492874145501,23.734071731567401,24.3845615386963,24.318822860717798,24.297929763793899,24.022377014160199,23.662025451660199,23.093143463134801,22.802413940429702,22.663448333740199,22.5459308624268,22.5456428527832,22.688844680786101,22.9480895996094,23.136041641235401,23.0899753570557,23.154170989990199,23.213594436645501,23.230543136596701,23.3047065734863,23.429094314575199,23.4709377288818,23.433801651001001]
["Non-Renewable Energy Expenditures by Sector"]
["(billion 2005 dollars)"]
[" Residential",null,null,195.98880004882801,215.13366699218801,218.80557250976599,221.29866027832,223.50036621093801,221.10458374023401,220.438400268555,218.08479309082,218.45701599121099,217.84970092773401,219.40165710449199,221.00289916992199,224.59239196777301,228.53056335449199,230.97148132324199,232.57162475585901,236.03457641601599,237.58020019531301,240.43632507324199,243.39186096191401,247.24427795410199,248.98767089843801,251.02548217773401]
[" Commercial",null,null,141.77845764160199,154.38449096679699,157.84999084472699,156.06527709960901,159.312088012695,158.53677368164099,157.966796875,156.350173950195,157.31393432617199,158.58882141113301,160.74195861816401,163.37489318847699,167.20817565918,172.04411315918,175.58262634277301,178.093505859375,181.73991394043,185.01341247558599,188.79048156738301,192.86947631835901,197.36026000976599,201.10684204101599,204.49230957031301]
[" Industrial",null,null,184.22943115234401,196.07313537597699,205.39855957031301,217.87611389160199,214.14784240722699,207.11370849609401,200.48422241210901,191.81477355957,187.29217529296901,184.91578674316401,184.25204467773401,184.11447143554699,186.80691528320301,189.66255187988301,190.49990844726599,192.03105163574199,194.88296508789099,196.87213134765599,200.07191467285199,202.13279724121099,205.48814392089801,206.97822570800801,209.30905151367199]
[" Transportation",null,null,385.00112915039102,474.66281127929699,545.7236328125,538.79211425781295,508.11019897460898,488.44781494140602,476.37777709960898,463.41403198242199,458.16046142578102,458.57275390625,452.78533935546898,459.41848754882801,469.74392700195301,478.67190551757801,487.87078857421898,505.29348754882801,511.07485961914102,521.646240234375,538.77532958984398,540.642822265625,554.21173095703102,570.280029296875,574.30035400390602]
["   Total Non-Renewable Expenditures",null,null,906.997802734375,1040.25415039063,1127.77770996094,1134.0322265625,1105.07055664063,1075.20288085938,1055.26721191406,1029.66381835938,1021.22357177734,1019.92706298828,1017.18103027344,1027.91076660156,1048.35144042969,1068.9091796875,1084.9248046875,1107.98962402344,1123.73229980469,1141.11193847656,1168.07409667969,1179.03698730469,1204.30444335938,1227.35278320313,1239.12719726563]
[" Transportation Renewable Expenditures",null,null,2.27928571403027E-2,3.3822253346443197E-2,4.68330308794975E-2,4.2311083525419201E-2,4.6379543840885197E-2,5.0339180976152399E-2,6.3796535134315505E-2,7.1353547275066403E-2,7.5695373117923695E-2,8.06071981787682E-2,8.2480475306510898E-2,8.9031867682933793E-2,9.6231654286384596E-2,0.10344713926315301,0.112680315971375,0.13150542974471999,0.15408998727798501,0.18660007417201999,0.21707823872566201,0.243339464068413,0.28575915098190302,0.31987324357032798,0.34808513522148099]
["   Total Expenditures",null,null,907.02056884765602,1040.28796386719,1127.82458496094,1134.07458496094,1105.11694335938,1075.25317382813,1055.3310546875,1029.73522949219,1021.29925537109,1020.00769042969,1017.26348876953,1027.99975585938,1048.44763183594,1069.01257324219,1085.03747558594,1108.12109375,1123.88635253906,1141.29858398438,1168.29113769531,1179.2802734375,1204.59020996094,1227.67260742188,1239.47534179688]
["Woody Biomass","See High A Case"]
["Methanol","See High A Case"]
["Prices for Woody Biomass, Methanol and Steam are taken from the AEO High A case below",null,null,null,null,null,null,null,null,null,null,null,null,null,null,null,null,null,null,null,null,null,null,null,null,null,{"$f":"Z641+($AI$471-$Y$641)/10","v":8.1072037368774854},{"$f":"AA471+($AI$471-$Y$641)/10","v":8.1552847846985532},8.203365832519621,8.2514468803406888,8.2995279281617567,8.3476089759828245,8.3956900238038923,8.4437710716249601,{"$f":"T641*$E$742","v":8.4918521194460261},{"$f":"AI471+($AX$471-$AI$471)/15","v":8.5879736457897184},{"$f":"AJ471+($AX$471-$AI$471)/15","v":8.6840951721334108},8.7802166984771031,8.8763382248207954,8.9724597511644877,9.06858127750818,9.1647028038518723,9.2608243301955646,9.3569458565392569,9.4530673828829492,9.5491889092266415,9.6453104355703339,9.7414319619140262,9.8375534882577185,{"$f":"AI471*$B$742","v":9.9336750146014001},{"$f":"AX471+($BM$471-$AX$471)/15","v":10.032035813725209},{"$f":"AY471+($BM$471-$AX$471)/15","v":10.130396612849017},10.228757411972826,10.327118211096634,10.425479010220442,10.523839809344251,10.622200608468059,10.720561407591868,10.818922206715676,10.917283005839485,11.015643804963293,11.114004604087102,11.21236540321091,11.310726202334719,{"$f":"AX471*$C$742","v":11.409087001458516},{"$f":"BM471+($BR$471-$BM$471)/5","v":11.522056966057418},{"$f":"BN471+($BR$471-$BM$471)/5","v":11.63502693065632},{"$f":"BO471+($BR$471-$BM$471)/5","v":11.747996895255222},{"$f":"BP471+($BR$471-$BM$471)/5","v":11.860966859854123},{"$f":"BM471*$D$742","v":11.973936824453022}]
["   1/ Includes energy for combined heat and power plants, except those whose primary business is to sell electricity, or electricity and heat, to the public.",null,null,null,null,null,null,null,null,null,null,null,null,null,null,null,null,null,null,null,null,null,null,null,null,null,{"$f":"Z642+($AI$472-$Y$642)/10","v":22.490795032640289},{"$f":"AA472+($AI$472-$Y$642)/10","v":22.394891584604984},22.29898813656968,22.203084688534375,22.10718124049907,22.011277792463765,21.915374344428461,21.819470896393156,{"$f":"T642*$E$745","v":21.723567448357841},{"$f":"AI472+($AX$472-$AI$472)/15","v":21.715027463671497},{"$f":"AJ472+($AX$472-$AI$472)/15","v":21.706487478985153},21.697947494298809,21.689407509612465,21.680867524926121,21.672327540239777,21.663787555553434,21.65524757086709,21.646707586180746,21.638167601494402,21.629627616808058,21.621087632121714,21.61254764743537,21.604007662749027,{"$f":"AI472*$B$745","v":21.595467678062693},{"$f":"AX472+($BM$472-$AX$472)/15","v":21.609186144316791},{"$f":"AY472+($BM$472-$AX$472)/15","v":21.622904610570888},21.636623076824986,21.650341543079083,21.664060009333181,21.677778475587278,21.691496941841375,21.705215408095473,21.71893387434957,21.732652340603668,21.746370806857765,21.760089273111863,21.77380773936596,21.787526205620058,{"$f":"AX472*$C$745","v":21.801244671874137},{"$f":"BM472+($BR$472-$BM$472)/5","v":21.815093857443394},{"$f":"BN472+($BR$472-$BM$472)/5","v":21.82894304301265},{"$f":"BO472+($BR$472-$BM$472)/5","v":21.842792228581906},{"$f":"BP472+($BR$472-$BM$472)/5","v":21.856641414151163},{"$f":"BM472*$D$745","v":21.870490599720426}]
["   2/ Excludes use for lease and plant fuel."]
["   3/ Includes Federal and State taxes while excluding county and local taxes."]
["   4/ E85 refers to a blend of 85 percent ethanol (renewable) and 15 percent motor gasoline (nonrenewable).  To address cold starting issues, the percentage of ethanol actually"]
["varies seasonally.  The annual average ethanol content of 74 percent is used for this forecast."]
["   5/ Sales weighted-average price for all grades.  Includes Federal, State, and local taxes."]
["   6/ Kerosene-type jet fuel.  Includes Federal and State taxes while excluding county and local taxes."]
["   7/ Diesel fuel for on-road use.  Includes Federal and State taxes while excluding county and local taxes."]
["   8/ Compressed natural gas used as a vehicle fuel.  Includes estimated motor vehicle fuel taxes and estimated dispensing costs or charges.",null,null,null,null,null,null,null,null,null,null,null,null,null,null,null,null,null,null,null,null,null,null,null,null,null,{"$f":"Z650+($AI$480-$Y$650)/10","v":5.5873463921161282},{"$f":"AA480+($AI$480-$Y$650)/10","v":5.6146233040707969},5.6419002160254657,5.6691771279801344,5.6964540399348031,5.7237309518894719,5.7510078638441406,5.7782847757988094,{"$f":"T650*$E$742","v":5.8055616877534817},{"$f":"AI480+($AX$480-$AI$480)/15","v":5.8712763802445851},{"$f":"AJ480+($AX$480-$AI$480)/15","v":5.9369910727356885},6.0027057652267919,6.0684204577178953,6.1341351502089987,6.1998498427001021,6.2655645351912055,6.3312792276823089,6.3969939201734123,6.4627086126645157,6.5284233051556191,6.5941379976467225,6.6598526901378259,6.7255673826289293,{"$f":"AI480*$B$742","v":6.791282075120038},{"$f":"AX480+($BM$480-$AX$480)/15","v":6.858527674659193},{"$f":"AY480+($BM$480-$AX$480)/15","v":6.925773274198348},6.993018873737503,7.060264473276658,7.1275100728158129,7.1947556723549679,7.2620012718941229,7.3292468714332779,7.3964924709724329,7.4637380705115879,7.5309836700507429,7.5982292695898979,7.6654748691290528,7.7327204686682078,{"$f":"AX480*$C$742","v":7.7999660682073682},{"$f":"BM480+($BR$480-$BM$480)/5","v":7.8771994077800587},{"$f":"BN480+($BR$480-$BM$480)/5","v":7.9544327473527492},{"$f":"BO480+($BR$480-$BM$480)/5","v":8.0316660869254388},{"$f":"BP480+($BR$480-$BM$480)/5","v":8.1088994264981284},{"$f":"BM480*$D$742","v":8.1861327660708199}]
["   9/ Includes electricity-only and combined heat and power plants whose primary business is to sell electricity, or electricity and heat, to the public."]
["   10/ Weighted averages of end-use fuel prices are derived from the prices shown in each sector and the corresponding sectoral consumption."]
["   Btu = British thermal unit.",null,null,null,null,null,null,null,null,null,null,null,null,null,null,null,null,null,null,null,null,null,null,null,null,null,{"$f":"Z653+($AI$483-$Y$653)/10","v":15.747041087587585},{"$f":"AA483+($AI$483-$Y$653)/10","v":15.673905881106727},15.600770674625869,15.527635468145011,15.454500261664153,15.381365055183295,15.308229848702437,15.235094642221579,{"$f":"T653*$E$745","v":15.161959435740725},{"$f":"AI483+($AX$483-$AI$483)/15","v":15.155998955184113},{"$f":"AJ483+($AX$483-$AI$483)/15","v":15.150038474627502},15.144077994070891,15.138117513514279,15.132157032957668,15.126196552401057,15.120236071844445,15.114275591287834,15.108315110731223,15.102354630174611,15.096394149618,15.090433669061388,15.084473188504777,15.078512707948166,{"$f":"AI483*$B$745","v":15.072552227391549},{"$f":"AX483+($BM$483-$AX$483)/15","v":15.082127028094042},{"$f":"AY483+($BM$483-$AX$483)/15","v":15.091701828796536},15.101276629499029,15.110851430201523,15.120426230904016,15.130001031606509,15.139575832309003,15.149150633011496,15.15872543371399,15.168300234416483,15.177875035118976,15.18744983582147,15.197024636523963,15.206599437226457,{"$f":"AX483*$C$745","v":15.216174237928941},{"$f":"BM483+($BR$483-$BM$483)/5","v":15.225840274150585},{"$f":"BN483+($BR$483-$BM$483)/5","v":15.235506310372228},{"$f":"BO483+($BR$483-$BM$483)/5","v":15.245172346593872},{"$f":"BP483+($BR$483-$BM$483)/5","v":15.254838382815516},{"$f":"BM483*$D$745","v":15.264504419037157}]
["   N/A = Not applicable."]
["   Note:  Data for 2004 and 2005 are model results and may differ slightly from official EIA data reports."]
["   Sources:  2004 and 2005 prices for motor gasoline, distillate fuel oil, and jet fuel are based on prices in the Energy Information Administration (EIA), Petroleum Marketing Annual 2005,"]
["DOE/EIA-0487(2005) (Washington, DC, August 2006).  2004 residential and commercial natural gas delivered prices:  EIA, Natural Gas Annual 2004, DOE/EIA-0131(2004)"]
["(Washington, DC, December 2005).  2005 residential and commercial natural gas delivered prices:  EIA, Natural Gas Monthly, DOE/EIA-0130(2006/04) (Washington, DC, April 2006).",null,null,null,null,null,null,null,null,null,null,null,null,null,null,null,null,null,null,null,null,null,null,null,null,null,{"$f":"Z658+($AI$488-$Y$658)/10","v":13.224797394153365},{"$f":"AA488+($AI$488-$Y$658)/10","v":13.589441040570847},13.954084686988329,14.318728333405812,14.683371979823294,15.048015626240776,15.412659272658258,15.777302919075741,{"$f":"T658*$E$744","v":16.141946565493228},{"$f":"AI488+($AX$488-$AI$488)/15","v":16.312798018423909},{"$f":"AJ488+($AX$488-$AI$488)/15","v":16.483649471354589},16.654500924285269,16.82535237721595,16.99620383014663,17.16705528307731,17.337906736007991,17.508758188938671,17.679609641869352,17.850461094800032,18.021312547730712,18.192164000661393,18.363015453592073,18.533866906522753,{"$f":"AI488*$B$744","v":18.704718359453445},{"$f":"AX488+($BM$488-$AX$488)/15","v":18.811222625087144},{"$f":"AY488+($BM$488-$AX$488)/15","v":18.917726890720843},19.024231156354542,19.130735421988241,19.23723968762194,19.34374395325564,19.450248218889339,19.556752484523038,19.663256750156737,19.769761015790436,19.876265281424136,19.982769547057835,20.089273812691534,20.195778078325233,{"$f":"AX488*$C$744","v":20.302282343958908},{"$f":"BM488+($BR$488-$BM$488)/5","v":20.417883104696291},{"$f":"BN488+($BR$488-$BM$488)/5","v":20.533483865433674},{"$f":"BO488+($BR$488-$BM$488)/5","v":20.649084626171057},{"$f":"BP488+($BR$488-$BM$488)/5","v":20.76468538690844},{"$f":"BM488*$D$744","v":20.880286147645826}]
["2004 and 2005 industrial natural gas delivered prices are estimated based on:  EIA, Manufacturing Energy Consumption Survey 1994 and industrial and wellhead prices from the"]
["Natural Gas Annual 2004, DOE/EIA-0131(2004) (Washington, DC, December 2005) and the Natural Gas Monthly, DOE/EIA-0130(2006/04) (Washington, DC, April 2006).  2004",null,null,null,null,null,null,null,null,null,null,null,null,null,null,null,null,null,null,null,null,null,null,null,null,null,{"$f":"Z660+($AI$490-$Y$660)/10","v":15.4577980437679},{"$f":"AA490+($AI$490-$Y$660)/10","v":15.88385635596555},16.309914668163202,16.735972980360852,17.162031292558503,17.588089604756153,18.014147916953803,18.440206229151453,{"$f":"T660*$E$744","v":18.866264541349103},{"$f":"AI490+($AX$490-$AI$490)/15","v":19.065951034869943},{"$f":"AJ490+($AX$490-$AI$490)/15","v":19.265637528390783},19.465324021911623,19.665010515432463,19.864697008953303,20.064383502474143,20.264069995994983,20.463756489515823,20.663442983036663,20.863129476557503,21.062815970078343,21.262502463599183,21.462188957120024,21.661875450640864,{"$f":"AI490*$B$744","v":21.861561944161682},{"$f":"AX490+($BM$490-$AX$490)/15","v":21.986041209538687},{"$f":"AY490+($BM$490-$AX$490)/15","v":22.110520474915692},22.234999740292697,22.359479005669701,22.483958271046706,22.608437536423711,22.732916801800716,22.857396067177721,22.981875332554726,23.10635459793173,23.230833863308735,23.35531312868574,23.479792394062745,23.60427165943975,{"$f":"AX490*$C$744","v":23.728750924816747},{"$f":"BM490+($BR$490-$BM$490)/5","v":23.863861924249427},{"$f":"BN490+($BR$490-$BM$490)/5","v":23.998972923682107},{"$f":"BO490+($BR$490-$BM$490)/5","v":24.134083923114787},{"$f":"BP490+($BR$490-$BM$490)/5","v":24.269194922547467},{"$f":"BM490*$D$744","v":24.404305921980139}]
["transportation sector natural gas delivered prices are based on:  EIA, Natural Gas Annual 2004, DOE/EIA-0131(2004) (Washington, DC, December 2005) and estimated state taxes,"]
["federal taxes, and dispensing costs or charges.  2005 transportation sector natural gas delivered prices are model results.  2004 and 2005 electric power sector natural gas prices:"]
["EIA, Electric Power Monthly, May 2005 through April 2006, Table 4.11.A.  2004 and 2005 coal prices based on:  EIA, Quarterly Coal Report, October-December 2005, DOE/EIA-0121"]
["(2005/4Q) (Washington, DC, March 2006) and EIA, AEO2007 National Energy Modeling System run aeo2007.d112106a.  2004 and 2005 electricity prices:  EIA, Annual Energy Review",null,null,null,null,null,null,null,null,null,null,null,null,null,null,null,null,null,null,null,null,null,null,null,null,null,{"$f":"Z664+($AI$494-$Y$664)/10","v":19.493346965415647},{"$f":"AA494+($AI$494-$Y$664)/10","v":19.39274662152437},19.292146277633094,19.191545933741818,19.090945589850541,18.990345245959265,18.889744902067989,18.789144558176712,{"$f":"T664*$E$747","v":18.68854421428545},{"$f":"AI494+($AX$494-$AI$494)/15","v":18.700972398006513},{"$f":"AJ494+($AX$494-$AI$494)/15","v":18.713400581727576},18.72582876544864,18.738256949169703,18.750685132890766,18.763113316611829,18.775541500332892,18.787969684053955,18.800397867775018,18.812826051496081,18.825254235217145,18.837682418938208,18.850110602659271,18.862538786380334,{"$f":"AI494*$B$747","v":18.874966970101411},{"$f":"AX494+($BM$494-$AX$494)/15","v":18.881381252955478},{"$f":"AY494+($BM$494-$AX$494)/15","v":18.887795535809545},18.894209818663612,18.900624101517678,18.907038384371745,18.913452667225812,18.919866950079879,18.926281232933945,18.932695515788012,18.939109798642079,18.945524081496146,18.951938364350212,18.958352647204279,18.964766930058346,{"$f":"AX494*$C$747","v":18.971181212912409},{"$f":"BM494+($BR$494-$BM$494)/5","v":18.97762819226703},{"$f":"BN494+($BR$494-$BM$494)/5","v":18.984075171621651},{"$f":"BO494+($BR$494-$BM$494)/5","v":18.990522150976272},{"$f":"BP494+($BR$494-$BM$494)/5","v":18.996969130330893},{"$f":"BM494*$D$747","v":19.003416109685507}]
["2005, DOE/EIA-0384(2005) (Washington, DC, July 2006).  2004 and 2005 ethanol prices derived from weekly spot prices in the Oxy Fuel News.  Projections:  EIA, AEO2007 National"]
["Energy Modeling System run aeo2007.d112106a."]
[]
[]
[]
["Raw EIA Price Data"]
["AEO 2005 Reference Case"]
[" Report #: DOE/EIA-0383(2005)"]
["Release date full report: January 2005"]
["Energy Prices"]
["Name of file: aeotab_3.xls"]
["http://www.eia.doe.gov/oiaf/aeo/index.html",null,null,null,null,null,null,null,null,null,null,null,null,null,null,null,null,null,null,null,null,null,null,null,null,null,{"$f":"Z676+($AI$506-$Y$676)/10","v":5.5529965108452508},{"$f":"AA506+($AI$506-$Y$676)/10","v":5.5809474506703411},5.6088983904954315,5.6368493303205218,5.6648002701456122,5.6927512099707025,5.7207021497957928,5.7486530896208832,{"$f":"T676*$E$742","v":5.77660402944597},{"$f":"AI506+($AX$506-$AI$506)/15","v":5.8419909425225587},{"$f":"AJ506+($AX$506-$AI$506)/15","v":5.9073778555991474},5.9727647686757361,6.0381516817523249,6.1035385948289136,6.1689255079055023,6.234312420982091,6.2996993340586798,6.3650862471352685,6.4304731602118572,6.4958600732884459,6.5612469863650347,6.6266338994416234,6.6920208125182121,{"$f":"AI506*$B$742","v":6.7574077255948062},{"$f":"AX506+($BM$506-$AX$506)/15","v":6.8243179096825601},{"$f":"AY506+($BM$506-$AX$506)/15","v":6.8912280937703141},6.958138277858068,7.025048461945822,7.091958646033576,7.1588688301213299,7.2257790142090839,7.2926891982968378,7.3595993823845918,7.4265095664723457,7.4934197505600997,7.5603299346478536,7.6272401187356076,7.6941503028233615,{"$f":"AX506*$C$742","v":7.7610604869111093},{"$f":"BM506+($BR$506-$BM$506)/5","v":7.8379085930167243},{"$f":"BN506+($BR$506-$BM$506)/5","v":7.9147566991223393},{"$f":"BO506+($BR$506-$BM$506)/5","v":7.9916048052279542},{"$f":"BP506+($BR$506-$BM$506)/5","v":8.0684529113335692},{"$f":"BM506*$D$742","v":8.1453010174391842}]
[null,null,null,null,null,null,null,null,null,null,null,null,null,null,null,null,null,null,null,null,null,null,null,null,null,null,{"$f":"Z677+($AI$507-$Y$677)/10","v":1.3364941226202385},{"$f":"AA507+($AI$507-$Y$677)/10","v":1.3402060190972878},1.343917915574337,1.3476298120513863,1.3513417085284356,1.3550536050054849,1.3587655014825342,1.3624773979595834,{"$f":"T677*$E$740","v":1.3661892944366323},{"$f":"AI507+($AX$507-$AI$507)/15","v":1.3701947313799723},{"$f":"AJ507+($AX$507-$AI$507)/15","v":1.3742001683233123},1.3782056052666523,1.3822110422099922,1.3862164791533322,1.3902219160966722,1.3942273530400122,1.3982327899833522,1.4022382269266922,1.4062436638700322,1.4102491008133722,1.4142545377567122,1.4182599747000522,1.4222654116433922,{"$f":"AI507*$B$740","v":1.4262708485867317},{"$f":"AX507+($BM$507-$AX$507)/15","v":1.428975877834666},{"$f":"AY507+($BM$507-$AX$507)/15","v":1.4316809070826002},1.4343859363305345,1.4370909655784687,1.439795994826403,1.4425010240743372,1.4452060533222715,1.4479110825702057,1.45061611181814,1.4533211410660742,1.4560261703140085,1.4587311995619427,1.461436228809877,1.4641412580578113,{"$f":"AX507*$C$740","v":1.4668462873057471},{"$f":"BM507+($BR$507-$BM$507)/5","v":1.4696282709053681},{"$f":"BN507+($BR$507-$BM$507)/5","v":1.4724102545049891},{"$f":"BO507+($BR$507-$BM$507)/5","v":1.4751922381046101},{"$f":"BP507+($BR$507-$BM$507)/5","v":1.4779742217042311},{"$f":"BM507*$D$740","v":1.4807562053038525}]
[" Table   3.  Energy Prices by Sector and Source"]
["                      (2003 Dollars per Million Btu, Unless Otherwise Noted)"]
[]
["","2002","2003","2004","2005","2006","2007","2008","2009","2010","2011","2012","2013","2014","2015","2016","2017","2018","2019","2020","2021","2022","2023","2024","2025",2026]
["","","","","","","","","","","","","","","","","","","","","","","","",""]
["","","","","","","","","","","","","","","","","","","","","","","","",""]
[" Residential",15.0220499038696,15.811363220214799,16.4251308441162,16.464759826660199,15.680528640747101,15.0112085342407,14.5817928314209,14.458288192749,14.326377868652299,14.293612480163601,14.4205980300903,14.6031141281128,14.8352861404419,14.979790687561,15.0010738372803,15.073490142822299,15.2468109130859,15.482013702392599,15.6422672271729,15.809124946594199,15.869408607482899,15.910493850708001,16.000511169433601,16.127393722534201]
["   Primary Energy 1/",8.3285751342773402,9.67810153961182,10.6516561508179,10.5737972259521,9.7301187515258807,9.2126417160034197,8.7946681976318395,8.5506849288940394,8.3542766571044904,8.2684001922607404,8.3419942855834996,8.4596767425537092,8.6078786849975604,8.7398357391357404,8.7483062744140607,8.7686567306518608,8.8867673873901403,9.0631914138793892,9.2055320739746094,9.3421277999877894,9.4150266647338903,9.4582109451293892,9.5390539169311506,9.6245632171630895]
["     Petroleum Products 2/",10.0436496734619,11.266843795776399,13.0600261688232,12.5262813568115,11.260459899902299,10.814398765564,10.6458578109741,10.453662872314499,10.443992614746101,10.420529365539601,10.4911556243896,10.5971431732178,10.650529861450201,10.7566242218018,10.8697347640991,10.955939292907701,11.0780487060547,11.222780227661101,11.364427566528301,11.5109758377075,11.6184797286987,11.7467203140259,11.8437652587891,11.9311771392822]
["       Distillate Fuel",8.3698368072509801,9.5702075958252006,10.537187576293899,10.120927810668899,9.0704116821289098,8.6811342239379901,8.4951152801513707,8.3145399093627894,8.2864685058593803,8.2537784576415998,8.2966070175170898,8.3739995956420898,8.4385089874267596,8.4884243011474592,8.5346355438232404,8.5863618850708008,8.7058753967285192,8.7835302352905291,8.8462095260620099,8.9105930328369105,8.9716310501098597,9.0270709991455096,9.0740833282470703,9.1169166564941406]
["       Liquefied Petroleum Gas",12.976583480835,14.582922935485801,17.5701904296875,17.073207855224599,15.3619232177734,14.740796089172401,14.555371284484901,14.281338691711399,14.253823280334499,14.190848350524901,14.252662658691399,14.348473548889199,14.316626548767101,14.447472572326699,14.6025552749634,14.6705665588379,14.712552070617701,14.8757133483887,15.056845664978001,15.2477731704712,15.3445425033569,15.4947566986084,15.580441474914601,15.645468711853001]
["     Natural Gas",7.8179483413696298,9.2187824249267596,9.9373922348022496,10.0359506607056,9.3121318817138707,8.7750911712646502,8.2899227142334002,8.0357856750488299,7.7935147285461399,7.6957306861877397,7.7737927436828604,7.89709520339966,8.0722961425781303,8.21258449554443,8.1957035064697301,8.2030982971191406,8.3247480392456108,8.5131444931030291,8.6595201492309606,8.7975921630859393,8.8660669326782209,8.8930187225341797,8.9751634597778303,9.0651559829711896]
["   Electricity",25.222642898559599,25.415189743041999,25.1893119812012,25.147850036621101,24.3894958496094,23.460399627685501,22.990982055664102,23.018142700195298,22.960025787353501,22.974227905273398,23.1215305328369,23.312740325927699,23.5714206695557,23.632020950317401,23.589054107666001,23.650138854980501,23.8146667480469,24.0346794128418,24.122148513793899,24.230636596679702,24.181154251098601,24.130558013916001,24.148235321044901,24.238166809081999]
["","","","","","","","","","","","","","","","","","","","","","","","",""]
[" Commercial",15.064169883728001,15.629265785217299,15.835299491882299,15.918291091918899,15.0829524993896,14.3196773529053,13.910519599914601,13.8424997329712,13.762632369995099,13.8186712265015,14.058515548706101,14.316973686218301,14.661353111267101,14.869439125061,14.9301090240479,15.044508934021,15.2485342025757,15.517853736877401,15.7009220123291,15.889198303222701,15.933961868286101,15.975202560424799,16.0630493164063,16.195989608764599]
["   Primary Energy 1/",6.5697088241577104,7.9157042503356898,8.3734645843505895,8.3683490753173793,7.7444124221801802,7.3380589485168501,7.0368156433105504,6.9020848274231001,6.8100509643554696,6.84179735183716,6.8974781036376998,6.9808845520019496,7.1057710647582999,7.20139837265015,7.18692874908447,7.1932849884033203,7.2944316864013699,7.4377117156982404,7.5399260520935103,7.6392593383789098,7.6873850822448704,7.6958703994751003,7.7559337615966797,7.8220491409301802]
["     Petroleum Products 2/",6.9482707977294904,8.0266513824462908,8.9197750091552699,8.6532449722290004,7.9109911918640101,7.48618364334106,7.32971286773682,7.1282916069030797,7.1344366073608398,7.2035880088806197,7.21549415588379,7.2433881759643599,7.2548027038574201,7.2826437950134304,7.3254833221435502,7.3667011260986301,7.4382300376892099,7.5099358558654803,7.5474686622619602,7.6315479278564498,7.69354152679443,7.7161302566528303,7.7569241523742702,7.8363184928893999]
["       Distillate Fuel",6.1493649482727104,7.03082323074341,7.7272844314575204,7.4210705757141104,6.8826036453247097,6.5409913063049299,6.4167842864990199,6.2535924911498997,6.2965154647827104,6.4007697105407697,6.4218788146972701,6.4483299255371103,6.4679012298584002,6.4912290573120099,6.52826023101807,6.5738272666931197,6.6604804992675799,6.7330570220947301,6.75683689117432,6.8434348106384304,6.9099073410034197,6.9186587333679199,6.9633812904357901,7.0585165023803702]
["       Residual Fuel",4.2683343887329102,4.9646224975585902,5.0606441497802699,5.3499689102172896,5.0606269836425799,4.6454811096191397,4.44089698791504,4.3064308166503897,4.2577414512634304,4.3118896484375,4.3638815879821804,4.4166550636291504,4.4711151123046902,4.5238728523254403,4.5756058692932102,4.6275658607482901,4.6890521049499503,4.7516570091247603,4.8052668571472203,4.8599562644958496,4.9139251708984402,4.9674754142761204,5.0218071937561,5.0773591995239302]
["     Natural Gas",6.6170339584350604,8.0769119262695295,8.4474086761474592,8.5042705535888707,7.8856530189514196,7.4673976898193404,7.1177520751953098,6.9923906326293901,6.8716683387756303,6.8934268951415998,6.9598770141601598,7.0576272010803196,7.21203565597534,7.32529544830322,7.2944836616516104,7.2903637886047399,7.3995337486267099,7.56237888336182,7.6814393997192401,7.78521823883057,7.8287162780761701,7.8313083648681596,7.8953433036804199,7.9576945304870597,{"$f":"Y527+($AI$357-$Y$527)/10","v":8.0099991534203383}]
["   Electricity",23.353584289550799,23.2374382019043,23.0415229797363,22.938554763793899,21.8424968719482,20.6924953460693,20.1292018890381,20.063879013061499,19.9343872070313,19.938108444213899,20.262083053588899,20.589830398559599,21.038742065429702,21.2544975280762,21.300868988037099,21.4323215484619,21.647081375122099,21.937980651855501,22.104045867919901,22.281753540039102,22.24875831604,22.2471523284912,22.287950515747099,22.4030246734619,{"$f":"Y528+($AI$358-$Y$528)/10","v":22.313820934181763}]
["","","","","","","","","","","","","","","","","","","","","","","","",""]
[" Industrial 3/",6.3922061920165998,7.7839651107788104,8.7301359176635707,8.5276689529418892,7.7321057319641104,7.2916359901428196,7.0938224792480504,6.9649901390075701,6.8520793914794904,6.8315567970275897,6.8953166007995597,6.99013376235962,7.1103782653808603,7.2379879951477104,7.276611328125,7.3343372344970703,7.4634890556335396,7.6215224266052202,7.7529444694518999,7.8803434371948198,7.9471721649169904,7.99715328216553,8.05676174163818,8.1260271072387695]
["   Primary Energy",4.9298634529113796,6.4939708709716797,7.4592456817626998,7.2321572303771999,6.3973078727722203,5.9808039665222203,5.7940292358398402,5.64864206314087,5.54791307449341,5.5448842048645002,5.5862631797790501,5.6484580039978001,5.7157526016235396,5.8273496627807599,5.8644676208496103,5.9049983024597203,6.0105843544006303,6.1420850753784197,6.2661328315734899,6.3902029991149902,6.4639844894409197,6.5222811698913601,6.5781168937683097,6.6401424407959002,null,{"$f":"Z701+($AI$531-$Y$701)/10","v":1.6707610713595051},{"$f":"AA531+($AI$531-$Y$701)/10","v":1.7872284374395671},1.903695803519629,2.0201631695996909,2.1366305356797528,2.2530979017598147,2.3695652678398766,2.4860326339199386,2.6025,{"$f":"AI531+($BM$531-$AI$531)/30","v":2.6824166666666667},{"$f":"AJ531+($BM$531-$AI$531)/30","v":2.7623333333333333},2.8422499999999999,2.9221666666666666,3.0020833333333332,3.0819999999999999,3.1619166666666665,3.2418333333333331,3.3217499999999998,3.4016666666666664,3.481583333333333,3.5614999999999997,3.6414166666666663,3.7213333333333329,3.8012499999999996,3.8811666666666662,3.9610833333333328,4.0409999999999995,4.1209166666666661,4.2008333333333328,4.2807499999999994,4.360666666666666,4.4405833333333327,4.5204999999999993,4.6004166666666659,4.6803333333333326,4.7602499999999992,4.8401666666666658,4.9200833333333325,5,5.0799166666666666,5.1598333333333333,5.2397499999999999,5.3196666666666665,5.3995833333333332]
["     Petroleum Products 2/",6.5291514396667498,8.2850980758666992,9.8001232147216797,9.3072748184204102,8.1255960464477504,7.6394152641296396,7.5353851318359402,7.29905128479004,7.2437157630920401,7.2615475654602104,7.28952884674072,7.3323044776916504,7.3129158020019496,7.4180650711059597,7.5101509094238299,7.5518846511840803,7.6326026916503897,7.7444272041320801,7.8752341270446804,8.0334920883178693,8.1469945907592791,8.2539978027343803,8.3047761917114293,8.3638219833374006,null,8.7353999999999985,8.7353999999999985,8.7353999999999985,8.7353999999999985,8.7353999999999985,8.7353999999999985,8.7353999999999985,8.2799999999999994,8.2799999999999994,{"$f":"AI532+($AX$532-$AI$532)/15","v":8.2855063337213686},{"$f":"AJ532+($AX$532-$AI$532)/15","v":8.2910126674427378},8.296519001164107,8.3020253348854762,8.3075316686068454,8.3130380023282147,8.3185443360495839,8.3240506697709531,8.3295570034923223,8.3350633372136915,8.3405696709350607,8.34607600465643,8.3515823383777992,8.3570886720991684,{"$f":"AI532*$B$747","v":8.3625950058205305},{"$f":"AX532+($BM$532-$AX$532)/15","v":8.3654368677345836},{"$f":"AY532+($BM$532-$AX$532)/15","v":8.3682787296486367},8.3711205915626898,8.373962453476743,8.3768043153907961,8.3796461773048492,8.3824880392189023,8.3853299011329554,8.3881717630470085,8.3910136249610616,8.3938554868751147,8.3966973487891678,8.399539210703221,8.4023810726172741,{"$f":"AX532*$C$747","v":8.4052229345313236},{"$f":"BM532+($BR$532-$BM$532)/5","v":8.4080792827007791},{"$f":"BN532+($BR$532-$BM$532)/5","v":8.4109356308702345},{"$f":"BO532+($BR$532-$BM$532)/5","v":8.41379197903969},{"$f":"BP532+($BR$532-$BM$532)/5","v":8.4166483272091455},{"$f":"BM532*$D$747","v":8.4195046753785974}]
["       Distillate Fuel",6.3323707580566397,7.2384452819824201,7.96527099609375,7.6527137756347701,7.15256595611572,6.8207654953002903,6.8779778480529803,6.7174663543701199,6.78255271911621,7.1339807510376003,7.1601362228393599,7.1876134872436497,7.1760501861572301,7.19400835037231,7.2192950248718297,7.2771706581115696,7.32332468032837,7.37906789779663,7.3721222877502397,7.4461221694946298,7.5145907402038601,7.4954967498779297,7.5633401870727504,7.7325506210327104,null,4.78,4.78,4.78,4.78,4.78,4.78,4.78,4.78,4.78,4.78,4.78,4.78,4.78,4.78,4.78,4.78,4.78,4.78,4.78,4.78,4.78,4.78,4.78,4.78,4.78,4.78,4.78,4.78,4.78,4.78,4.78,4.78,4.78,4.78,4.78,4.78,4.78,4.78,4.78,4.78,4.78,4.78,4.78,4.78]
["       Liquefied Petroleum Gas",8.4833917617797905,12.566796302795399,15.1470994949341,13.2375335693359,11.1595468521118,10.509430885314901,10.3245944976807,10.044970512390099,10.0157480239868,9.9449577331543004,10.002993583679199,10.097089767456101,10.020875930786101,10.2241611480713,10.3367824554443,10.319104194641101,10.409514427185099,10.552604675293001,10.737306594848601,10.9299325942993,11.0452260971069,11.198148727416999,11.303442955017101,11.352322578430201,null,{"$f":"AA533*GJ_p_MMBtu","v":{"$error":"#NAME?"}},{"$error":"#NAME?"},{"$error":"#NAME?"},{"$error":"#NAME?"},{"$error":"#NAME?"},{"$error":"#NAME?"},{"$error":"#NAME?"},{"$f":"AH533*GJ_p_MMBtu","v":{"$error":"#NAME?"}},{"$error":"#NAME?"},{"$error":"#NAME?"},{"$error":"#NAME?"},{"$error":"#NAME?"},{"$error":"#NAME?"},{"$error":"#NAME?"},{"$error":"#NAME?"},{"$error":"#NAME?"},{"$error":"#NAME?"},{"$error":"#NAME?"},{"$error":"#NAME?"},{"$error":"#NAME?"},{"$error":"#NAME?"},{"$error":"#NAME?"},{"$error":"#NAME?"},{"$error":"#NAME?"},{"$error":"#NAME?"},{"$error":"#NAME?"},{"$error":"#NAME?"},{"$error":"#NAME?"},{"$error":"#NAME?"},{"$error":"#NAME?"},{"$error":"#NAME?"},{"$error":"#NAME?"},{"$error":"#NAME?"},{"$error":"#NAME?"},{"$error":"#NAME?"},{"$error":"#NAME?"},{"$error":"#NAME?"},{"$error":"#NAME?"},{"$error":"#NAME?"},{"$f":"BN533*GJ_p_MMBtu","v":{"$error":"#NAME?"}},{"$f":"BO533*GJ_p_MMBtu","v":{"$error":"#NAME?"}},{"$f":"BP533*GJ_p_MMBtu","v":{"$error":"#NAME?"}},{"$f":"BQ533*GJ_p_MMBtu","v":{"$error":"#NAME?"}},{"$f":"BR533*GJ_p_MMBtu","v":{"$error":"#NAME?"}}]
["       Residual Fuel",3.9384419918060298,4.5867881774902299,4.6800308227539098,4.9388971328735396,4.6724338531494096,4.2573971748352104,4.0660681724548304,3.9201312065124498,3.8699574470520002,3.9242179393768302,3.9701111316680899,4.0123748779296902,4.03127193450928,4.0987625122070304,4.1393604278564498,4.1877317428588903,4.2278647422790501,4.2813539505004901,4.3376803398132298,4.4096555709838903,4.4638853073120099,4.5156707763671902,4.5648870468139604,4.6165790557861301]
["     Natural Gas 4/",3.88655662536621,5.55936574935913,6.0491561889648402,6.0767245292663601,5.4288315773010298,4.9784579277038601,4.6095819473266602,4.5152282714843803,4.3734540939331099,4.3719940185546902,4.4435229301452601,4.5411396026611301,4.7005810737609899,4.81768798828125,4.7900476455688503,4.8231658935546902,4.9558763504028303,5.1147346496581996,5.2329874038696298,5.3250308036804199,5.3559622764587402,5.3499736785888699,5.4079699516296396,5.4724006652831996,{"$f":"Y536+($AI$366-$Y$536)/10","v":5.502911815190215}]
["     Metallurgical Coal",1.88388228416443,1.8499996662139899,1.9631321430206301,1.9065624475479099,1.8876701593398999,1.8568421602249101,1.8503668308258101,1.8461718559265099,1.81827020645142,1.79229772090912,1.7775920629501301,1.7720992565155,1.7673192024230999,1.76388168334961,1.7582092285156301,1.7531107664108301,1.7537478208541899,1.7550060749053999,1.75110328197479,1.741095662117,1.72283828258514,1.7066173553466799,1.6973831653595,1.68216860294342]
["     Steam Coal",1.5976041555404701,1.5543407201767001,1.5665656328201301,1.6037170886993399,1.59409379959106,1.5766631364822401,1.5775339603424099,1.5708864927291899,1.5649564266204801,1.56413578987122,1.5547889471054099,1.54732978343964,1.54787278175354,1.5495419502258301,1.5494637489318801,1.5568271875381501,1.55967605113983,1.5613601207733201,1.5625598430633501,1.5681461095809901,1.5708984136581401,1.6035954952239999,1.60524129867554,1.6024739742279099]
["   Electricity",14.734835624694799,15.0261535644531,15.7151737213135,15.5977983474731,15.0554456710815,14.415571212768601,14.123340606689499,14.033378601074199,13.8423414230347,13.6992740631104,13.8484916687012,14.089280128479,14.438159942626999,14.622407913208001,14.680962562561,14.817166328430201,15.035754203796399,15.3131446838379,15.467190742492701,15.608844757080099,15.623446464538601,15.6070909500122,15.6627254486084,15.7515544891357,{"$f":"Y539+($AI$369-$Y$539)/10","v":15.681619149325263}]
["","","","","","","","","","","","","","","","","","","","","","","","",""]
[" Transportation",10.068477630615201,11.4567165374756,12.984972000122101,12.646059036254901,12.0215864181519,11.451254844665501,11.2903280258179,11.054517745971699,10.953487396240201,10.9616088867188,10.9120273590088,10.9370317459106,10.932166099548301,10.949841499328601,10.9948740005493,11.046938896179199,11.074780464172401,11.117128372192401,11.155697822570801,11.209436416626,11.2737817764282,11.3331050872803,11.350456237793001,11.462995529174799]
["   Primary Energy",10.0396184921265,11.4297380447388,12.961000442504901,12.6219329833984,11.9984340667725,11.4290685653687,11.2685947418213,11.0320892333984,10.930870056152299,10.938961982727101,10.8886499404907,10.913072586059601,10.9073333740234,10.9247722625732,10.969937324523899,11.021965980529799,11.049379348754901,11.0911350250244,11.129392623901399,11.182910919189499,11.247509956359901,11.307147026061999,11.324338912963899,11.436959266662599]
["     Petroleum Products 2/",10.0409812927246,11.431476593017599,12.9638833999634,12.6248769760132,12.0015964508057,11.432228088378899,11.2722625732422,11.0358724594116,10.934929847717299,10.9432172775269,10.892875671386699,10.9173030853271,10.911340713501,10.928663253784199,10.9740562438965,11.026309967041,11.0536193847656,11.0952548980713,11.1333513259888,11.1867895126343,11.251508712768601,11.3113117218018,11.328408241271999,11.4412240982056]
["       Distillate Fuel 5/",9.5535230636596697,10.9202365875244,12.0208587646484,11.5461339950562,11.286841392517101,11.003821372985801,10.8476676940918,10.675346374511699,10.7599039077759,10.8244476318359,10.807107925415,10.788902282714799,10.7359352111816,10.7108716964722,10.6978845596313,10.720422744751,10.715018272399901,10.7237329483032,10.658562660217299,10.6896152496338,10.7133436203003,10.6396188735962,10.6814889907837,10.8466644287109,{"$f":"Y544+($AI$374-$Y$544)/10","v":11.215393895691953}]
["       Jet Fuel 6/",6.0538434982299796,6.4578518867492702,8.1168746948242205,7.6875572204589799,7.0150871276855504,6.5790328979492196,6.5712537765502903,6.42602443695068,6.2476048469543501,6.2184038162231401,6.2436552047729501,6.2858424186706499,6.2737250328064,6.2926135063171396,6.3336305618286097,6.3623290061950701,6.4419050216674796,6.5377755165100098,6.5789065361022896,6.7034192085266104,6.8036813735961896,6.8691210746765101,6.8930430412292498,6.9258189201354998]
["       Motor Gasoline 7/",11.3207235336304,12.9284992218018,14.6530704498291,14.346965789794901,13.634911537170399,12.9354457855225,12.7248182296753,12.444727897644,12.3216390609741,12.333900451660201,12.228641510009799,12.2244319915771,12.232741355896,12.2594261169434,12.3207359313965,12.3872022628784,12.4125566482544,12.451280593872101,12.520702362060501,12.5581102371216,12.622034072876,12.7203483581543,12.7153625488281,12.8139133453369,{"$f":"Y546+($AI$376-$Y$546)/10","v":13.239838295522954}]
["       Residual Fuel",3.83150410652161,4.4939312934875497,4.5839381217956499,4.8374905586242702,4.5451078414917001,4.1204147338867196,3.9213058948516801,3.7859048843383798,3.7380118370056201,3.79148626327515,3.8454215526580802,3.8996179103851301,3.9557838439941402,4.0096635818481401,4.0587000846862802,4.1115031242370597,4.1679596900939897,4.2270021438598597,4.2823433876037598,4.3368558883667001,4.3924484252929696,4.4465680122375497,4.5027370452880904,4.5619544982910201]
["       Liquefied Petroleum Gas8/",15.146578788757299,16.654964447021499,20.603065490722699,20.419296264648398,16.382719039916999,15.8189392089844,15.6014108657837,15.311073303222701,15.2448682785034,15.179443359375,15.2014074325562,15.2481698989868,15.181710243225099,15.278540611267101,15.3825387954712,15.370577812194799,15.3893880844116,15.510032653808601,15.6597127914429,15.774450302124,15.847083091735801,16.037206649780298,16.107362747192401,16.244932174682599]
["     Natural Gas 9/",7.2317700386047399,9.0444478988647496,9.7142534255981392,9.7951860427856392,9.2951183319091797,8.9833269119262695,8.7195968627929705,8.6326360702514595,8.5613536834716797,8.6190090179443395,8.7080965042114293,8.8271207809448207,8.9910020828247106,9.1132879257202095,9.1042909622192401,9.1039905548095703,9.2009325027465803,9.3432521820068395,9.4465293884277308,9.5402717590331996,9.5791873931884801,9.5845136642456108,9.6436891555786097,9.694091796875]
["     Ethanol (E85) 10/",14.6543264389038,16.232709884643601,19.6646022796631,19.5902194976807,19.473403930664102,18.312351226806602,18.154972076416001,17.744245529174801,17.108533859252901,16.985416412353501,16.891477584838899,17.106473922729499,17.298709869384801,17.370653152465799,17.404756546020501,17.4316711425781,17.495216369628899,17.111986160278299,17.221326828002901,17.6731853485107,17.676996231079102,17.866504669189499,17.993064880371101,18.128524780273398,{"$f":"Y550+($AI$380-$Y$550)/10","v":18.036478922002154}]
["   Electricity",20.034517288208001,20.636144638061499,21.1998176574707,20.923387527465799,19.967187881469702,19.089002609252901,18.799640655517599,18.828804016113299,18.807792663574201,18.831340789794901,19.0241508483887,19.232509613037099,19.521226882934599,19.590469360351602,19.544775009155298,19.5792236328125,19.706111907958999,19.899772644043001,19.988050460815401,20.054973602294901,19.979206085205099,19.890190124511701,19.9172687530518,19.9590148925781]
["","","","","","","","","","","","","","","","","","","","","","","","",""]
[" Average End-Use Energy",10.2607097625732,11.4965677261353,12.498481750488301,12.3126974105835,11.5857706069946,11.0374755859375,10.8027191162109,10.6485815048218,10.5555610656738,10.564617156982401,10.6249675750732,10.7333173751831,10.851320266723601,10.9544372558594,11.0046529769897,11.070010185241699,11.175311088561999,11.313448905944799,11.4217777252197,11.534593582153301,11.6029949188232,11.660957336425801,11.7183265686035,11.827390670776399]
["   Primary Energy",7.8488264083862296,9.3171482086181605,10.5270042419434,10.2914838790894,9.5772314071655291,9.0944671630859393,8.8957033157348597,8.7092790603637695,8.6138839721679705,8.6225843429565394,8.6363019943237305,8.7009534835815394,8.7555856704711896,8.8331260681152308,8.8750228881835902,8.9212465286254901,8.9933633804321307,9.0904560089111293,9.1763067245483398,9.2688179016113299,9.3425512313842791,9.4030828475952095,9.4481410980224592,9.5455484390258807]
["   Electricity",21.599882125854499,21.735733032226602,21.728578567504901,21.659519195556602,20.859115600585898,19.947565078735401,19.5044040679932,19.468164443969702,19.363897323608398,19.340778350830099,19.565423965454102,19.829431533813501,20.184032440185501,20.348131179809599,20.384618759155298,20.4941310882568,20.6934413909912,20.961088180541999,21.1064147949219,21.2582683563232,21.2429523468018,21.2300205230713,21.277418136596701,21.3841457366943]
["","","","","","","","","","","","","","","","","","","","","","","","",""]
[" Electric Power 11/","","","","","","","","","","","","","","","","","","","","","","","",""]
["   Fossil Fuel Average",1.8996955156326301,2.2409727573394802,2.4238619804382302,2.3792355060577401,2.2243471145629901,2.11745405197144,2.0720956325531001,2.06648945808411,2.0576293468475302,2.0898380279540998,2.13185787200928,2.1827101707458501,2.2442750930786102,2.2846662998199498,2.2886507511138898,2.31255102157593,2.3658699989318799,2.41897773742676,2.4451649188995401,2.4616906642913801,2.4596512317657502,2.4499151706695601,2.46315670013428,2.4591720104217498]
["     Petroleum Products",4.3748912811279297,5.2786889076232901,5.9517397880554199,5.8145914077758798,5.36482858657837,4.9555935859680202,4.76583051681519,4.6106519699096697,4.5544371604919398,4.5760931968689,4.6005949974060103,4.65545606613159,4.7050404548645002,4.76641750335693,4.8219771385192898,4.8744759559631303,4.9555630683898899,5.0235657691955602,5.0990805625915501,5.1768889427185103,5.2447147369384801,5.3197603225707999,5.3696103096008301,5.4173326492309597]
["       Distillate Fuel",5.6938004493713397,6.4773354530334499,7.1750502586364702,6.8899459838867196,6.2672758102417001,5.8609590530395499,5.6430783271789604,5.4534807205200204,5.3617582321167001,5.3288640975952104,5.3712139129638699,5.41644287109375,5.4747476577758798,5.5268063545227104,5.5894103050231898,5.6297807693481401,5.7926478385925302,5.9167857170104998,6.0082931518554696,6.11431789398193,6.21482229232788,6.2930455207824698,6.3174986839294398,6.3298768997192401]
["       Residual Fuel",3.9850425720214799,4.7911210060119602,5.5054435729980504,5.3836607933044398,4.9928164482116699,4.5735058784484899,4.37508344650269,4.2357888221740696,4.1871180534362802,4.2367839813232404,4.2823972702026403,4.3351020812988299,4.38077735900879,4.4392328262329102,4.4927945137023899,4.5466628074645996,4.5988087654113796,4.6550941467285201,4.7130184173584002,4.7694864273071298,4.8261427879333496,4.8835220336914098,4.9410810470581099,5.0030183792114302]
["     Natural Gas",3.6857740879058798,5.4593739509582502,5.9836626052856401,5.9217834472656303,5.2677536010742196,4.83196926116943,4.4959845542907697,4.3869647979736301,4.2738447189331099,4.3073697090148899,4.4138617515564,4.5377993583679199,4.6997785568237296,4.8059244155883798,4.7723231315612802,4.7962751388549796,4.93237209320068,5.0951194763183603,5.2029786109924299,5.2939982414245597,5.3285460472106898,5.3187093734741202,5.3844461441040004,5.4420223236084002,{"$f":"Y562+($AI$392-$Y$562)/10","v":5.4722581683132612}]
["     Steam Coal",1.2699717283248899,1.27919089794159,1.2833664417266799,1.28942894935608,1.29215919971466,1.28011155128479,1.2771430015564,1.2664887905120801,1.2516112327575699,1.2440552711486801,1.2386393547058101,1.23525643348694,1.23468470573425,1.2341449260711701,1.23174548149109,1.2347780466079701,1.23870933055878,1.2427853345871001,1.24646520614624,1.2552444934845,1.26424860954285,1.2944931983947801,1.3030458688736,1.30599772930145,{"$f":"Y563+($AI$393-$Y$563)/10","v":1.3088234854404943}]
["","","","","","","","","","","","","","","","","","","","","","","","",""]
[" Average Price to All Users 12/","","","","","","","","","","","","","","","","","","","","","","","",""]
["   Petroleum Products 2/",9.0916013717651403,10.5092258453369,12.005053520202599,11.630154609680201,10.867414474487299,10.341483116149901,10.206826210021999,9.9809312820434606,9.9117403030395508,9.9329805374145508,9.9184780120849592,9.9575662612915004,9.9538516998290998,10.000968933105501,10.066521644592299,10.122728347778301,10.166119575500501,10.2242088317871,10.2887620925903,10.370365142822299,10.451409339904799,10.528607368469199,10.560112953186,10.6600894927979]
["     Distillate Fuel",8.7129955291747994,9.89868068695068,10.9323616027832,10.516496658325201,10.0722150802612,9.7644062042236293,9.6708259582519496,9.5059432983398402,9.5328626632690394,9.6073579788208008,9.6717586517334002,9.7472448348999006,9.7227439880371094,9.7185726165771502,9.7264575958252006,9.7659683227539098,9.7933034896850604,9.8243274688720703,9.7878532409668004,9.8349857330322301,9.8761272430419904,9.8313732147216797,9.8799133300781303,10.0311069488525]
["     Jet Fuel",6.0538434982299796,6.4578518867492702,8.1168746948242205,7.6875572204589799,7.0150871276855504,6.5790328979492196,6.5712537765502903,6.42602443695068,6.2476048469543501,6.2184038162231401,6.2436552047729501,6.2858424186706499,6.2737250328064,6.2926135063171396,6.3336305618286097,6.3623290061950701,6.4419050216674796,6.5377755165100098,6.5789065361022896,6.7034192085266104,6.8036813735961896,6.8691210746765101,6.8930430412292498,6.9258189201354998]
["     Liquefied Petroleum Gas",9.5166797637939506,13.0396432876587,15.6858806610107,14.0742273330688,12.086350440979,11.4653730392456,11.285403251647899,11.0092105865479,10.989564895629901,10.925596237182599,10.987684249877899,11.0838632583618,11.0187425613403,11.2084665298462,11.3385829925537,11.336560249328601,11.412732124328601,11.5561437606812,11.7385349273682,11.9240121841431,12.033415794372599,12.184607505798301,12.2847499847412,12.335958480835]
["     Motor Gasoline 7/",11.3185987472534,12.9258327484131,14.650143623352101,14.3442440032959,13.623025894165,12.923449516296399,12.7128458023071,12.432819366455099,12.310016632080099,12.3222455978394,12.2171115875244,12.2130832672119,12.22132396698,12.248191833496101,12.309587478637701,12.376181602478001,12.4016332626343,12.440443038940399,12.509931564331101,12.547391891479499,12.611403465271,12.7098541259766,12.7049369812012,12.8036108016968]
["     Residual Fuel",3.9308724403381299,4.6628575325012198,5.07232666015625,5.1433629989623997,4.8060836791992196,4.3862032890319798,4.1832194328308097,4.0440359115600604,3.9943466186523402,4.04720115661621,4.0966601371765101,4.1477751731872603,4.19142723083496,4.2503523826599103,4.3018612861633301,4.3527650833129901,4.4055538177490199,4.4662823677062997,4.5225110054016104,4.5828208923339799,4.6386957168579102,4.6918659210205096,4.7469024658203098,4.8068332672119096]
["   Natural Gas",5.1461992263793901,6.8558807373046902,7.3508329391479501,7.3838677406311,6.7167663574218803,6.2544136047363299,5.8490047454834002,5.6922402381896999,5.5182204246520996,5.4887638092040998,5.5592789649963397,5.6574964523315403,5.8102455139160201,5.9230461120605504,5.8875889778137198,5.8938632011413601,6.0147280693054199,6.1772904396057102,6.2973737716674796,6.40012407302856,6.4435343742370597,6.4505195617675799,6.5169725418090803,6.5874438285827601]
["   Coal",1.2938040494918801,1.29924309253693,1.30395972728729,1.3117660284042401,1.3130011558532699,1.3001606464386,1.2972036600112899,1.28666663169861,1.2722240686416599,1.2649568319320701,1.25909507274628,1.25531446933746,1.25464415550232,1.25405156612396,1.2516055107116699,1.25465047359467,1.2582825422287001,1.2619441747665401,1.26514172554016,1.27338314056396,1.2817230224609399,1.31160092353821,1.3194112777710001,1.3217089176178001]
["   Ethanol (E85) 10/",14.6543264389038,16.232709884643601,19.6646022796631,19.5902194976807,19.473403930664102,18.312351226806602,18.154972076416001,17.744245529174801,17.108533859252901,16.985416412353501,16.891477584838899,17.106473922729499,17.298709869384801,17.370653152465799,17.404756546020501,17.4316711425781,17.495216369628899,17.111986160278299,17.221326828002901,17.6731853485107,17.676996231079102,17.866504669189499,17.993064880371101,18.128524780273398]
["   Electricity",21.599882125854499,21.735733032226602,21.728578567504901,21.659519195556602,20.859115600585898,19.947565078735401,19.5044040679932,19.468164443969702,19.363897323608398,19.340778350830099,19.565423965454102,19.829431533813501,20.184032440185501,20.348131179809599,20.384618759155298,20.4941310882568,20.6934413909912,20.961088180541999,21.1064147949219,21.2582683563232,21.2429523468018,21.2300205230713,21.277418136596701,21.3841457366943]
["","","","","","","","","","","","","","","","","","","","","","","","",""]
["Non-Renewable Energy Expenditures by Sector","","","","","","","","","","","","","","","","","","","","","","","",""]
["(billion 2003 dollars)","","","","","","","","","","","","","","","","","","","","","","","",""]
[" Residential",163.90481567382801,177.16523742675801,181.72630310058599,185.23806762695301,178.77069091796901,174.57431030273401,173.49729919433599,174.68045043945301,175.87545776367199,177.93170166015599,181.97520446777301,185.45910644531301,189.89924621582,193.20950317382801,195.50482177734401,197.60719299316401,201.40017700195301,205.80612182617199,209.76078796386699,212.75457763671901,215.110427856445,217.42091369628901,220.97119140625,223.85739135742199]
[" Commercial",122.690147399902,128.153732299805,130.48348999023401,132.28971862793,128.48481750488301,125.5166015625,125.36106109619099,127.820442199707,129.92327880859401,133.10743713378901,137.92835998535199,142.925369262695,148.816970825195,153.52194213867199,157.03869628906301,161.345138549805,166.52362060546901,172.33033752441401,177.27947998046901,182.50421142578099,186.391357421875,190.50810241699199,195.38455200195301,200.92575073242199]
[" Industrial",124.39901733398401,147.11244201660199,168.10716247558599,167.31402587890599,151.68084716796901,143.54243469238301,141.56742858886699,140.77819824218801,139.57333374023401,140.39901733398401,142.75350952148401,145.42568969726599,149.20526123046901,152.35485839843801,153.50325012207,156.35830688476599,160.767654418945,165.76315307617199,169.931716918945,173.961990356445,176.65931701660199,179.21453857421901,182.00726318359401,184.95687866210901]
[" Transportation",263.72879028320301,302.59255981445301,352.23770141601602,351.05020141601602,340.83407592773398,332.5693359375,335.96701049804699,336.85531616210898,341.13198852539102,348.16427612304699,352.90618896484398,359.69818115234398,365.95080566406301,372.46246337890602,379.283447265625,387.02755737304699,393.88119506835898,401.07183837890602,407.83190917968801,415.10699462890602,423.06927490234398,431.36416625976602,438.52017211914102,449.30920410156301]
["   Total Non-Renewable Expenditures",674.72277832031295,755.02398681640602,832.5546875,835.89202880859398,799.77044677734398,776.20269775390602,776.392822265625,780.13439941406295,786.50402832031295,799.60241699218795,815.563232421875,833.50836181640602,853.872314453125,871.54876708984398,885.33020019531295,902.33819580078102,922.57263183593795,944.971435546875,964.80389404296898,984.32775878906295,1001.23034667969,1018.50769042969,1036.88317871094,1059.04919433594]
["   Transportation Renewable Expenditures",1.1704622767865699E-2,1.72001253813505E-2,2.0739471539855E-2,2.2893460467457799E-2,2.3359816521406201E-2,2.56899110972881E-2,2.8361881151795401E-2,3.0972529202699699E-2,3.4895084798336001E-2,3.86636592447758E-2,4.1480015963315998E-2,4.3943785130977603E-2,4.6801801770925501E-2,4.9450792372226701E-2,5.3890265524387401E-2,5.8303136378526701E-2,6.2215700745582601E-2,6.0202639549970599E-2,6.6687978804111495E-2,6.8060472607612596E-2,7.0131160318851499E-2,7.4032962322235094E-2,7.6179362833499895E-2,7.9960107803344699E-2]
["   Total Expenditures",674.73449707031295,755.04119873046898,832.575439453125,835.91491699218795,799.79382324218795,776.22839355468795,776.42120361328102,780.16534423828102,786.53894042968795,799.64105224609398,815.604736328125,833.55230712890602,853.91912841796898,871.59820556640602,885.38409423828102,902.396484375,922.63482666015602,945.03161621093795,964.87060546875,984.39581298828102,1001.30047607422,1018.58172607422,1036.95935058594,1059.12915039063]
["Woody Biomass","See High A Case"]
["Methanol","See High A Case"]
["","","","","","","","","","","","","","","","","","","","","","","","",""]
["   1/ Weighted average price includes fuels below as well as coal."]
["   2/ This quantity is the weighted average for all petroleum products, not just those listed below."]
["   3/ Includes energy for combined heat and power plants, except those whose primary business is to sell electricity, or electricity and heat, to the public."]
["   4/ Excludes use for lease and plant fuel."]
["   5/ Diesel fuel containing 500 parts per million (ppm) or 15 ppm sulfur.  Price includes Federal and State taxes while excluding county and local taxes."]
["   6/ Kerosene-type jet fuel.  Price includes Federal and State taxes while excluding county and local taxes."]
["   7/ Sales weighted-average price for all grades. Includes Federal, State, and local taxes."]
["   8/ Includes Federal and State taxes while excluding county and local taxes."]
["   9/ Compressed natural gas used as a vehicle fuel.  Price includes estimated motor vehicle fuel taxes."]
["   10/ E85 refers to a blend of 85 percent ethanol (renewable) and 15 percent motor gasoline (nonrenewable).  To address cold starting issues, the percentage of ethanol actually"]
["varies seasonally.  The annual average ethanol content of 74 percent is used for this forecast."]
["   11/ Includes electricity-only and combined heat and power plants whose primary business is to sell electricity, or electricity and heat, to the public."]
["   12/ Weighted averages of end-use fuel prices are derived from the prices shown in each sector and the corresponding sectoral consumption."]
["   Btu = British thermal unit."]
["   Note:  Data for 2002 and 2003 are model results and may differ slightly from official EIA data reports."]
["   Sources:  2002 and 2003 prices for motor gasoline, distillate, and jet fuel are based on prices in the Energy Information Administration (EIA), Petroleum Marketing Annual"]
["2003, DOE/EIA-0487(2003) (Washington, DC, August 2004).  2002 residential and commercial natural gas delivered prices:  EIA, Natural Gas Annual 2002, DOE/EIA-0131(2002)"]
["(Washington, DC, January 2004).  2003 residential and commercial natural gas delivered prices:  EIA, Natural Gas Monthly, DOE/EIA-0130(2004/07) (Washington, DC, July 2004)."]
["2002 and 2003 electric power sector natural gas prices:  EIA, Electric Power Monthly, DOE/EIA-0226, May 2003 through April 2004, Table 4.11.A.  2002 and 2003 industrial natural"]
["gas delivered prices are estimated based on:  EIA, Manufacturing Energy Consumption Survey 1994 and industrial and wellhead prices from the Natural Gas Annual 2002,"]
["DOE/EIA-0131(2002) (Washington, DC, January 2004) and the Natural Gas Monthly, DOE/EIA-0130(2004/07) (Washington, DC, July 2004).  2002 transportation sector natural"]
["gas delivered prices are based on:  EIA, Natural Gas Annual 2002, DOE/EIA-0131(2002) (Washington, DC, January 2004) and estimated state and federal taxes.  2003"]
["transportation sector natural gas delivered prices are model results.  2002 and 2003 coal prices based on:  EIA, Quarterly Coal Report, October-December 2003,"]
["DOE/EIA-0121(2003/4Q) (Washington, DC, March 2004) and EIA, AEO2005 National Energy Modeling System run aeo2005.d102004a.  2002 and 2003 electricity prices:"]
["Annual Energy Review 2003, DOE/EIA-0384(2003) (Washington, DC, September 2004).  2002 and 2003 ethanol prices derived from weekly spot prices in the Oxy Fuel"]
["News.  Projections:  EIA, AEO2005 National Energy Modeling System run aeo2005.d102004a."]
[]
[]
[]
["Energy Prices in High A Case File",null,"Projections Vary in Cases With Different Oil Price Assumptions  "]
["AEO 2005 Appendix C, Table 3",null,"The historical record shows substantial variability in world oil prices, and there is similar uncertainty about future prices. Four AEO2005 cases with different price paths allow an assessment of alternative views on the future of oil prices (Figure 40). In the reference case, with both OPEC and non-OPEC producers scheduled to add new production capacity over the next 5 years, prices in 2010 are projected to be more than $10 per barrel lower than current prices (all prices in 2003 dollars per barrel). After 2010, oil prices are projected to rise by about 1.3 percent per year, to more than $30 per barrel in 2025. (In nominal dollars, the reference case price is about $52 in 2025.) In the low price case, prices are projected to decline from their high in 2004 to $21 per barrel in 2009 and to remain at that level out to 2025. The high A price case projects that prices will remain at about $34 through 2015 and then increase on average by 1.4 percent per year, to more than $39 per barrel in 2025. In the high B case, world oil prices are projected to fall from current levels to $37 per barrel in 2010 and then rise to $48 per barrel in 2025.  "]
["Name of file: aeo_hw-3.xls",null,"Projected prices in all four cases are higher than in AEO2004 [130], reflecting recent improved production discipline by OPEC members and limited ability of other producers to expand production despite increasing demand and high utilization rates that have led to higher prices. The price projections in the high A and B cases are sufficiently robust to encourage greater market penetration of alternative energy supplies. "]
["http://www.eia.doe.gov/oiaf/aeo/index.html"]
[]
[" Table   3.  Energy Prices by Sector and Source"]
["                      (2003 Dollars per Million Btu, Unless Otherwise Noted)"]
[null,null,null,null,null,null,null,null,null,null,null,null,null,null,null,null,null,null,null,null,null,null,null,null,null,"Extrapolated values (DMS 8/14/07 based on PNNL Mini-CAM Model"]
["","2002","2003","2004","2005","2006","2007","2008","2009","2010","2011","2012","2013","2014","2015","2016","2017","2018","2019","2020","2021","2022","2023","2024","2025",2026]
["","","","","","","","","","","","","","","","","","","","","","","","",""]
[" Residential",15.0220499038696,15.811363220214799,16.426000595092798,16.4650573730469,15.8399600982666,15.268068313598601,14.8466091156006,14.7514638900757,14.6550188064575,14.6146650314331,14.723385810852101,14.890528678894,15.1057291030884,15.213768959045399,15.3079509735107,15.3113193511963,15.4291744232178,15.6326360702515,15.9024982452393,16.1096382141113,16.157627105712901,16.2051906585693,16.309419631958001,16.471462249755898]
["   Primary Energy 1/",8.3285751342773402,9.67810153961182,10.65163230896,10.5740642547607,9.9307842254638707,9.5159215927124006,9.1046285629272496,8.8910932540893608,8.7197055816650408,8.6297874450683594,8.6824674606323207,8.7884712219238299,8.9080095291137695,9.0072793960571307,9.0682640075683594,9.0415534973144496,9.1060371398925799,9.2553215026855504,9.4607038497924805,9.6327857971191406,9.6968526840209996,9.7728433609008807,9.8535881042480504,9.9786624908447301]
["     Petroleum Products 2/",10.0436496734619,11.266843795776399,13.0600233078003,12.5262851715088,12.207064628601101,12.234001159668001,12.201937675476101,12.2015285491943,12.262092590331999,12.1512393951416,12.1732091903687,12.1968584060669,12.177050590515099,12.2115392684937,12.3804988861084,12.519121170043899,12.6585578918457,12.798875808715801,12.8676557540894,13.13560962677,13.328717231750501,13.556846618652299,13.722979545593301,13.940701484680201]
["       Distillate Fuel",8.3698368072509801,9.5702075958252006,10.537187576293899,10.120927810668899,9.8627185821533203,9.8399791717529297,9.8302927017211896,9.8297405242919904,9.8252134323120099,9.7093524932861293,9.7021694183349592,9.7383060455322301,9.80072116851807,9.7244081497192401,9.8378829956054705,9.8340024948120099,9.9226865768432599,10.0213985443115,10.078977584838899,10.280327796936,10.3802833557129,10.4678192138672,10.5482635498047,10.6469841003418]
["       Liquefied Petroleum Gas",12.976583480835,14.582922935485801,17.570188522338899,17.073205947876001,16.564285278320298,16.581449508666999,16.4250888824463,16.346086502075199,16.4532871246338,16.288703918456999,16.298521041870099,16.236286163330099,15.99489402771,16.1197624206543,16.286623001098601,16.56103515625,16.690963745117202,16.804660797119102,16.7820129394531,17.028240203857401,17.2251377105713,17.515983581543001,17.670423507690401,17.9113578796387]
["     Natural Gas",7.8179483413696298,9.2187824249267596,9.9373655319213903,10.036292076110801,9.3139858245849592,8.7959203720092791,8.3035001754760707,8.0470056533813494,7.8287873268127397,7.7531881332397496,7.8190288543701199,7.9488449096679696,8.1063919067382795,8.2242641448974592,8.2648267745971697,8.2073183059692401,8.2647809982299805,8.4262142181396502,8.6721630096435494,8.83197021484375,8.8790025711059606,8.93493747711182,9.0109558105468803,9.1305398941040004]
["   Electricity",25.222642898559599,25.415189743041999,25.1915378570557,25.148117065429702,24.4542636871338,23.578901290893601,23.091381072998001,23.1348171234131,23.120912551879901,23.118898391723601,23.2529602050781,23.4250183105469,23.684103012085,23.7079162597656,23.7613220214844,23.722099304199201,23.8309440612793,24.013486862182599,24.267650604248001,24.4126377105713,24.3365364074707,24.2477512359619,24.2885627746582,24.396659851074201]
["","","","","","","","","","","","","","","","","","","","","","","","",""]
[" Commercial",15.064169883728001,15.629265785217299,15.835695266723601,15.918652534484901,15.2065124511719,14.526217460632299,14.119109153747599,14.0872592926025,14.0534925460815,14.108097076416,14.338217735290501,14.584888458251999,14.9309749603271,15.096228599548301,15.2413949966431,15.255002975463899,15.399823188781699,15.6329202651978,15.9477081298828,16.179660797119102,16.227045059204102,16.249193191528299,16.367641448974599,16.5326118469238]
["   Primary Energy 1/",6.5697088241577104,7.9157042503356898,8.3734045028686506,8.3685989379882795,7.9054894447326696,7.6067800521850604,7.3189792633056596,7.2159371376037598,7.1498117446899396,7.1872353553771999,7.2290387153625497,7.30631303787231,7.4108529090881303,7.4683656692504901,7.4930505752563503,7.43192434310913,7.4779849052429199,7.60019826889038,7.7867598533630398,7.91162109375,7.9430484771728498,7.9890594482421902,8.0587644577026403,8.1779403686523402]
["     Petroleum Products 2/",6.9482707977294904,8.0266513824462908,8.9197740554809606,8.6532411575317401,8.7558631896972692,8.8328323364257795,8.8167963027954102,8.8182945251464808,8.8873138427734393,8.9125509262084996,8.9192247390747106,8.8803482055664098,8.8586578369140607,8.7692289352416992,8.7682600021362305,8.7373514175415004,8.7862501144409197,8.8491783142089808,8.8908815383911097,9.0514831542968803,9.1475715637206996,9.2663307189941406,9.3906812667846697,9.6513500213622994]
["       Distillate Fuel",6.1493649482727104,7.03082323074341,7.7272830009460396,7.4210705757141104,7.6805524826049796,7.8215904235839799,7.8266153335571298,7.8668313026428196,7.9658513069152797,8.0328092575073207,8.0569534301757795,8.0234899520874006,8.0314903259277308,7.91062688827515,7.8695487976074201,7.7933855056762704,7.8344025611877397,7.89571285247803,7.9562859535217303,8.1191616058349592,8.2043952941894496,8.3111848831176793,8.4434480667114293,8.7515277862548793]
["       Residual Fuel",4.2683343887329102,4.9646224975585902,5.0606441497802699,5.3499693870544398,5.6657009124755904,5.6566004753112802,5.6533966064453098,5.65053033828735,5.6487455368042001,5.6555466651916504,5.6602473258972203,5.6679368019104004,5.6729874610900897,5.6782984733581499,5.7556295394897496,5.8296666145324698,5.9058866500854501,5.9829258918762198,6.0580596923828098,6.1354246139526403,6.2122497558593803,6.2891340255737296,6.3645572662353498,6.4413762092590297]
["     Natural Gas",6.6170339584350604,8.0769119262695295,8.4473829269409197,8.5046024322509801,7.8886041641235396,7.4893965721130398,7.1298856735229501,7.0003471374511701,6.9035739898681596,6.94567918777466,6.9973711967468297,7.1022868156433097,7.2368607521057102,7.3275256156921396,7.3574790954589799,7.2871475219726598,7.3330197334289604,7.4703903198242196,7.6915035247802699,7.8109488487243697,7.8279361724853498,7.8590941429138201,7.9183402061462402,8.0110416412353498,{"$f":"Y641+($AI$471-$Y$641)/10","v":8.0591226890564176}]
["   Electricity",23.353584289550799,23.2374382019043,23.0424194335938,22.939121246337901,21.907506942748999,20.807579040527301,20.2319431304932,20.2009677886963,20.132976531982401,20.128959655761701,20.445728302001999,20.757715225219702,21.231256484985401,21.404373168945298,21.571121215820298,21.578863143920898,21.739751815795898,21.989313125610401,22.322486877441399,22.5522785186768,22.5369548797607,22.469936370849599,22.555665969848601,22.682601928710898,{"$f":"Y642+($AI$472-$Y$642)/10","v":22.586698480675594}]
["","","","","","","","","","","","","","","","","","","","","","","","",""]
[" Industrial 3/",6.3922061920165998,7.7839651107788104,8.7313165664672905,8.5384979248046893,8.1135501861572301,7.8849329948425302,7.7104330062866202,7.6478543281555202,7.5814275741577104,7.5381202697753897,7.5780467987060502,7.6416735649108896,7.7132387161254901,7.8013410568237296,7.8755207061767596,7.9062352180481001,7.9948873519897496,8.1163215637206996,8.2487821578979492,8.4059162139892596,8.4608268737793004,8.5343141555786097,8.6114902496337908,8.7719221115112305]
["   Primary Energy",4.9298634529113796,6.4939708709716797,7.4592781066894496,7.2447438240051296,6.84521436691284,6.6732459068298304,6.51676225662231,6.4484291076660201,6.3966798782348597,6.3644347190856898,6.3782010078430202,6.3993859291076696,6.4120607376098597,6.4825568199157697,6.5450062751770002,6.5706739425659197,6.6389350891113299,6.7355680465698198,6.8303794860839799,6.9826822280883798,7.0502834320068404,7.1402068138122603,7.2155933380126998,7.3827753067016602]
["     Petroleum Products 2/",6.5291514396667498,8.2850980758666992,9.8001213073730504,9.3321943283081108,9.0226831436157209,9.0089912414550799,8.9738616943359393,8.8902368545532209,8.9552536010742205,8.9079008102416992,8.89520359039307,8.8468990325927699,8.7482786178588903,8.7885036468505895,8.8624305725097692,8.9473028182983398,9.0262336730956996,9.1055555343627894,9.0882310867309606,9.3312444686889595,9.4788913726806605,9.6528720855712908,9.7811794281005895,10.0579071044922]
["       Distillate Fuel",6.3323707580566397,7.2384452819824201,7.96527099609375,7.6527161598205602,7.9603652954101598,8.0741472244262695,8.2605934143066406,8.3100318908691406,8.4493141174316406,8.8189620971679705,8.8862495422363299,8.8418188095092791,8.8337812423706108,8.6748180389404297,8.5509977340698207,8.4207677841186506,8.4376201629638707,8.4841489791870099,8.5509052276611293,8.6700105667114293,8.74859523773193,8.8432664871215803,9.0058250427246094,9.3929624557495099]
["       Liquefied Petroleum Gas",8.4833917617797905,12.566796302795399,15.1471004486084,13.237501144409199,12.375891685485801,12.379506111145,12.2225999832153,12.080751419067401,12.212836265564,12.0270395278931,11.9549217224121,11.879666328430201,11.6303720474243,11.7905416488647,11.941043853759799,12.1426992416382,12.289721488952599,12.378883361816399,12.2595558166504,12.590350151061999,12.7815389633179,12.973883628845201,13.0949363708496,13.367587089538601]
["       Residual Fuel",3.9384419918060298,4.5867881774902299,4.6800308227539098,4.9388952255248997,5.2859730720520002,5.2723593711853001,5.2104086875915501,5.1732821464538601,5.1717634201049796,5.17871141433716,5.1878075599670401,5.1966009140014604,5.2060360908508301,5.2088470458984402,5.2896075248718297,5.3583388328552202,5.44156694412231,5.5192761421203604,5.5953726768493697,5.6724872589111301,5.7441039085388201,5.8200716972351101,5.9009070396423304,5.9898118972778303]
["     Natural Gas 4/",3.88655662536621,5.55936574935913,6.0491261482238796,6.0771641731262198,5.4298515319824201,5.0030980110168501,4.6280007362365696,4.5291852951049796,4.41147708892822,4.4342226982116699,4.4864263534545898,4.5912823677062997,4.7218933105468803,4.8130536079406703,4.8621869087219203,4.81842041015625,4.8841061592102104,5.0232949256896999,5.2583932876586896,5.3567323684692401,5.3575921058654803,5.37701320648193,5.4306664466857901,5.5327925682067898,{"$f":"Y650+($AI$480-$Y$650)/10","v":5.5600694801614594}]
["     Metallurgical Coal",1.88388228416443,1.8499996662139899,1.9633457660675,1.8999761343002299,1.88347840309143,1.8588999509811399,1.8578026294708301,1.85227739810944,1.8239538669586199,1.79700314998627,1.78184306621552,1.7756989002227801,1.77074086666107,1.7668309211730999,1.7627635002136199,1.7565006017684901,1.75614774227142,1.7571268081664999,1.75483202934265,1.7449706792831401,1.72660219669342,1.70969367027283,1.70006084442139,1.6866580247878999]
["     Steam Coal",1.5976041555404701,1.5543407201767001,1.5670678615570099,1.6038056612014799,1.6009258031845099,1.58739173412323,1.58863317966461,1.5846539735794101,1.5799860954284699,1.5764416456222501,1.5679914951324501,1.5610833168029801,1.5600349903106701,1.56054711341858,1.56748187541962,1.5675091743469201,1.5641727447509799,1.5615659952163701,1.58828938007355,1.58737933635712,1.59387278556824,1.5848928689956701,1.5860744714736901,1.5880702733993499]
["   Electricity",14.734835624694799,15.0261535644531,15.722662925720201,15.5983018875122,15.078427314758301,14.4692840576172,14.1632738113403,14.081834793090801,13.919806480407701,13.785112380981399,13.931169509887701,14.1889085769653,14.5255270004272,14.681715965271,14.814373970031699,14.8553409576416,15.0255784988403,15.2628774642944,15.5799751281738,15.7510900497437,15.7371273040771,15.705772399902299,15.779216766357401,15.8933115005493,{"$f":"Y653+($AI$483-$Y$653)/10","v":15.820176294068443}]
["","","","","","","","","","","","","","","","","","","","","","","","",""]
[" Transportation",10.068477630615201,11.4567165374756,12.984992980956999,12.648449897766101,12.9899549484253,12.831539154052701,12.772025108337401,12.778377532959,12.6527404785156,12.633409500122101,12.627567291259799,12.5634212493896,12.5677394866943,12.4416351318359,12.463407516479499,12.3592376708984,12.3700494766235,12.4214639663696,12.406385421752899,12.599157333374,12.7199811935425,12.8404388427734,12.9761352539063,13.180356025695801]
["   Primary Energy",10.0396184921265,11.4297380447388,12.961000442504901,12.6243276596069,12.9694175720215,12.812975883483899,12.7542219161987,12.7604532241821,12.634376525878899,12.614933013916,12.6084880828857,12.543541908264199,12.546923637390099,12.4202537536621,12.441800117492701,12.3374538421631,12.3479681015015,12.3989114761353,12.3829250335693,12.575768470764199,12.6970834732056,12.8181715011597,12.9540061950684,13.1585645675659]
["     Petroleum Products 2/",10.0409812927246,11.431476593017599,12.9638833999634,12.6272735595703,12.9738121032715,12.8180704116821,12.7602338790894,12.7672443389893,12.6416578292847,12.622591972351101,12.616462707519499,12.551496505737299,12.554883956909199,12.4279336929321,12.4496717453003,12.3454332351685,12.356036186218301,12.4068956375122,12.3903903961182,12.5835561752319,12.7052898406982,12.826750755310099,12.9629173278809,13.167941093444799]
["       Distillate Fuel 5/",9.5535230636596697,10.9202365875244,12.0208587646484,11.5461339950562,12.0997161865234,12.488727569580099,12.3829002380371,12.4196271896362,12.508094787597701,12.555921554565399,12.5986595153809,12.507498741149901,12.460197448730501,12.2335548400879,12.028847694396999,11.832740783691399,11.7916069030762,11.803469657897899,11.8377895355225,11.9129686355591,11.9319505691528,11.983411788940399,12.11021900177,12.4955101013184,{"$f":"Y658+($AI$488-$Y$658)/10","v":12.860153747735882}]
["       Jet Fuel 6/",6.0538434982299796,6.4578518867492702,8.1168746948242205,7.6875567436218297,7.8739576339721697,7.8265089988708496,7.9840884208679199,8.0166091918945295,7.8608303070068404,7.81276655197144,7.8045797348022496,7.7928524017334002,7.7725591659545898,7.7157216072082502,7.7164225578308097,7.6991229057312003,7.7546834945678702,7.8412432670593297,7.8916783332824698,8.0530261993408203,8.1459932327270508,8.2922735214233398,8.4199304580688494,8.7479171752929705]
["       Motor Gasoline 7/",11.3207235336304,12.9284992218018,14.6530704498291,14.346966743469199,14.7094535827637,14.3600215911865,14.2510118484497,14.250683784484901,14.0786781311035,14.0637760162354,14.0259552001953,13.906542778015099,13.9343166351318,13.819755554199199,13.920813560485801,13.821713447570801,13.8340721130371,13.8936500549316,13.8356838226318,14.0806474685669,14.2383365631104,14.3749399185181,14.5092010498047,14.605681419372599,{"$f":"Y660+($AI$490-$Y$660)/10","v":15.03173973157025}]
["       Residual Fuel",3.83150410652161,4.4939312934875497,4.5839381217956499,4.8374896049499503,5.1729192733764604,5.1682701110839799,5.1688323020935103,5.1695828437805202,5.16760349273682,5.1733479499816903,5.1798586845397896,5.1877336502075204,5.1953010559081996,5.2001247406005904,5.2810626029968297,5.3552770614623997,5.4362750053405797,5.5152239799499503,5.5921721458435103,5.6705627441406303,5.7475032806396502,5.8269476890564,5.9046044349670401,5.9824995994567898]
["       Liquefied Petroleum Gas8/",15.146578788757299,16.654964447021499,20.603065490722699,20.419296264648398,17.4092102050781,17.409763336181602,17.1964435577393,17.156021118164102,17.248268127441399,17.105394363403299,17.085474014282202,16.997465133666999,16.7497043609619,16.830522537231399,16.954969406127901,17.1650085449219,17.2562961578369,17.321376800537099,17.262313842773398,17.454835891723601,17.584600448608398,17.847267150878899,17.9585571289063,18.1527404785156]
["     Natural Gas 9/",7.2317700386047399,9.0444478988647496,9.7142210006713903,9.7955017089843803,9.2987012863159197,9.0087041854858398,8.73461818695068,8.6602125167846697,8.6087532043456996,8.6854057312011701,8.7734069824218803,8.9131555557250994,9.0697097778320295,9.1761322021484393,9.2086582183837908,9.1414461135864293,9.1881532669067401,9.3183298110961896,9.5262966156005895,9.6340904235839808,9.6386470794677699,9.6553201675415004,9.7052288055419904,9.7829256057739293]
["     Ethanol (E85) 10/",14.6543264389038,16.232709884643601,19.6646022796631,19.716905593872099,20.910398483276399,20.088336944580099,20.034643173217798,19.876234054565401,19.0899848937988,19.0770473480225,18.9334907531738,18.8203315734863,18.8769016265869,18.733657836914102,18.836368560791001,18.717578887939499,18.677961349487301,18.768825531005898,18.702945709228501,19.039726257324201,19.213029861450199,19.429216384887699,19.537574768066399,19.6945476531982,{"$f":"Y664+($AI$494-$Y$664)/10","v":19.593947309306923}]
["   Electricity",20.034517288208001,20.636144638061499,21.2071418762207,20.9249382019043,20.016746520996101,19.1842136383057,18.876358032226602,18.930015563964801,18.9569396972656,18.971715927123999,19.161241531372099,19.352525711059599,19.6624240875244,19.699916839599599,19.754545211791999,19.6803493499756,19.749149322509801,19.913064956665,20.148523330688501,20.261070251464801,20.168498992919901,20.043989181518601,20.096965789794901,20.154518127441399]
["","","","","","","","","","","","","","","","","","","","","","","","",""]
[" Average End-Use Energy",10.2607097625732,11.4965677261353,12.4990587234497,12.3170623779297,12.135007858276399,11.845267295837401,11.6573295593262,11.6295518875122,11.5503234863281,11.540096282959,11.6076335906982,11.667243003845201,11.774538040161101,11.796236991882299,11.871965408325201,11.843188285827599,11.9137773513794,12.034348487854,12.153738975524901,12.3460960388184,12.4321403503418,12.5191946029663,12.636996269226101,12.8200740814209]
["   Primary Energy",7.8488264083862296,9.3171482086181605,10.527009010314901,10.2968044281006,10.2268390655518,10.0435380935669,9.9028997421264595,9.8629217147827095,9.7728738784790004,9.75823974609375,9.7822933197021502,9.7888011932372994,9.8279809951782209,9.8149814605712908,9.8643417358398402,9.8190460205078107,9.8615427017211896,9.9469861984252894,10.0096731185913,10.190193176269499,10.288735389709499,10.396104812622101,10.5091648101807,10.694952964782701]
["   Electricity",21.599882125854499,21.735733032226602,21.731866836547901,21.659553527831999,20.918876647949201,20.055833816528299,19.596654891967798,19.579929351806602,19.517631530761701,19.486770629882798,19.702039718627901,19.955158233642599,20.317079544067401,20.442613601684599,20.578334808349599,20.580734252929702,20.7274265289307,20.953577041626001,21.262916564941399,21.454774856567401,21.4308891296387,21.3733520507813,21.452013015747099,21.5757865905762]
["","","","","","","","","","","","","","","","","","","","","","","","",""]
[" Electric Power 11/","","","","","","","","","","","","","","","","","","","","","","","",""]
["   Fossil Fuel Average",1.8996955156326301,2.2409727573394802,2.4239859580993701,2.3793189525604199,2.2557969093322798,2.16659760475159,2.1260316371917698,2.1242508888244598,2.1216156482696502,2.1531240940093999,2.1922359466552699,2.2451419830322301,2.2968165874481201,2.3293662071228001,2.3501963615417498,2.3520054817199698,2.3871843814849898,2.4302341938018799,2.5017471313476598,2.5190291404724099,2.50686860084534,2.48747658729553,2.5030989646911599,2.5170097351074201]
["     Petroleum Products",4.3748912811279297,5.2786889076232901,5.9517350196838397,5.8146204948425302,6.06520652770996,6.0658583641052202,6.0610094070434597,6.0499844551086399,6.0430412292480504,6.00789546966553,5.9784431457519496,5.9840416908264196,6.0042037963867196,6.0128812789917001,6.0971722602844203,6.1627969741821298,6.2556800842285201,6.3419466018676802,6.4189195632934597,6.5561437606811497,6.6497230529785201,6.7551417350768999,6.8526744842529297,6.9808459281921396]
["       Distillate Fuel",5.6938004493713397,6.4773354530334499,7.1750593185424796,6.8899416923522896,7.0708780288696298,7.0249619483947798,6.9838500022888201,6.9665460586547896,6.9450497627258301,6.8211231231689498,6.8083920478820801,6.7952175140380904,6.8354115486145002,6.8402228355407697,6.9283905029296902,6.9566001892089799,7.0452814102172896,7.1418867111206099,7.2127375602722203,7.4472899436950701,7.5714774131774902,7.7267389297485396,7.8528199195861799,8.0614786148071307]
["       Residual Fuel",3.9850425720214799,4.7911210060119602,5.5054440498352104,5.3836627006530797,5.6116971969604501,5.6101722717285201,5.61515140533447,5.6134881973266602,5.6123900413513201,5.6186213493347203,5.6204733848571804,5.6265015602111799,5.6295571327209499,5.6379580497741699,5.71999168395996,5.7965455055236799,5.8776378631591797,5.9570369720459002,6.0351238250732404,6.1149992942810103,6.1950988769531303,6.27585792541504,6.3545475006103498,6.4353322982788104]
["     Natural Gas",3.6857740879058798,5.4593739509582502,5.9836130142211896,5.9218006134033203,5.2758417129516602,4.86041164398193,4.5085921287536603,4.4009499549865696,4.3143215179443404,4.3619651794433603,4.4577717781066903,4.5935211181640598,4.72908592224121,4.8101162910461399,4.8377823829650897,4.7923994064331099,4.8652648925781303,5.0083761215209996,5.2321648597717303,5.32541704177856,5.3230118751525897,5.3357062339782697,5.3972234725952104,5.4970946311950701,{"$f":"Y676+($AI$506-$Y$676)/10","v":5.5250455710201605}]
["     Steam Coal",1.2699717283248899,1.27919089794159,1.2835900783538801,1.28959560394287,1.29778397083282,1.28695380687714,1.28577756881714,1.27679371833801,1.26281106472015,1.25397908687592,1.2489364147186299,1.2449804544448899,1.2430621385574301,1.24259686470032,1.24424111843109,1.2428184747695901,1.24728739261627,1.2513284683227499,1.2762980461120601,1.2851967811584499,1.2969329357147199,1.3016670942306501,1.31676089763641,1.3290703296661399,{"$f":"Y677+($AI$507-$Y$677)/10","v":1.3327822261431892}]
["","","","","","","","","","","","","","","","","","","","","","","","",""]
[" Average Price to All Users 12/","","","","","","","","","","","","","","","","","","","","","","","",""]
["   Petroleum Products 2/",9.0916013717651403,10.5092258453369,12.005053520202599,11.6376342773438,11.8251142501831,11.7351989746094,11.6926622390747,11.6848964691162,11.6311902999878,11.6124935150146,11.616386413574199,11.566198348999,11.5507049560547,11.475526809692401,11.520403861999499,11.477831840515099,11.5152139663696,11.577165603637701,11.5678558349609,11.7752237319946,11.90793800354,12.0465354919434,12.1843271255493,12.407506942749]
["     Distillate Fuel",8.7129955291747994,9.89868068695068,10.9323635101318,10.516573905944799,10.8896884918213,11.1545400619507,11.1602163314819,11.210696220397899,11.2655477523804,11.312797546386699,11.4240579605103,11.453408241271999,11.43030834198,11.241268157959,11.0996809005737,10.9476537704468,10.947796821594199,10.974308013916,11.019621849060099,11.1190385818481,11.172901153564499,11.2430562973022,11.376879692077599,11.7449541091919]
["     Jet Fuel",6.0538434982299796,6.4578518867492702,8.1168746948242205,7.6875567436218297,7.8739576339721697,7.8265089988708496,7.9840884208679199,8.0166091918945295,7.8608303070068404,7.81276655197144,7.8045797348022496,7.7928524017334002,7.7725591659545898,7.7157216072082502,7.7164225578308097,7.6991229057312003,7.7546834945678702,7.8412432670593297,7.8916783332824698,8.0530261993408203,8.1459932327270508,8.2922735214233398,8.4199304580688494,8.7479171752929705]
["     Liquefied Petroleum Gas",9.5166797637939506,13.0396432876587,15.6858806610107,14.0740518569946,13.2904262542725,13.309534072876,13.149743080139199,13.0244760513306,13.1580867767334,12.982262611389199,12.9337568283081,12.8646802902222,12.621651649475099,12.775475502014199,12.937217712402299,13.1492967605591,13.286898612976101,13.3753395080566,13.277045249939,13.584378242492701,13.775920867919901,13.987989425659199,14.116153717041,14.3756980895996]
["     Motor Gasoline 7/",11.3185987472534,12.9258327484131,14.650143623352101,14.344244956970201,14.6975507736206,14.347893714904799,14.238919258117701,14.238542556762701,14.0666351318359,14.0516872406006,14.0139780044556,13.894681930541999,13.9225015640259,13.8080444335938,13.9091501235962,13.810170173645,13.822598457336399,13.882239341735801,13.824323654174799,14.0693578720093,14.2271223068237,14.3637847900391,14.4981489181519,14.5947113037109]
["     Residual Fuel",3.9308724403381299,4.6628575325012198,5.07232666015625,5.1433587074279803,5.4173622131347701,5.4097323417663601,5.3977632522582999,5.3867764472961399,5.3854241371154803,5.3919448852539098,5.3981180191040004,5.4056487083435103,5.4104261398315403,5.4168543815612802,5.4972262382507298,5.5698432922363299,5.6456804275512704,5.7250947952270499,5.8020553588867196,5.88106393814087,5.9598326683044398,6.0394186973571804,6.11779880523682,6.2010583877563503]
["   Natural Gas",5.1461992263793901,6.8558807373046902,7.3508062362670898,7.3840570449829102,6.7167382240295401,6.27575588226318,5.86295366287231,5.7038016319274902,5.5520119667053196,5.5432248115539604,5.5985813140869096,5.70459079742432,5.8318381309509304,5.9191007614135698,5.9519534111022896,5.8878293037414604,5.94315385818481,6.08443307876587,6.3156557083129901,6.4281539916992196,6.4433326721191397,6.4763746261596697,6.5396862030029297,6.6462817192077601]
["   Coal",1.2938040494918801,1.29924309253693,1.3041912317276001,1.3119194507598899,1.3187216520309399,1.3072546720504801,1.3059933185577399,1.2971544265747099,1.2836289405822801,1.2749706506729099,1.26953566074371,1.2652333974838299,1.2631930112838701,1.2626041173934901,1.26433837413788,1.26277422904968,1.2691743373870801,1.27585673332214,1.3034254312515301,1.3139834403991699,1.32844221591949,1.3343856334686299,1.3519768714904801,1.3668735027313199]
["   Ethanol (E85) 10/",14.6543264389038,16.232709884643601,19.6646022796631,19.716905593872099,20.910398483276399,20.088336944580099,20.034643173217798,19.876234054565401,19.0899848937988,19.0770473480225,18.9334907531738,18.8203315734863,18.8769016265869,18.733657836914102,18.836368560791001,18.717578887939499,18.677961349487301,18.768825531005898,18.702945709228501,19.039726257324201,19.213029861450199,19.429216384887699,19.537574768066399,19.6945476531982]
["   Electricity",21.599882125854499,21.735733032226602,21.731866836547901,21.659553527831999,20.918876647949201,20.055833816528299,19.596654891967798,19.579929351806602,19.517631530761701,19.486770629882798,19.702039718627901,19.955158233642599,20.317079544067401,20.442613601684599,20.578334808349599,20.580734252929702,20.7274265289307,20.953577041626001,21.262916564941399,21.454774856567401,21.4308891296387,21.3733520507813,21.452013015747099,21.5757865905762]
["","","","","","","","","","","","","","","","","","","","","","","","",""]
["Non-Renewable Energy Expenditures by Sector","","","","","","","","","","","","","","","","","","","","","","","",""]
["(billion 2003 dollars)","","","","","","","","","","","","","","","","","","","","","","","",""]
[" Residential",163.90481567382801,177.16523742675801,181.73590087890599,185.241622924805,180.05682373046901,176.427001953125,175.07618713378901,176.51165771484401,178.08059692382801,180.014236450195,183.85498046875,187.18310546875,191.43936157226599,194.37899780273401,197.52023315429699,198.76248168945301,201.94073486328099,206.017013549805,211.20541381835901,214.41099548339801,216.40347290039099,218.64796447753901,222.25126647949199,225.36584472656301]
[" Commercial",122.690147399902,128.153732299805,130.48612976074199,132.29133605957,129.27566528320301,126.887260437012,126.692184448242,129.41491699218801,131.90731811523401,135.04089355468801,139.741943359375,144.63902282714801,150.53921508789099,154.864669799805,159.25378417968801,162.59527587890599,167.29981994628901,172.854415893555,179.18412780761699,184.76553344726599,188.65592956543,192.56275939941401,197.80290222168,203.64804077148401]
[" Industrial",124.39901733398401,147.11244201660199,168.13270568847699,167.53501892089801,157.82022094726599,152.842697143555,151.28466796875,151.59564208984401,151.94683837890599,152.62234497070301,154.60144042968801,156.88139343261699,159.98997497558599,162.62356567382801,164.507247924805,166.59835815429699,170.382568359375,174.95167541503901,179.57080078125,184.12712097168,186.42012023925801,189.56260681152301,192.98284912109401,198.25885009765599]
[" Transportation",263.72879028320301,302.59255981445301,352.23825073242199,351.13717651367199,366.34793090820301,368.76159667968801,374.76626586914102,382.39471435546898,385.90115356445301,392.12625122070301,398.68222045898398,403.06192016601602,409.94515991210898,412.30630493164102,418.64147949218801,421.60382080078102,428.44393920898398,436.35858154296898,441.71078491210898,454.05059814453102,464.07431030273398,474.87463378906301,486.72909545898398,501.322265625]
["   Total Non-Renewable Expenditures",674.72277832031295,755.02398681640602,832.593017578125,836.20513916015602,833.50061035156295,824.91857910156295,827.8193359375,839.91693115234398,847.8359375,859.8037109375,876.880615234375,891.76544189453102,911.91369628906295,924.17352294921898,939.92272949218795,949.55993652343795,968.06707763671898,990.18170166015602,1011.67114257813,1037.35424804688,1055.55383300781,1075.64794921875,1099.76611328125,1128.59497070313]
["   Transportation Renewable Expenditures",1.1704622767865699E-2,1.72001253813505E-2,2.0739471539855E-2,2.2715086117386801E-2,2.5078095495700801E-2,2.8324941173195801E-2,3.1410280615091303E-2,3.5102743655443198E-2,3.9645586162805599E-2,4.3348435312509502E-2,4.6531450003385502E-2,4.9735426902771003E-2,5.3442426025867497E-2,5.6060969829559298E-2,6.0336232185363797E-2,6.3296250998973805E-2,6.6096656024455996E-2,6.9950148463249207E-2,7.2811737656593295E-2,7.6670221984386402E-2,8.0276548862457303E-2,8.4626309573650402E-2,8.8446177542209597E-2,9.2330038547515897E-2]
["   Total Expenditures",674.73449707031295,755.04119873046898,832.61376953125,836.22784423828102,833.52569580078102,824.94689941406295,827.85076904296898,839.95202636718795,847.87561035156295,859.84704589843795,876.92712402343795,891.815185546875,911.96716308593795,924.22961425781295,939.98309326171898,949.62322998046898,968.13317871093795,990.25164794921898,1011.74395751953,1037.43090820313,1055.63415527344,1075.73254394531,1099.85461425781,1128.68725585938]
["Biomass and Methanol data added from h2a_central_biomass_gasification_current_final.xls"]
["Woody Biomass",1.1960935989170374,1.1960935989170374,1.1960935989170374,1.1960935989170374,1.1960935989170374,1.1960935989170374,1.1960935989170374,1.1960935989170374,1.1960935989170374,1.198027460839296,1.2067298394894606,1.2415393540901181,1.244440146973506,1.2657126281183524,1.2686134210017406,1.2840843163798106,1.2792496615741635,1.3034229356023981,1.3217946238638563,1.3759427576871011,1.3943144459485595,1.4001160317153356,1.4242893057435699,1.4378263391993813,{"$f":"Y701+($AI$531-$Y$701)/10","v":1.5542937052794432}]
["Methanol",8.7353999999999985,8.7353999999999985,8.7353999999999985,8.7353999999999985,8.7353999999999985,8.7353999999999985,8.7353999999999985,8.7353999999999985,8.7353999999999985,8.7353999999999985,8.7353999999999985,8.7353999999999985,8.7353999999999985,8.7353999999999985,8.7353999999999985,8.7353999999999985,8.7353999999999985,8.7353999999999985,8.7353999999999985,8.7353999999999985,8.7353999999999985,8.7353999999999985,8.7353999999999985,8.7353999999999985,8.7353999999999985]
["Steam $(2005)/GJ",4.78,4.78,4.78,4.78,4.78,4.78,4.78,4.78,4.78,4.78,4.78,4.78,4.78,4.78,4.78,4.78,4.78,4.78,4.78,4.78,4.78,4.78,4.78,4.78,4.78]
["Steam $(2005)/mmBTU",{"$f":"B703*GJ_p_MMBtu","v":{"$error":"#NAME?"}},{"$error":"#NAME?"},{"$error":"#NAME?"},{"$error":"#NAME?"},{"$error":"#NAME?"},{"$error":"#NAME?"},{"$error":"#NAME?"},{"$error":"#NAME?"},{"$error":"#NAME?"},{"$error":"#NAME?"},{"$error":"#NAME?"},{"$error":"#NAME?"},{"$error":"#NAME?"},{"$error":"#NAME?"},{"$error":"#NAME?"},{"$error":"#NAME?"},{"$error":"#NAME?"},{"$error":"#NAME?"},{"$error":"#NAME?"},{"$error":"#NAME?"},{"$error":"#NAME?"},{"$error":"#NAME?"},{"$error":"#NAME?"},{"$error":"#NAME?"},{"$error":"#NAME?"}]
["Values for steam were copied from the H2A model version 1.  Biomass values were taken from the note at the bottom of this section."]
["   1/ Weighted average price includes fuels below as well as coal.",null,null,null,"","","","","","","","","","","","","","","","","","","","",""]
["   2/ This quantity is the weighted average for all petroleum products, not just those listed below."]
["   3/ Includes energy for combined heat and power plants, except those whose primary business is to sell electricity, or electricity and heat, to the public."]
["   4/ Excludes use for lease and plant fuel."]
["   5/ Diesel fuel containing 500 parts per million (ppm) or 15 ppm sulfur.  Price includes Federal and State taxes while excluding county and local taxes."]
["   6/ Kerosene-type jet fuel.  Price includes Federal and State taxes while excluding county and local taxes."]
["   7/ Sales weighted-average price for all grades. Includes Federal, State, and local taxes."]
["   8/ Includes Federal and State taxes while excluding county and local taxes."]
["   9/ Compressed natural gas used as a vehicle fuel.  Price includes estimated motor vehicle fuel taxes."]
["   10/ E85 refers to a blend of 85 percent ethanol (renewable) and 15 percent motor gasoline (nonrenewable).  To address cold starting issues, the percentage of ethanol actually"]
["varies seasonally.  The annual average ethanol content of 74 percent is used for this forecast."]
["   11/ Includes electricity-only and combined heat and power plants whose primary business is to sell electricity, or electricity and heat, to the public."]
["   12/ Weighted averages of end-use fuel prices are derived from the prices shown in each sector and the corresponding sectoral consumption."]
["   Btu = British thermal unit."]
["   Note:  Data for 2002 and 2003 are model results and may differ slightly from official EIA data reports."]
["   Sources:  2002 and 2003 prices for motor gasoline, distillate, and jet fuel are based on prices in the Energy Information Administration (EIA), Petroleum Marketing Annual"]
["2003, DOE/EIA-0487(2003) (Washington, DC, August 2004).  2002 residential and commercial natural gas delivered prices:  EIA, Natural Gas Annual 2002, DOE/EIA-0131(2002)"]
["(Washington, DC, January 2004).  2003 residential and commercial natural gas delivered prices:  EIA, Natural Gas Monthly, DOE/EIA-0130(2004/07) (Washington, DC, July 2004)."]
["2002 and 2003 electric power sector natural gas prices:  EIA, Electric Power Monthly, DOE/EIA-0226, May 2003 through April 2004, Table 4.11.A.  2002 and 2003 industrial natural"]
["gas delivered prices are estimated based on:  EIA, Manufacturing Energy Consumption Survey 1994 and industrial and wellhead prices from the Natural Gas Annual 2002,"]
["DOE/EIA-0131(2002) (Washington, DC, January 2004) and the Natural Gas Monthly, DOE/EIA-0130(2004/07) (Washington, DC, July 2004).  2002 transportation sector natural"]
["gas delivered prices are based on:  EIA, Natural Gas Annual 2002, DOE/EIA-0131(2002) (Washington, DC, January 2004) and estimated state and federal taxes.  2003"]
["transportation sector natural gas delivered prices are model results.  2002 and 2003 coal prices based on:  EIA, Quarterly Coal Report, October-December 2003,"]
["DOE/EIA-0121(2003/4Q) (Washington, DC, March 2004) and EIA, AEO2005 National Energy Modeling System run aeo2005.d102004a.  2002 and 2003 electricity prices:"]
["Annual Energy Review 2003, DOE/EIA-0384(2003) (Washington, DC, September 2004).  2002 and 2003 ethanol prices derived from weekly spot prices in the Oxy Fuel"]
["News.  Projections:  EIA, AEO2005 National Energy Modeling System run hw2005.d102004a."]
["* Biomass prices shown for years 2001 through 2009 are the same as the EIA value for 2010.  For the post-2025 biomass prices:  The value for 2035 was chosen based on a review of the literature, which indicated a price of $2.50/MMBtu delivered dry English ton (in 2000$) was a reasonable mid-range projection.  Values for the 2026 through 2034 were interpolated from the 2025 and 2035 values.  The value of $5.00/MMBtu delivered dry English ton in 2065 was based on judgment.  An EIA paper by Zia Haq entitled, “Biomass for Electricity Generation” (available from EIA’s website) indicates that about 7 quads of biomass per year  would be available if the price rose to  $5/MMBtu."]
["Note:  when steam is an important input or output, the price should be externally provided and should be based on the specific characteristics of the steam needed or produced. "]
[]
[]
["Table E.  Price Ratios from PNNL Mini-CAM Model"]
[null," Ratio 2050 to 2035 Price"," Ratio 2065 to 2050 Price","Extrapolated Ratio 2070 to 2065 Price","Ratio 2035 to 2020 Price"]
[]
[]
["Coal Delivered to Utilities",1.0439774739816527,1.0284486209328481,1.0094828736442827,{"$f":"F752/E752","v":1.0704312355553662}]
["Wellhead Gas",1.2097805877102306,1.1729343042703535,1.0576447680901178,1.1340871534488071]
["Gas Delivered to Utilities",1.1697889782905726,1.1485262991479412,1.049508766382647,1.1040561955262993]
["Crude Oil Price",1.1587647303602575,1.0854096786599328,1.0284698928866443,1.363594657351775]
["Delivered Diesel",1.1587647303602575,1.0854096786599328,1.0284698928866443,1.3635946573517748]
["Average Electricity",0.99410318905494366,1.0095287120834378,1.0031762373611459,0.97316968165904427]
["Dry Biomass at Farmgate",1.0099752422488564,1.0050974522479115,1.0016991507493038,0.99922998787640482]
["Ethanol",1.0099752422488564,1.0050974522479115,1.0016991507493038,0.99922998787640471]
[]
[null,null,null,null,"From MiniCAM"]
["In Units Consistent with EIA AEO",null,"From AEO","From AEO"]
[null,"Units",2000,2005,2020,2035,2050,2065,2080]
["Coal Delivered to Utilities","$/English ton",25.276500000000002,25.071000000000002,24.427484559,26.147942478000001,27.297862937999998,28.074449492999999,29.9967939]
["Wellhead Gas","$/mcf",3.83,2.88,3.1020351176470586,3.5179781764705877,4.2559817058823528,4.9919869411764699,5.7211905294117642]
["Gas Delivered to Utilities","$/mcf",4.333333333333333,3.2058823529411766,4.0727964705882354,4.4965961764705868,5.2600686470588229,6.0413271764705883,6.8262844117647052]
["Crude Oil Price","$/bbl",28.35,23.27,17.294973600000002,23.583333599999996,27.327535199999996,29.661571199999997]
["Delivered Diesel","$/gallon",1.5176666666666667,1.2925714285714285,0.93587519480519499,1.2761544155844153,1.4787627272727271,1.6050633766233764]
["Average Electricity","c/kWh",6.9,6.4,6.9130361604720001,6.7275571995839982,6.6878860666559987,6.7516130074319989,6.8294477356799987]
["Dry Biomass at Farmgate","$/mmBtu",null,null,3.8637053999999993,3.8607302999999993,3.8992420199999995,3.9191182199999997,4.4580291000000001]
["Ethanol","$/mmBtu",null,null,19.318526999999996,19.303651499999994,19.496210099999995,19.595591099999996,22.290145499999998]
[]
["Biomass delivered (assuming $10/English ton average delivery price)","$/English ton",null,null,76.455732879999985,76.404561159999986,77.066962743999994,77.40883338399999,86.678100520000001]
[null,17.2,"MMBtu/English ton"]
[]
["AEO 2009 High price case"]
["Report #:DOE/EIA-0383(2009)"]
["Release date: March 2009"]
["Next release date, early release: November 2009"]
[]
[" Table   3.  Energy Prices by Sector and Source"]
["                      (2007 dollars per million Btu, unless otherwise noted)"]
[]
[]
[null,null,null,null,null,null,null,null,null,null,null,null,null,null,null,null,null,null,null,null,null,null,null,null,null,null,"2007-"]
[null,"2006","2007","2008","2009","2010","2011","2012","2013","2014","2015","2016","2017","2018","2019","2020","2021","2022","2023","2024","2025","2026","2027","2028","2029","2030","2030"]
[]
[]
[" Residential"]
["   Liquefied Petroleum Gases",23.883546829223601,24.976987838745099,28.3833827972412,22.3542995452881,27.926952362060501,30.764682769775401,33.661342620849602,36.453559875488303,39.494522094726598,41.980697631835902,43.916378021240199,45.360519409179702,46.395816802978501,47.017768859863303,47.646530151367202,48.008190155029297,48.261722564697301,48.628421783447301,48.848987579345703,49.201820373535199,49.638439178466797,49.873706817627003,50.123619079589801,50.456356048583999,50.7625923156738,3.13153266906738E-2]
["   Distillate Fuel Oil",18.464220046997099,19.6639919281006,23.795093536376999,18.337640762329102,20.694063186645501,23.041601181030298,25.2962837219238,27.2604274749756,30.121095657348601,32.154388427734403,33.5627632141113,34.602504730224602,35.554206848144503,36.023918151855497,36.510219573974602,36.482681274414098,36.622692108154297,37.053558349609403,37.097206115722699,37.402278900146499,37.843147277832003,38.237148284912102,38.632442474365199,38.983299255371101,39.194442749023402,3.0443191528320299E-2]
["   Natural Gas",13.7000589370728,12.691158294677701,13.015861511230501,11.686484336853001,12.3283596038818,12.249480247497599,12.273024559021,12.2969045639038,12.4211750030518,12.5907487869263,12.705096244811999,12.9095964431763,13.0879106521606,13.1304607391357,12.9131679534912,12.562335968017599,12.61110496521,12.871636390686,13.125649452209499,13.3413944244385,13.6169128417969,13.8638000488281,14.1467199325562,14.4200448989868,14.611619949340801,6.1453580856323199E-3]
["   Electricity",31.206779479980501,31.187788009643601,32.338191986083999,32.416282653808601,31.140913009643601,31.8760585784912,31.922065734863299,32.300529479980497,32.352581024169901,32.639389038085902,32.894443511962898,33.117340087890597,33.414459228515597,33.629150390625,33.777111053466797,33.604824066162102,33.664745330810497,34.025123596191399,34.538562774658203,35.105255126953097,35.529582977294901,35.8877983093262,36.209835052490199,36.388431549072301,36.494224548339801,6.8550109863281302E-3]
[]
[" Commercial"]
["   Liquefied Petroleum Gases",21.1974983215332,23.041419982910199,23.604557037353501,18.681890487670898,24.74609375,27.568971633911101,30.4514064788818,33.230876922607401,36.258987426757798,38.733001708984403,40.657176971435497,42.090251922607401,43.1152153015137,43.7275390625,44.347579956054702,44.701267242431598,44.947372436523402,45.307144165039098,45.5213012695313,45.867866516113303,46.298439025878899,46.528209686279297,46.772487640380902,47.099220275878899,47.399448394775398,3.1858563423156697E-2]
["   Distillate Fuel Oil",15.0199489593506,16.054103851318398,20.836805343627901,16.0582466125488,18.1372261047363,20.7669353485107,23.078548431396499,25.270603179931602,28.107904434204102,30.082014083862301,31.343215942382798,32.504638671875,33.3633842468262,33.805187225341797,34.229515075683601,34.103286743164098,34.2811889648438,34.681198120117202,34.715034484863303,35.0353393554688,35.459774017333999,35.835098266601598,36.246971130371101,36.616977691650398,36.9903373718262,3.6957502365112298E-2]
["   Residual Fuel",8.8815975189209002,10.2142028808594,13.357634544372599,6.7629709243774396,12.823133468627899,15.3392543792725,17.4722385406494,19.700599670410199,21.254331588745099,22.305961608886701,23.786525726318398,25.024957656860401,25.9401969909668,26.507759094238299,27.019905090331999,27.1827697753906,27.4323539733887,27.776666641235401,28.037864685058601,28.392919540405298,28.7309265136719,28.9971923828125,29.337739944458001,29.677482604980501,29.9862384796143,4.79378700256348E-2]
["   Natural Gas",11.896094322204601,10.9898433685303,11.522585868835399,10.173228263855,10.782675743103001,10.7339086532593,10.799374580383301,10.8246822357178,10.967120170593301,11.158206939697299,11.2802991867065,11.486307144165,11.6717615127563,11.7226161956787,11.525540351867701,11.1890621185303,11.2596950531006,11.5338354110718,11.800594329834,12.0026235580444,12.273542404174799,12.5177307128906,12.805614471435501,13.061990737915,13.243557929992701,8.1434249877929705E-3]
["   Electricity",28.3762531280518,28.073511123657202,29.5588493347168,29.575660705566399,27.526445388793899,27.8994140625,27.624683380126999,27.748167037963899,27.707677841186499,28.011663436889599,28.3554382324219,28.5976047515869,28.930782318115199,29.165691375732401,29.300102233886701,29.014184951782202,29.003173828125,29.329126358032202,29.795009613037099,30.299129486083999,30.6775302886963,31.039953231811499,31.389379501342798,31.541213989257798,31.7004203796387,5.2967071533203099E-3]
[]
[" Industrial 1/"]
["   Liquefied Petroleum Gases",21.0410861968994,23.3795356750488,25.519689559936499,18.770734786987301,23.917289733886701,26.7415580749512,29.674488067626999,32.454425811767599,35.485988616943402,37.9550170898438,39.876785278320298,41.308006286621101,42.332942962646499,42.9459419250488,43.565265655517599,43.919185638427699,44.164951324462898,44.525180816650398,44.739585876464801,45.087501525878899,45.519046783447301,45.747432708740199,45.991909027099602,46.318729400634801,46.6203422546387,3.0462384223937999E-2]
["   Distillate Fuel Oil",15.735449790954601,16.821935653686499,21.808429718017599,16.708997726440401,17.9886360168457,21.028125762939499,23.343002319335898,25.786291122436499,28.5029201507568,30.4483127593994,31.613187789916999,32.863849639892599,33.663894653320298,34.092327117919901,34.4815673828125,34.296230316162102,34.5044975280762,34.907333374023402,34.931465148925803,35.251617431640597,35.650547027587898,36.0166206359863,36.444431304931598,36.830661773681598,37.303695678710902,3.5232901573181201E-2]
["   Residual Fuel Oil",9.2125148773193395,10.494535446166999,13.694963455200201,6.9981408119201696,17.262666702270501,19.511152267456101,21.9067897796631,24.078254699706999,26.237388610839801,27.981674194335898,29.130001068115199,30.3923149108887,31.137657165527301,31.575212478637699,32.042640686035199,31.994066238403299,32.249111175537102,32.508918762207003,32.660282135009801,32.957084655761697,33.298637390136697,33.551937103271499,33.991706848144503,34.317066192627003,34.482418060302699,5.3082466125488302E-2]
["   Natural Gas 2/",7.9563031196594203,7.5151352882385298,8.9608917236328107,6.6214537620544398,7.1234536170959499,7.0705270767211896,7.1530704498290998,7.2213044166564897,7.3800201416015598,7.5896773338317898,7.6845889091491699,7.8647842407226598,8.0319690704345703,8.0643510818481392,7.8568081855773899,7.5151796340942401,7.5926008224487296,7.8076257705688503,8.0573301315307599,8.2859725952148402,8.5280551910400408,8.7343835830688494,8.9821290969848597,9.2285404205322301,9.4173421859741193,9.8584890365600603E-3]
["   Metallurgical Coal",3.6353600025177002,3.6099998950958301,4.0379996299743697,4.5020823478698704,4.3855228424072301,4.3762397766113299,4.3997368812561,4.4189567565918004,4.4347076416015598,4.4522905349731401,4.4603638648986799,4.4635276794433603,4.4729104042053196,4.4708456993103001,4.4873232841491699,4.5196957588195801,4.5735583305358896,4.6242790222168004,4.6478152275085396,4.6480631828308097,4.6606159210205096,4.6456594467163104,4.6185407638549796,4.56589651107788,4.4889969825744602,9.5199346542358398E-3]
["   Other Industrial Coal",2.4029979705810498,2.4299483299255402,2.5571811199188201,2.56162786483765,2.56748747825623,2.60902070999146,2.6235916614532502,2.6379292011261,2.6488504409789999,2.67559719085693,2.6456270217895499,2.6335513591766402,2.63612961769104,2.6347033977508501,2.63350534439087,2.6284878253936799,2.6334505081176802,2.6471104621887198,2.6563882827758798,2.6693737506866499,2.6800231933593799,2.6932156085968,2.7120738029479998,2.7318363189697301,2.7488965988159202,5.3765773773193403E-3]
["   Coal to Liquids","- -","- -",0,0,0,1.41293036937714,1.2184369564056401,1.17754483222961,1.3116322755813601,1.2733211517334,1.2851463556289699,1.28024590015411,1.30277991294861,1.29882299900055,1.29265284538269,1.32939457893372,1.3688597679138199,1.4024136066436801,1.4137438535690301,1.42857146263123,1.43632352352142,1.44281482696533,1.44536685943604,1.4501197338104199,1.4655066728591899,"- -"]
["   Electricity",18.411262512206999,18.634252548217798,20.706560134887699,20.639848709106399,18.9005832672119,18.9754123687744,18.748577117919901,18.7451286315918,18.622827529907202,18.823989868164102,19.081008911132798,19.220748901367202,19.446659088134801,19.608354568481399,19.6959743499756,19.505567550659201,19.549434661865199,19.802045822143601,20.232648849487301,20.693027496337901,21.023696899414102,21.339708328247099,21.629344940185501,21.733781814575199,21.762773513793899,6.7706108093261701E-3]
[]
[" Transportation"]
["   Liquefied Petroleum Gases 3/",22.2963676452637,25.0072422027588,28.459692001342798,22.469375610351602,27.7350177764893,30.574182510376001,33.472511291503899,36.259494781494098,39.291736602783203,41.768077850341797,43.697544097900398,45.127403259277301,46.152801513671903,46.761356353759801,47.381011962890597,47.734935760497997,47.977794647216797,48.333538055419901,48.545326232910199,48.889308929443402,49.317207336425803,49.543441772460902,49.784286499023402,50.108409881591797,50.406246185302699,3.0945181846618701E-2]
["   E85 4/",25.5142211914063,26.671012878418001,33.849239349365199,33.586345672607401,27.6864833831787,30.227962493896499,32.657257080078097,32.785953521728501,32.346141815185497,33.964523315429702,35.691123962402301,37.409137725830099,37.7480278015137,37.745933532714801,36.169681549072301,35.874843597412102,36.162742614746101,36.566848754882798,36.620006561279297,36.971061706542997,37.408500671386697,37.711296081542997,38.137138366699197,38.524795532226598,38.908096313476598,1.65539979934692E-2]
["   Motor Gasoline 5/",21.784559249877901,22.982162475585898,26.493778228759801,18.863723754882798,25.437911987304702,27.775495529174801,29.9758186340332,32.350837707519503,35.054023742675803,37.158294677734403,38.482601165771499,39.982501983642599,40.787757873535199,41.354404449462898,41.681800842285199,41.651054382324197,41.988578796386697,42.463710784912102,42.524349212646499,42.938045501708999,43.455722808837898,43.8155326843262,44.317115783691399,44.772129058837898,45.225753784179702,2.9869914054870599E-2]
["   Jet Fuel 6/",15.2446508407593,16.0964660644531,22.0368041992188,14.6258354187012,18.117679595947301,20.790958404541001,23.098089218139599,25.277437210083001,28.108070373535199,30.063097000122099,31.2007732391357,32.563095092773402,33.216217041015597,33.609565734863303,33.985622406005902,33.9229927062988,34.1160697937012,34.517745971679702,34.4479789733887,34.882648468017599,35.356975555419901,35.6980171203613,36.117191314697301,36.502471923828097,36.943180084228501,3.6781191825866699E-2]
["   Diesel Fuel (distillate fuel oil) 7/",20.2724208831787,20.921422958373999,27.137769699096701,19.170770645141602,22.028490066528299,24.713983535766602,27.011182785034201,29.495634078979499,32.183456420898402,34.083713531494098,35.161376953125,36.449062347412102,37.198707580566399,37.612049102783203,37.951786041259801,37.7472534179688,37.957847595214801,38.353157043457003,38.333263397216797,38.682945251464801,39.052806854247997,39.384151458740199,39.812137603759801,40.192409515380902,40.681694030761697,2.93352603912354E-2]
["   Residual Fuel Oil",8.20648097991943,9.3524312973022496,13.736819267272899,7.9047741889953604,13.998456954956101,16.239332199096701,18.616979598998999,20.834623336791999,23.251203536987301,25.300340652465799,26.520757675170898,27.721658706665,28.4222621917725,28.894708633422901,29.233545303344702,29.354173660278299,29.542749404907202,29.811567306518601,29.883472442626999,30.208297729492202,30.753358840942401,31.1088161468506,31.5337104797363,31.915937423706101,32.455944061279297,5.55877685546875E-2]
["   Natural Gas 8/",16.0437107086182,15.4583129882813,17.019536972045898,14.5970249176025,15.1249084472656,15.054651260376,15.074832916259799,15.052045822143601,15.142041206359901,15.2916584014893,15.3377676010132,15.4715919494629,15.583300590515099,15.570981025695801,15.303962707519499,14.909815788269,14.9584617614746,15.1840562820435,15.399169921875,15.568284988403301,15.7804002761841,15.981484413146999,16.220918655395501,16.434350967407202,16.567071914672901,3.0162334442138698E-3]
["   Electricity",30.389289855956999,30.640342712402301,34.162754058837898,33.815212249755902,30.533897399902301,30.904481887817401,30.761266708373999,30.656822204589801,30.208518981933601,30.091423034668001,30.193696975708001,30.0047798156738,29.991252899169901,30.379962921142599,30.558404922485401,30.327966690063501,30.564914703369102,31.263238906860401,32.143627166747997,32.985675811767599,33.582263946533203,34.167488098144503,34.703441619872997,34.847152709960902,34.984054565429702,5.7690143585205104E-3]
[]
[" Electric Power 9/"]
["   Distillate Fuel Oil",13.773189544677701,14.7723951339722,19.0520629882813,14.607873916626,17.083803176879901,19.3275451660156,21.593971252441399,23.5840148925781,26.404422760009801,28.420751571655298,29.800575256347699,30.8314094543457,31.78662109375,32.266555786132798,32.755008697509801,32.748939514160199,32.898239135742202,33.249435424804702,33.280975341796903,33.615665435791001,34.1393432617188,34.519859313964801,34.915023803710902,35.267223358154297,35.541374206542997,3.8909077644348103E-2]
["   Residual Fuel Oil",8.3781757354736293,8.3772602081298793,13.767860412597701,8.0074138641357404,15.1507024765015,17.445198059081999,19.8086948394775,22.028682708740199,24.317232131958001,26.1839485168457,27.423599243164102,28.603431701660199,29.3214435577393,29.774486541748001,30.1320896148682,30.226545333862301,30.416906356811499,30.663860321044901,30.799253463745099,31.115032196044901,31.5948371887207,31.898286819458001,32.294849395752003,32.6415824890137,33.036785125732401,6.1471939086914097E-2]
["   Natural Gas",7.0546379089355504,7.0191588401794398,9.1784105300903303,6.3232793807983398,6.7862815856933603,6.7554225921630904,6.8966388702392596,6.9007439613342303,7.0371451377868697,7.2394108772277797,7.3461008071899396,7.5131673812866202,7.6775636672973597,7.7008471488952601,7.47206687927246,7.1458010673522896,7.2566452026367196,7.4941387176513699,7.74432277679443,7.9791569709777797,8.1962327957153303,8.3967161178588903,8.6154594421386701,8.8489608764648402,9.0075101852416992,1.09031200408936E-2]
["   Steam Coal",1.7355251312255899,1.78000032901764,1.9430780410766599,1.9159911870956401,1.9215773344039899,1.94381320476532,1.96493256092072,1.9859246015548699,2.01386618614197,2.0425341129303001,2.0265669822692902,2.0264971256256099,2.0284991264343302,2.03088283538818,2.0331871509552002,2.0308041572570801,2.03707003593445,2.0511178970336901,2.0604875087738002,2.07539582252502,2.08802461624146,2.09706377983093,2.11007905006409,2.1255011558532702,2.14128541946411,8.0668926239013707E-3]
[]
[" Average Price to All Users 10/"]
["   Liquefied Petroleum Gases",15.6574239730835,18.532711029052699,19.588813781738299,17.695808410644499,22.89772605896,25.525800704956101,28.135374069213899,30.695905685424801,33.5143013000488,35.840816497802699,37.6836967468262,39.047306060791001,40.043754577636697,40.646400451660199,41.227584838867202,41.557403564453097,41.8039360046387,42.135208129882798,42.369644165039098,42.704635620117202,43.125633239746101,43.351551055908203,43.615390777587898,43.933467864990199,44.235824584960902,3.8550496101379401E-2]
["   E85 4/",25.5142211914063,26.671012878418001,33.849239349365199,33.586345672607401,27.6864833831787,30.227962493896499,32.657257080078097,32.785953521728501,32.346141815185497,33.964523315429702,35.691123962402301,37.409137725830099,37.7480278015137,37.745933532714801,36.169681549072301,35.874843597412102,36.162742614746101,36.566848754882798,36.620006561279297,36.971061706542997,37.408500671386697,37.711296081542997,38.137138366699197,38.524795532226598,38.908096313476598,1.65539979934692E-2]
["   Motor Gasoline 5/",21.648998260498001,22.819190979003899,26.322273254394499,18.9177551269531,25.436496734619102,27.772588729858398,29.973018646240199,32.347999572753899,35.050952911377003,37.155685424804702,38.4801635742188,39.979705810546903,40.785068511962898,41.3517036437988,41.679214477539098,41.648273468017599,41.985744476318402,42.461280822753899,42.522396087646499,42.935802459716797,43.453563690185497,43.8141899108887,44.316211700439503,44.771690368652301,45.225814819335902,3.0188679695129401E-2]
["   Jet Fuel",15.2446508407593,16.0964660644531,22.0368041992188,14.6258354187012,18.117679595947301,20.790958404541001,23.098089218139599,25.277437210083001,28.108070373535199,30.063097000122099,31.2007732391357,32.563095092773402,33.216217041015597,33.609565734863303,33.985622406005902,33.9229927062988,34.1160697937012,34.517745971679702,34.4479789733887,34.882648468017599,35.356975555419901,35.6980171203613,36.117191314697301,36.502471923828097,36.943180084228501,3.6781191825866699E-2]
["   Distillate Fuel Oil",19.1713962554932,19.9431247711182,25.703296661376999,18.5521545410156,20.9619140625,23.6791477203369,26.0628471374512,28.599927902221701,31.3183403015137,33.263851165771499,34.408931732177699,35.652828216552699,36.441574096679702,36.859718322753899,37.242115020752003,37.054904937744098,37.2623291015625,37.674507141113303,37.684783935546903,38.020187377929702,38.413318634033203,38.774890899658203,39.204498291015597,39.593456268310497,40.074676513671903,3.0806779861450199E-2]
["   Residual Fuel Oil",8.4246597290039098,9.2489309310913104,13.7205715179443,7.74660301208496,14.567358970642101,16.791095733642599,19.158735275268601,21.380689620971701,23.7013645172119,25.618089675903299,26.856208801269499,28.053350448608398,28.769941329956101,29.23703956604,29.5975856781006,29.6960258483887,29.894676208496101,30.160924911498999,30.265388488769499,30.587467193603501,31.0885925292969,31.417993545532202,31.8338527679443,32.200790405273402,32.660762786865199,5.6387543678283698E-2]
["   Natural Gas",9.5026035308837908,9.0057582855224592,10.3350286483765,8.2461471557617205,8.7815446853637695,8.7498798370361293,8.8216104507446307,8.8623371124267596,9.0222139358520508,9.1982822418212908,9.3107128143310494,9.4842357635497994,9.6566028594970703,9.6935338973999006,9.4843921661377006,9.1274719238281303,9.1924381256103498,9.4196281433105504,9.6638069152831996,9.8748388290405291,10.1317024230957,10.353573799133301,10.619698524475099,10.875740051269499,11.0649738311768,8.99326801300049E-3]
["   Metallurgical Coal",3.6353600025177002,3.6099998950958301,4.0379996299743697,4.5020823478698704,4.3855228424072301,4.3762397766113299,4.3997368812561,4.4189567565918004,4.4347076416015598,4.4522905349731401,4.4603638648986799,4.4635276794433603,4.4729104042053196,4.4708456993103001,4.4873232841491699,4.5196957588195801,4.5735583305358896,4.6242790222168004,4.6478152275085396,4.6480631828308097,4.6606159210205096,4.6456594467163104,4.6185407638549796,4.56589651107788,4.4889969825744602,9.5199346542358398E-3]
["   Other Coal",1.77764248847961,1.81885325908661,1.9807318449020399,1.95691537857056,1.96047616004944,1.9828474521637001,2.0030708312988299,2.0230474472045898,2.04939866065979,2.0778627395629901,2.0609514713287398,2.0600180625915501,2.0618624687194802,2.0638909339904798,2.06605005264282,2.0636281967163099,2.0698127746582,2.0836849212646502,2.0928261280059801,2.1075301170349099,2.11965775489807,2.12851786613464,2.1413710117340101,2.1563785076141402,2.1716537475585902,7.7377557754516602E-3]
["   Coal to Liquids","- -","- -",0,0,0,1.41293036937714,1.2184369564056401,1.17754483222961,1.3116322755813601,1.2733211517334,1.2851463556289699,1.28024590015411,1.30277991294861,1.29882299900055,1.29265284538269,1.32939457893372,1.3688597679138199,1.4024136066436801,1.4137438535690301,1.42857146263123,1.43632352352142,1.44281482696533,1.44536685943604,1.4501197338104199,1.4655066728591899,"- -"]
["   Electricity",26.6758422851563,26.701194763183601,28.207727432251001,28.274074554443398,26.651882171630898,27.076250076293899,26.8856010437012,27.034772872924801,27.029661178588899,27.3082084655762,27.613113403320298,27.833410263061499,28.1487426757813,28.391799926757798,28.5583095550537,28.353569030761701,28.399204254150401,28.738731384277301,29.230339050293001,29.757205963134801,30.155431747436499,30.516889572143601,30.855388641357401,31.007261276245099,31.1231689453125,6.6850185394287101E-3]
[]
["Non-Renewable Energy Expenditures by Sector"]
["(billion 2007 dollars)"]
[" Residential",231.08920288085901,238.37773132324199,252.94381713867199,239.17680358886699,239.69950866699199,245.75201416015599,249.44010925293,251.653884887695,255.77357482910199,260.52627563476602,265.15460205078102,269.22512817382801,274.38430786132801,278.28405761718801,280.47280883789102,279.25845336914102,282.19268798828102,287.70663452148398,294.26138305664102,299.7646484375,305.77548217773398,311.16711425781301,317.20748901367199,320.85021972656301,324.46701049804699,1.34958028793335E-2]
[" Commercial",170.28286743164099,173.08578491210901,185.76397705078099,178.33143615722699,175.53163146972699,180.70600891113301,182.55152893066401,186.30380249023401,190.25302124023401,195.77976989746099,200.96725463867199,206.10406494140599,211.46237182617199,215.83396911621099,218.91777038574199,219.36863708496099,222.59973144531301,228.27235412597699,234.30972290039099,240.46255493164099,246.24565124511699,251.95404052734401,257.89071655273398,262.67080688476602,267.35046386718801,1.9083023071289101E-2]
[" Industrial",216.12767028808599,226.84164428710901,256.28231811523398,205.24591064453099,215.22320556640599,231.62438964843801,251.65115356445301,268.80010986328102,283.12625122070301,295.85977172851602,303.21740722656301,310.33920288085898,314.45690917968801,315.63778686523398,314.44158935546898,311.38638305664102,313.677490234375,317.87069702148398,322.22720336914102,327.49166870117199,332.22317504882801,336.22024536132801,341.05575561523398,345.55453491210898,349.17462158203102,1.8929958343505901E-2]
[" Transportation",564.63043212890602,596.754638671875,694.30163574218795,484.89761352539102,634.28308105468795,713.26568603515602,779.22229003906295,844.09631347656295,905.84466552734398,934.9755859375,954.39727783203102,974.517578125,987.50305175781295,994.324462890625,995.15118408203102,988.80041503906295,994.07275390625,1004.81390380859,1007.67785644531,1021.18786621094,1038.30029296875,1054.15161132813,1073.83544921875,1093.56530761719,1116.07727050781,2.7594208717346198E-2]
["   Total Non-Renewable Expenditures",1182.13012695313,1235.05981445313,1389.29174804688,1107.65173339844,1264.73742675781,1371.34814453125,1462.86511230469,1550.85412597656,1634.99755859375,1687.14135742188,1723.73657226563,1760.18603515625,1787.806640625,1804.08032226563,1808.9833984375,1798.81384277344,1812.54272460938,1838.66357421875,1858.47619628906,1888.90673828125,1922.54455566406,1953.49304199219,1989.98937988281,2022.64086914063,2057.0693359375,2.2428870201110802E-2]
[" Transportation Renewable Expenditures",3.2134380191564602E-2,4.0766973048448597E-2,3.9758257567882503E-2,2.0912932232022299E-2,6.9471828639507294E-2,8.6778029799461406E-2,0.106363005936146,0.55913984775543202,7.9643964767456099,27.973939895629901,38.499557495117202,49.285560607910199,55.498867034912102,59.983543395996101,63.057430267333999,67.662658691406307,73.058197021484403,78.445304870605497,82.808517456054702,87.534194946289105,92.150848388671903,96.100090026855497,99.981544494628906,103.37892150878901,106.394973754883,0.407824020385742]
["   Total Expenditures",1182.16223144531,1235.1005859375,1389.33154296875,1107.67260742188,1264.80688476563,1371.43493652344,1462.97143554688,1551.41320800781,1642.9619140625,1715.11535644531,1762.23608398438,1809.47155761719,1843.30554199219,1864.06384277344,1872.04077148438,1866.4765625,1885.60095214844,1917.10888671875,1941.28466796875,1976.44091796875,2014.69543457031,2049.59301757813,2089.97094726563,2126.01977539063,2163.46435546875,2.4671554565429701E-2]
[]
[]
["Prices in Nominal Dollars"]
[" Residential"]
["   Liquefied Petroleum Gases",23.257051467895501,24.976987838745099,29.065778732299801,23.2960910797119,29.4280681610107,32.889183044433601,36.6288871765137,40.505104064941399,44.8352661132813,48.719963073730497,52.086635589599602,54.978519439697301,57.4362182617188,59.445770263671903,61.391433715820298,62.804817199707003,63.970870971679702,65.233825683593807,66.208908081054702,67.332000732421903,68.596176147460895,69.652244567871094,70.7481689453125,71.979537963867202,73.22802734375,4.7877073287963902E-2]
["   Distillate Fuel Oil",17.9798793792725,19.6639919281006,24.3671779632568,19.1102085113525,21.806400299072301,24.6327724456787,27.526374816894499,30.2902221679688,34.194293975830099,37.316211700439503,39.8068237304688,41.9394340515137,44.014728546142599,45.545963287353501,47.042560577392599,47.727027893066399,48.543346405029297,49.706432342529297,50.280788421630902,51.184494018554702,52.296066284179702,53.400947570800803,54.528671264648402,55.612415313720703,56.540290832519503,4.6990871429443401E-2]
["   Natural Gas",13.3406887054443,12.691158294677701,13.3287906646729,12.1788377761841,12.9910278320313,13.095386505126999,13.3549995422363,13.6636142730713,14.100858688354499,14.6119728088379,15.068768501281699,15.646878242492701,16.202325820922901,16.6011772155762,16.638313293456999,16.434179306030298,16.716007232666001,17.266981124877901,17.790235519409201,18.257511138916001,18.8174343109131,19.361801147460898,19.9677219390869,20.5712070465088,21.078121185302699,2.2302865982055699E-2]
["   Electricity",30.388185501098601,31.187788009643601,33.115669250488303,33.781986236572301,32.814785003662102,34.077308654785199,34.736278533935497,35.890495300292997,36.7275390625,37.879070281982401,39.014167785644503,40.139362335205099,41.365802764892599,42.518196105957003,43.5210151672363,43.962184906005902,44.622589111328097,45.6438598632813,46.812854766845703,48.041049957275398,49.098915100097699,50.119911193847699,51.109226226806598,51.910655975341797,52.645065307617202,2.3023962974548302E-2]
[]
[" Commercial"]
["   Liquefied Petroleum Gases",20.6414604187012,23.041419982910199,24.172060012817401,19.4689617156982,26.076234817504901,29.4727878570557,33.1359672546387,36.924243927002003,41.162197113037102,44.950904846191399,48.2210884094238,51.014842987060497,53.374961853027301,55.285846710205099,57.140815734863303,58.478668212890597,59.577701568603501,60.778411865234403,61.698631286621101,62.76953125,63.9805717468262,64.980018615722699,66.018135070800795,67.190345764160199,68.376495361328097,4.8429012298583998E-2]
["   Distillate Fuel Oil",14.6259565353394,16.054103851318398,21.337766647338899,16.734783172607401,19.112129211425799,22.201026916503899,25.113124847412099,28.0792446136475,31.9088649749756,34.911155700683601,37.174346923828097,39.3967475891113,41.302574157714801,42.740764617919901,44.103927612304702,44.6142768859863,45.439685821533203,46.523967742919901,47.052040100097699,47.945369720458999,49.002445220947301,50.046310424804702,51.161643981933601,52.236690521240199,53.3607368469238,5.3609848022460903E-2]
["   Residual Fuel",8.64862155914307,10.2142028808594,13.678780555725099,7.0478959083557102,13.512396812439,16.3985290527344,19.012569427490199,21.890174865722699,24.128501892089801,25.886793136596701,28.2118015289307,30.3311157226563,32.112957000732401,33.514438629150398,34.8145141601563,35.560783386230497,36.361560821533203,37.261711120605497,38.001945495605497,38.855312347412102,39.703739166259801,40.496681213378899,41.409446716308601,42.337013244628899,43.256912231445298,6.4766526222229004E-2]
["   Natural Gas",11.5840444564819,10.9898433685303,11.799612998962401,10.6018285751343,11.362260818481399,11.475154876709,11.7514343261719,12.0277652740479,12.4501762390137,12.9494619369507,13.3789005279541,13.921801567077599,14.449187278747599,14.8212032318115,14.8503885269165,14.6376485824585,14.924715995788601,15.472354888916,15.9942817687988,16.425422668456999,16.961009979248001,17.481918334960898,18.074787139892599,18.633848190307599,19.104610443115199,2.43330001831055E-2]
["   Electricity",27.631908416748001,28.073511123657202,30.269506454467798,30.8216876983643,29.006034851074201,29.8260498046875,30.060043334960898,30.832170486450199,31.454517364501999,32.508445739746101,33.630722045898402,34.661285400390597,35.815185546875,36.874931335449197,37.752494812011697,37.956661224365199,38.443679809570298,39.3442993164063,40.383541107177699,41.463935852050803,42.393783569335902,43.349544525146499,44.305282592773402,44.995758056640597,45.729721069335902,2.1440625190734901E-2]
[]
[" Industrial 1/"]
["   Liquefied Petroleum Gases",20.489151000976602,23.3795356750488,26.133235931396499,19.561550140380898,25.202880859375,28.5882358551025,32.290554046630902,36.061496734619098,40.28466796875,44.048030853271499,47.2955131530762,50.066734313964801,52.406539916992202,54.297653198242202,56.132820129394503,57.455539703369098,58.540603637695298,59.729427337646499,60.639110565185497,61.701614379882798,62.903518676757798,63.889602661132798,64.916366577148395,66.076919555664105,67.252586364746094,4.7010421752929701E-2]
["   Distillate Fuel Oil",15.3226890563965,16.821935653686499,22.332750320434599,17.412950515747099,18.955553054809599,22.4802551269531,25.400894165039102,28.652246475219702,32.3572998046875,35.336254119872997,37.494544982910199,39.832122802734403,41.674594879150398,43.103801727294901,44.428688049316399,44.866687774658203,45.735679626464801,46.827323913574197,47.345386505127003,48.241344451904297,49.266075134277301,50.299819946289098,51.440353393554702,52.541526794433601,53.812774658203097,5.1857590675353997E-2]
["   Residual Fuel Oil",8.9708585739135707,10.494535446166999,14.024219512939499,7.2929735183715803,18.1905612945557,20.858524322509801,23.838066101074201,26.7543754577637,29.785404205322301,32.473640441894503,34.549385070800803,36.836536407470703,38.547210693359403,39.921348571777301,41.286190032958999,41.854972839355497,42.746166229247997,43.609909057617202,44.267074584960902,45.101306915283203,46.015933990478501,46.857711791992202,47.978397369384801,48.9557075500488,49.742916107177699,6.9993734359741197E-2]
["   Natural Gas 2/",7.7475991249084499,7.5151352882385298,9.17633056640625,6.9004168510437003,7.5063500404357901,7.5587930679321298,7.7836766242981001,8.0238990783691406,8.3780012130737305,8.8080673217773402,9.1142396926879901,9.5323905944824201,9.9432659149169904,10.195965766906699,10.1233129501343,9.8314371109008807,10.063985824585,10.473736763000501,10.920739173889199,11.339237213134799,11.7850589752197,12.198199272155801,12.6780385971069,13.1651611328125,13.585069656372101,2.6075601577758799E-2]
["   Metallurgical Coal",3.53999996185303,3.6099998950958301,4.1350817680358896,4.6917557716369602,4.6212515830993697,4.6784477233886701,4.7876124382018999,4.9100909233093297,5.03440189361572,5.1670279502868697,5.2901754379272496,5.4099502563476598,5.5372896194457999,5.6526045799255398,5.7818107604980504,5.9127135276794398,6.0622472763061497,6.2033557891845703,6.2995529174804696,6.3608093261718803,6.4405817985534703,6.4879999160766602,6.5189485549926802,6.51357221603394,6.4756422042846697,2.57315635681152E-2]
["   Other Industrial Coal",2.3399641513824498,2.4299483299255402,2.6186611652374299,2.6695497035980198,2.70549392700195,2.7891905307769802,2.8548843860626198,2.9311156272888201,3.00704789161682,3.1051175594329798,3.1378228664398198,3.19195532798767,3.2634260654449498,3.3311228752136199,3.39320969581604,3.4386153221130402,3.4906363487243701,3.5510332584381099,3.60041379928589,3.6530005931854199,3.7035679817199698,3.7612707614898699,3.82802057266235,3.89715647697449,3.9654450416564901,2.1521687507629401E-2]
["   Coal to Liquids","- -","- -",0,0,0,1.5105023384094201,1.3258528709411599,1.3084201812744101,1.4890010356903101,1.4777305126190201,1.52423667907715,1.55170238018036,1.6127909421920801,1.64213514328003,1.6655528545379601,1.7391279935836801,1.8144223690032999,1.881303191185,1.91615927219391,1.9549800157546999,1.98487901687622,2.0149953365325901,2.0400972366332999,2.06869769096375,2.1140794754028298,"- -"]
["   Electricity",17.9283123016357,18.634252548217798,21.204389572143601,21.5094089508057,19.916519165039102,20.2857875823975,20.401430130004901,20.8285102844238,21.1411457061768,21.845851898193398,22.630865097045898,23.2962131500244,24.0742092132568,24.791343688964801,25.377799987793001,25.517387390136701,25.912757873535199,26.5639553070068,27.422914505004901,28.318119049072301,29.052991867065401,29.802448272705099,30.529249191284201,31.004766464233398,31.394081115722699,2.29382514953613E-2]
[]
[" Transportation"]
["   Liquefied Petroleum Gases 3/",21.711505889892599,25.0072422027588,29.143922805786101,23.416013717651399,29.225816726684599,32.6855278015137,36.423408508300803,40.289470672607401,44.605060577392599,48.473209381103501,51.827091217041001,54.695976257324197,57.1353759765625,59.121578216552699,61.049320220947301,62.447345733642599,63.594524383544901,64.838249206542997,65.797332763671903,66.904335021972699,68.152259826660199,69.191001892089801,70.269203186035199,71.483169555664105,72.713973999023395,4.7500967979431201E-2]
["   E85 4/",24.84494972229,26.671012878418001,34.663047790527301,35.0013427734375,29.174674987793001,32.315399169921903,35.536281585693402,36.4298706054688,36.720230102539098,39.4169311523438,42.331146240234403,45.341171264648402,46.730594635009801,47.723148345947301,46.603786468505902,46.931846618652301,47.933681488037102,49.053524017333999,49.634002685546903,50.5943794250488,51.695419311523402,52.666557312011697,53.829563140869098,54.958328247070298,56.1272163391113,3.2878637313842801E-2]
["   Motor Gasoline 5/",21.213121414184599,22.982162475585898,27.130744934081999,19.658454895019499,26.805238723754901,29.6935729980469,32.618450164794901,35.946395874023402,39.7942924499512,43.123409271240199,45.641952514648402,48.460178375244098,50.493659973144503,52.285430908203097,53.706020355224602,54.488346099853501,55.6558227539063,56.964015960693402,57.636627197265597,58.7601127624512,60.052177429199197,61.191566467285199,62.552440643310497,63.8705863952637,65.240806579589801,4.6408414840698201E-2]
["   Jet Fuel 6/",14.844763755798301,16.0964660644531,22.566616058349599,15.2420244216919,19.09153175354,22.226709365844702,25.1343898773193,28.086837768554702,31.909053802490199,34.889202117919901,37.005405426025398,39.467597961425803,41.120388031005902,42.493434906005902,43.789676666259801,44.378414154052699,45.220821380615199,46.304702758789098,46.690078735351598,47.736415863037102,48.860385894775398,49.854866027832003,50.978462219238303,52.073341369628899,53.292709350585902,5.3430676460266099E-2]
["   Diesel Fuel (distillate fuel oil) 7/",19.740650177001999,20.921422958373999,27.790218353271499,19.978439331054702,23.2125549316406,26.4206447601318,29.3924560546875,32.773857116699197,36.535545349121101,39.555255889892599,41.702842712402301,44.177524566650398,46.0505561828613,47.553874969482401,48.899986267089801,49.381351470947301,50.3130912780762,51.4498100280762,51.9561157226563,52.937068939208999,53.967716217041001,55.002819061279297,56.193782806396499,57.337295532226598,58.685737609863303,4.5865178108215297E-2]
["   Residual Fuel Oil",7.9912142753601101,9.3524312973022496,14.067081451416,8.2378034591674805,14.7508955001831,17.360763549804702,20.2582302093506,23.1502380371094,26.3954048156738,29.3618679046631,31.454713821411101,33.599609375,35.185657501220703,36.532318115234403,37.666736602783203,38.401439666747997,39.158885955810497,39.991481781005902,40.503440856933601,41.339633941650398,42.498569488525398,43.445716857910199,44.508998870849602,45.530326843261697,46.819606781005902,7.2539210319519001E-2]
["   Natural Gas 8/",15.6228637695313,15.4583129882813,17.4287223815918,15.2119998931885,15.9378957748413,16.094272613525401,16.403812408447301,16.724969863891602,17.189661026001001,17.746465682983398,18.191225051879901,18.7521057128906,19.291521072387699,19.686790466308601,19.718795776367202,19.5051784515381,19.827426910400401,20.369035720825199,20.871717453002901,21.304979324340799,21.807193756103501,22.319299697876001,22.895399093627901,23.444755554199201,23.898975372314499,1.91235542297363E-2]
["   Electricity",29.592140197753899,30.640342712402301,34.984100341796903,35.239852905273402,32.175140380859403,33.0386352539063,33.47314453125,34.064102172851598,34.293540954589801,34.922073364257798,35.810970306396499,36.366832733154297,37.128005981445298,38.410163879394503,39.373786926269503,39.675365447997997,40.513767242431598,41.9388618469238,43.566810607910199,45.140434265136697,46.407882690429702,47.717372894287102,48.982990264892599,49.711910247802699,50.466556549072301,2.1920561790466302E-2]
[]
[" Electric Power 9/"]
["   Distillate Fuel Oil",13.411901473999,14.7723951339722,19.510114669799801,15.2233066558838,18.0020847320557,20.662237167358398,23.4976692199707,26.205204010009801,29.975025177001999,32.983203887939503,35.344711303710902,37.368736267089801,39.350601196289098,40.795433044433601,42.204059600830099,42.842506408691399,43.6065864562988,44.603294372558601,45.108348846435497,46.002567291259801,47.177719116210902,48.209484100341797,49.2816352844238,50.311172485351598,51.270523071289098,5.5592775344848598E-2]
["   Residual Fuel Oil",8.1584053039550799,8.3772602081298793,14.098869323730501,8.3447675704956108,15.9650764465332,18.64990234375,21.555006027221701,24.477008819580099,27.6055908203125,30.387323379516602,32.525520324707003,34.668350219726598,36.2988090515137,37.644645690917997,38.824489593505902,39.542682647705099,40.317581176757798,41.134811401367202,41.744674682617202,42.580486297607401,43.661422729492202,44.548267364502003,45.583328247070298,46.565509796142599,47.657505035400398,7.8517913818359403E-2]
["   Natural Gas",6.8695855140686,7.0191588401794398,9.3990793228149396,6.5896801948547399,7.1510548591613796,7.2219285964965803,7.50463819503784,7.6677107810974103,7.9887604713439897,8.4015712738037092,8.7127790451049805,9.1062192916870099,9.5045261383056605,9.7363777160644496,9.6275825500488299,9.3482122421264595,9.6186761856079102,10.053201675415,10.4964952468872,10.919364929199199,11.3265085220337,11.7266225814819,12.160493850708001,12.623664855956999,12.993863105773899,2.71370410919189E-2]
["   Steam Coal",1.6900000572204601,1.78000032901764,1.9897937774658201,1.9967122077941899,2.0248651504516602,2.07804608345032,2.1381585597991899,2.2066454887390101,2.2861962318420401,2.3704271316528298,2.4035921096801802,2.4561846256256099,2.5112030506134002,2.5676970481872599,2.6197137832641602,2.6567192077636701,2.70013451576233,2.7515239715576199,2.79274225234985,2.8401501178741499,2.8854753971099898,2.9287014007568399,2.97832083702087,3.03217673301697,3.0889301300048801,2.4255156517028802E-2]
[]
[" Average Price to All Users 10/"]
["   Liquefied Petroleum Gases",15.2467098236084,18.532711029052699,20.059770584106399,18.4413356781006,24.128513336181602,27.2885227203369,30.6157550811768,34.107528686523402,38.046356201171903,41.594432830810497,44.694419860839801,47.326686859130902,49.5726127624512,51.390285491943402,53.120773315429702,54.365833282470703,55.411079406738303,56.523338317871101,57.4269409179688,58.440696716308601,59.596019744872997,60.543582916259801,61.561973571777301,62.674179077148402,63.812778472900398,5.5228352546691901E-2]
["   E85 4/",24.84494972229,26.671012878418001,34.663047790527301,35.0013427734375,29.174674987793001,32.315399169921903,35.536281585693402,36.4298706054688,36.720230102539098,39.4169311523438,42.331146240234403,45.341171264648402,46.730594635009801,47.723148345947301,46.603786468505902,46.931846618652301,47.933681488037102,49.053524017333999,49.634002685546903,50.5943794250488,51.695419311523402,52.666557312011697,53.829563140869098,54.958328247070298,56.1272163391113,3.2878637313842801E-2]
["   Motor Gasoline 5/",21.081117630004901,22.819190979003899,26.955116271972699,19.714763641357401,26.803747177123999,29.690465927123999,32.615406036377003,35.943241119384801,39.790805816650398,43.1203804016113,45.639060974121101,48.456787109375,50.490329742431598,52.282016754150398,53.702690124511697,54.484706878662102,55.652065277099602,56.960758209228501,57.633979797363303,58.757045745849602,60.0491943359375,61.189689636230497,62.551162719726598,63.869960784912102,65.240898132324205,4.6732306480407701E-2]
["   Jet Fuel",14.844763755798301,16.0964660644531,22.566616058349599,15.2420244216919,19.09153175354,22.226709365844702,25.1343898773193,28.086837768554702,31.909053802490199,34.889202117919901,37.005405426025398,39.467597961425803,41.120388031005902,42.493434906005902,43.789676666259801,44.378414154052699,45.220821380615199,46.304702758789098,46.690078735351598,47.736415863037102,48.860385894775398,49.854866027832003,50.978462219238303,52.073341369628899,53.292709350585902,5.3430676460266099E-2]
["   Distillate Fuel Oil",18.668506622314499,19.9431247711182,26.3212585449219,19.3337593078613,22.088649749755898,25.314346313476602,28.360517501831101,31.778598785400401,35.553440093994098,38.6037788391113,40.810413360595703,43.2124633789063,45.113254547119098,46.602684020996101,47.985591888427699,48.475616455078097,49.391181945800803,50.539421081542997,51.077178955078097,52.030094146728501,53.083995819091797,54.151943206787102,55.336112976074197,56.4828491210938,57.8100776672363,4.7360301017761203E-2]
["   Residual Fuel Oil",8.2036705017089808,9.2489309310913104,14.050442695617701,8.0729684829711896,15.3503770828247,17.950630187988299,20.8477458953857,23.756994247436499,26.906440734863299,29.730625152587901,31.8525714874268,34.001632690429702,35.6160697937012,36.965137481689503,38.135795593261697,38.8486518859863,39.6253662109375,40.460136413574197,41.021083831787102,41.8585205078125,42.961837768554702,43.8775024414063,44.932643890380902,45.936691284179702,47.115070343017599,7.3351860046386705E-2]
["   Natural Gas",9.2533378601074201,9.0057582855224592,10.5835046768188,8.5935592651367205,9.2535657882690394,9.3541154861450195,9.5993127822875994,9.8473205566406303,10.2422647476196,10.6749057769775,11.042889595031699,11.495222091674799,11.954499244689901,12.2557830810547,12.220417022705099,11.9406547546387,12.184568405151399,12.6361980438232,13.0981245040894,13.513578414916999,14.0011653900146,14.459515571594199,14.989423751831101,15.515007019043001,15.961875915527299,2.51965522766113E-2]
["   Metallurgical Coal",3.53999996185303,3.6099998950958301,4.1350817680358896,4.6917557716369602,4.6212515830993697,4.6784477233886701,4.7876124382018999,4.9100909233093297,5.03440189361572,5.1670279502868697,5.2901754379272496,5.4099502563476598,5.5372896194457999,5.6526045799255398,5.7818107604980504,5.9127135276794398,6.0622472763061497,6.2033557891845703,6.2995529174804696,6.3608093261718803,6.4405817985534703,6.4879999160766602,6.5189485549926802,6.51357221603394,6.4756422042846697,2.57315635681152E-2]
["   Other Coal",1.73101270198822,1.81885325908661,2.02835273742676,2.0393605232238801,2.0658547878265399,2.1197760105133101,2.17965912818909,2.2478942871093799,2.3265335559845002,2.41142725944519,2.4443736076354998,2.4968132972717298,2.5525057315826398,2.6094300746917698,2.6620569229125999,2.6996600627899201,2.7435350418090798,2.7952117919921902,2.8365733623504599,2.8841254711151101,2.9291899204254199,2.9726293087005602,3.0224885940551802,3.0762255191803001,3.1327383518218999,2.3920774459838898E-2]
["   Coal to Liquids","- -","- -",0,0,0,1.5105023384094201,1.3258528709411599,1.3084201812744101,1.4890010356903101,1.4777305126190201,1.52423667907715,1.55170238018036,1.6127909421920801,1.64213514328003,1.6655528545379601,1.7391279935836801,1.8144223690032999,1.881303191185,1.91615927219391,1.9549800157546999,1.98487901687622,2.0149953365325901,2.0400972366332999,2.06869769096375,2.1140794754028298,"- -"]
["   Electricity",25.976100921630898,26.701194763183601,28.885900497436499,29.465267181396499,28.0844612121582,28.946041107177699,29.255804061889599,30.039487838745099,30.684814453125,31.692062377929702,32.750293731689503,33.735057830810497,34.847049713134801,35.896480560302699,36.796710968017599,37.092437744140597,37.643119812011697,38.552295684814503,39.618198394775398,40.722320556640597,41.672286987304702,42.619045257568402,43.551567077636697,44.234035491943402,44.897003173828097,2.2851228713989299E-2]
[]
["Non-Renewable Energy Expenditures by Sector"]
["(billion nominal dollars)"]
[" Residential",225.02744706750701,238.37773132324199,259.02512631031902,249.25337512780601,252.583736500312,262.72278901234898,271.43045070142699,279.62336448741098,290.36118712182201,302.34922046937697,314.484301838607,326.31017799182001,339.67713347638499,351.841652659175,361.38263928723802,365.32884829527302,374.04615460167003,385.95134111753299,398.835809936602,410.22373705988099,422.55616886606703,434.56743167122602,447.73002080536401,457.71538257287102,468.062769957282,2.9771340183983201E-2]
[" Commercial",165.816137057829,173.08578491210901,190.230139498157,185.844578933267,184.96673437998101,193.184934067249,198.64505320450101,207.01010076743199,215.98045512613399,227.20879369248601,238.355458583971,249.80526361731199,261.78221655566898,272.88440826998601,282.07041522732101,286.98036020566298,295.05574420107399,306.22172255954098,317.57856616547701,329.069649877649,340.29091622717101,351.87208183072499,364.00595788799001,374.718362251543,385.668787945372,3.54482424126734E-2]
[" Industrial",210.45837399270499,226.84164428710901,262.44389197505598,213.892966172706,226.79179338269401,247.619560147584,273.83641803280398,298.67526634090802,321.41269661935701,343.35489244766001,359.62835975479601,376.14186022230598,389.28546003433701,399.06892807031301,405.15061668110599,407.35894410523099,415.77923171469001,426.41568562175598,436.74010603899097,448.16777725737001,459.10467071246399,469.55594536729899,481.39122134917898,492.95782400236197,503.70495393538602,3.5292797975979E-2]
[" Transportation",549.81947704453,596.754638671875,710.99412877519103,505.32645703543398,668.37680019736001,762.52132045534597,847.91759438910901,937.91141444555603,1028.33974387788,1085.06959183805,1131.9545626373499,1181.14904998321,1222.4904861899099,1257.1498536367301,1282.2289721541099,1293.5591115037901,1317.64254291509,1347.93302348928,1365.7857849230099,1397.4813404476599,1434.8442550222801,1472.1991410293999,1515.6904697150001,1560.0477492924799,1610.00718661163,4.4096217008691797E-2]
["   Total Non-Renewable Expenditures",1151.1213905869799,1235.05981445313,1422.6932865587301,1154.31734546592,1332.71906446034,1466.04865262005,1591.82954953581,1723.220162996,1856.09413471179,1957.9824453226099,2044.42271900984,2133.4064257913801,2213.2352962563,2280.9449005124402,2330.8327023315501,2353.2272042248301,2402.5237543345802,2466.5217523188298,2518.9403084269702,2584.9425046425499,2656.7959475688699,2728.1946425186502,2808.81762668277,2885.4393181192499,2967.4436544262699,3.8847823819442302E-2]
[" Transportation Renewable Expenditures",3.1291455626044802E-2,4.0766973048448597E-2,4.0714130927948497E-2,2.1793998683964599E-2,7.3206049344282806E-2,9.2770617127286306E-2,0.115739841221496,0.62128413204559196,9.0414016273646407,32.464667528422702,45.662064193132402,59.735806102059101,68.705445338854702,75.838728317784501,81.248020694409604,88.517002347113603,96.838574567007299,105.232438138034,112.23695677008899,119.789323919834,127.344773281206,134.21074205079,141.121318213276,147.47729532082599,153.48101506159901,0.43043202909376699]
["   Total Expenditures",1151.1526529385901,1235.1005859375,1422.73403823545,1154.33909891658,1332.7922559459801,1466.1414381637601,1591.9452461077601,1723.8413828856601,1865.13548978575,1990.4471814707699,2090.0847289103099,2193.14218565799,2281.9407840971799,2356.78359989211,2412.0806492987499,2441.7442864187801,2499.3623693526101,2571.7542006915,2631.1772031527198,2704.7318076809502,2784.14076302281,2862.4052247444101,2949.93897720213,3032.91659167235,3120.92473552298,4.1126546811574502E-2]
[]
[]
[]
["   1/ Includes energy for combined heat and power plants, except those whose primary business is to sell electricity, or electricity and heat, to the public."]
["   2/ Excludes use for lease and plant fuel."]
["   3/ Includes Federal and State taxes while excluding county and local taxes."]
["   4/ E85 refers to a blend of 85 percent ethanol (renewable) and 15 percent motor gasoline (nonrenewable).  To address cold starting issues, the percentage of ethanol varies"]
["seasonally.  The annual average ethanol content of 74 percent is used for this forecast."]
["   5/ Sales weighted-average price for all grades.  Includes Federal, State, and local taxes."]
["   6/ Kerosene-type jet fuel.  Includes Federal and State taxes while excluding county and local taxes."]
["   7/ Diesel fuel for on-road use.  Includes Federal and State taxes while excluding county and local taxes."]
["   8/ Compressed natural gas used as a vehicle fuel.  Includes estimated motor vehicle fuel taxes and estimated dispensing costs or charges."]
["   9/ Includes electricity-only and combined heat and power plants whose primary business is to sell electricity, or electricity and heat, to the public."]
["   10/ Weighted averages of end-use fuel prices are derived from the prices shown in each sector and the corresponding sectoral consumption."]
["   Btu = British thermal unit."]
["   - - = Not applicable."]
["   Note:  Data for 2006 and 2007 are model results and may differ slightly from official EIA data reports."]
["   Sources:  2006 and 2007 prices for motor gasoline, distillate fuel oil, and jet fuel are based on prices in the Energy Information Administration (EIA), Petroleum Marketing Annual"]
["2007, DOE/EIA-0487(2007) (Washington, DC, August 2008).  2006 residential and commercial natural gas delivered prices:  EIA, Natural Gas Annual 2006, DOE/EIA-0131(2006)"]
["(Washington, DC, October, 2007).  2007 residential and commercial natural gas delivered prices:  EIA, Natural Gas Monthly, DOE/EIA-0130(2008/04) (Washington, DC, April 2008)."]
["2006 and 2007 industrial natural gas delivered prices are estimated based on:  EIA, Manufacturing Energy Consumption Survey 1994 and industrial and wellhead prices from the"]
["Natural Gas Annual 2006, DOE/EIA-0131(2006) (Washington, DC, October, 2007) and the Natural Gas Monthly, DOE/EIA-0130(2008/04) (Washington, DC, April 2008).  2006"]
["transportation sector natural gas delivered prices are based on:  EIA, Natural Gas Annual 2006, DOE/EIA-0131(2006) (Washington, DC, October, 2007) and estimated State taxes,"]
["Federal taxes, and dispensing costs or charges.  2007 transportation sector natural gas delivered prices are model results.  2006 and 2007 electric power sector natural gas prices:"]
["EIA, Electric Power Monthly, April 2007 and April 2008, Table 4.13.B.  2006 and 2007 coal prices based on:  EIA, Quarterly Coal Report, October-December 2007,"]
["DOE/EIA-0121(2007/4Q) (Washington, DC, March 2008) and EIA, AEO2009 National Energy Modeling System run aeo2009.d120908a.  2006 and 2007 electricity prices:  EIA, Annual"]
["Energy Review 2007, DOE/EIA-0384(2007) (Washington, DC, June 2008).  2006 and 2007 E85 prices derived from monthly prices in the Clean Cities Alternative Fuel Price Report."]
["Projections:  EIA, AEO2009 National Energy Modeling System run hp2009.d121108a."]

{"sheet":"HyARC Physical Property Data","index":14,"n_rows":524,"n_cols":21,"rows_kept":524,"cut":false,"hidden":false,"merged":[[51,0,51,10],[50,0,50,10],[90,3,90,4],[58,0,58,10],[1,0,1,10],[2,0,2,10],[3,2,3,4],[3,6,3,8],[55,0,55,10],[56,0,56,10],[91,10,91,11],[90,0,90,1],[57,0,57,10],[52,0,52,10],[133,2,133,4],[133,5,133,7],[53,0,53,10],[90,6,90,7],[91,3,91,4],[54,0,54,10],[60,0,60,10],[61,0,61,10],[90,10,90,11]]}
["HyARC Energy Constants and Assumptions"]
["Hydrogen Analysis Resource Center:  Lower and Higher Heating Values of Hydrogen and Fuels"]
[]
["Fuels",null,"Lower Heating Value (LHV) [1]",null,null,null,"Higher Heating Value (HHV) [1]",null,null,null,"Density",null,null,null,"HHV/LHV Ratios for Price Tables (HHV values from EIA, LHV values from GREET)"]
["Gaseous Fuels @ 32 F and 1 atm",null,"Btu/ft3 [2]","Btu/lb [3]","MJ/kg [4]",null,"Btu/ft3 [2]","Btu/lb [3]","MJ/kg [4]",null,"grams/ft3",null,null,null,null,null,null,2005,2007,2005,2007]
["Natural gas",null,983,{"$f":"C6/$K6*453.59","v":20267.225909090906},{"$f":"D6*1.05506/1000*2.2046","v":47.141269049911173},null,1089,{"$f":"G6/$K6*453.59","v":22452.704999999998},{"$f":"H6*1.05506/1000*2.2046","v":52.224661236371581},null,22,null,null,null,"Feedstock","Units","LHV","HHV","HHV","HHV/LHV","HHV/LHV"]
["Hydrogen",null,290,{"$f":"C7/K7*453.59","v":51682.028917177428},{"$f":"D7*1.05506/1000*2.2046","v":120.21163829516094},null,343,{"$f":"G7/$K7*453.59","v":61127.365236523648},{"$f":"H7*1.05506/1000*2.2046","v":142.1813515008283},null,2.5451999999999999,null,null,null,"Commercial Natural Gas_metric","Btu/scf",930,1027,1030,{"$f":"R7/Q7","v":1.1043010752688172},{"$f":"S7/Q7","v":1.10752688172043}]
["Still gas (in refineries)",null,1458,20162.628658536585,46.897977385211739,null,1584,21905.078048780488,50.950889011094226,null,32.799999999999997,null,null,null,"Industrial Natural Gas_metric","Btu/scf",930,1027,1030,{"$f":"R8/Q8","v":1.1043010752688172},{"$f":"S8/Q8","v":1.10752688172043}]
["Liquid Fuels",null,"Btu/gal [2]","Btu/lb [3]","MJ/kg [4]",null,"Btu/gal [2]","Btu/lb [3]","MJ/kg [4]",null,"grams/gal",null,null,null,"Electric Utility Natural Gas_metric","Btu/scf",930,1027,1030,{"$f":"R9/Q9","v":1.1043010752688172},{"$f":"S9/Q9","v":1.10752688172043}]
["Crude oil",null,129670,18351.642839313572,42.685651034654214,null,138350,19580.086271450855,45.542992370204438,null,3205,null,null,null,"Commercial Electricity_metric",null,null,null,null,1,1]
["Conventional gasoline",null,116090,18679.412238382403,43.448037830811678,null,124340,20006.874991131608,46.535696648144757,null,2819,null,null,null,"Industrial Electricity_metric",null,null,null,null,1,1]
["Reformulated or low-sulfur gasoline",null,113601.50975397152,18210.67343395916,42.357758273433376,null,121848.38036482914,19532.672304147527,45.432708180380153,null,2829.5773353012783,null,null,null,"Electric Utility Steam Coal_metric","Btu/short ton",19546300,20754000,20231000,{"$f":"R12/Q12","v":1.0617866296946226},{"$f":"S12/Q12","v":1.0350296475547802}]
["CA reformulated gasoline",null,113927.15396104372,18271.813278014368,42.499968650482714,null,122174.43408423416,19594.524828536756,45.576576241392928,null,2828.193183616288,null,null,null,"Retail Diesel_metric","Btu/gallon",128450,{"$f":"5825000/42","v":138690.47619047618},{"$f":"5799000/42","v":138071.42857142858},{"$f":"R13/Q13","v":1.0797234425105191},{"$f":"S13/Q13","v":1.0749040760718458}]
["U.S. conventional diesel",null,128450,18397.106251973477,42.791398263097854,null,137380,19676.095421534574,45.766308239660439,null,3167,null,null,null,"E85 Ethanol_metric","Btu/gallon",86668,94706,94854,{"$f":"R14/Q14","v":1.0927447270041999},{"$f":"S14/Q14","v":1.0944523930401071}]
["Low-sulfur diesel",null,129487.84757606639,18320.147467881456,42.612393264440954,null,138490,19593.786369307545,45.574858596098856,null,3206,null,null,null,"Methanol_metric","Btu/gallon",null,null,null,{"$f":"$I$19/$E$19","v":1.1388646288209607},{"$f":"$I$19/$E$19","v":1.1388646288209607}]
["Petroleum naphtha",null,116920,19320.124881602911,44.938326005089621,null,125080,20668.501712204008,48.074630659567319,null,2745,null,null,null,"Retail Gasoline_metric","Btu/gallon",116090,{"$f":"5194000/42","v":123666.66666666667},{"$f":"5218000/42","v":124238.09523809524},{"$f":"R16/Q16","v":1.0652654549631033},{"$f":"S16/Q16","v":1.0701877443198831}]
["NG-based FT naphtha",null,111520,19081.236061863448,44.382674127774621,null,119740,20487.69015465862,47.654065638986118,null,2651,null,null,null,"Woody Biomass_metric","Btu/short ton",16811000,17200000,17200000,{"$f":"R17/Q17","v":1.0231396109690083},{"$f":"S17/Q17","v":1.0231396109690083}]
["Residual oil",null,140352.52220119376,16967.617416108602,39.466428278669781,null,150110,18147.226785714287,42.210182303804245,null,3752,null,null,null,"Steam_metric","GJ/kg",2.8300000000000001E-3,null,null,1,1]
["Methanol",null,57250,8638.7317032601459,20.093562745097504,null,65200,9838.345974717231,22.883847877386152,null,3006]
["Ethanol",null,76330,11587.19032797858,26.95163409308779,null,84530,12831.982161981257,29.847001570663057,null,2988]
["Butanol",null,99837,14774.898802610114,34.366197069261162,null,108458,16050.722420880913,37.33374402013208,null,3065]
["Acetone",null,83127,12721.179463562754,29.589276125600549,null,89511,13698.142540485829,31.861677857719279,null,2964]
["E-Diesel Additives",null,116090,18679.412238382403,43.448037830811678,null,124340,20006.874991131608,46.535696648144757,null,2819]
["Liquefied petroleum gas (LPG)",null,84950,20037.686167446696,46.607362990589891,null,91410,21561.446645865835,50.151607427543532,null,1923]
["Liquefied natural gas (LNG)",null,74720,20908.23244910549,48.632240823804793,null,84820,23734.425539790249,55.205924339870478,null,1621]
["Dimethyl ether (DME)",null,68930,12416.981215250198,28.881715479040551,null,75610,13620.3097299444,31.680639886410216,null,2518]
["Dimethoxy methane (DMM)",null,72200,10061.197542242702,23.402197342183918,null,79196.89540113158,11036.227276497471,25.670102147722705,null,3255]
["Methyl ester (biodiesel, BD)",null,119550,16134.09238321928,37.527661324991804,null,127960,17269.079559654863,40.167624785829787,null,3361]
["Fischer-Tropsch diesel (FTD)",null,123670,18593.130692741131,43.247348226059557,null,130030,19549.323069274113,45.471437614898726,null,3017]
["Renewable Diesel I (SuperCetane)",null,117059,18729.027093474426,43.563441253226593,null,125294,20046.598045855379,46.628091888549989,null,2835]
["Renewable Diesel II (UOP-HDO)",null,122887,18907.840681818183,43.979359026862895,null,130817,20127.979318181817,46.817383529723436,null,2948]
["Renewable Gasoline",null,115983,18589.656879858656,43.23926818844334,null,124230,19911.479045936394,46.313807084230582,null,2830]
["Liquid Hydrogen",null,30500,51621.249999999993,120.070267428715,null,36020,60963.849999999991,141.80101746827262,null,268]
["Methyl tertiary butyl ether (MTBE)",null,93540,15093.848665955175,35.108069755183983,null,101130,16318.59007470651,37.95680023884708,null,2811]
["Ethyl tertiary butyl ether (ETBE)",null,96720,15612.535516014234,36.314527731276172,null,104530,16873.225160142349,39.246873281123854,null,2810]
["Tertiary amyl methyl ether (TAME)",null,100480,15645.974322004806,36.392305901657274,null,108570,16905.687023686918,39.322379097760042,null,2913]
["Butane",null,94970,19465.631405332126,45.27677203684572,null,103220,21156.601807501127,49.209944294442614,null,2213]
["Isobutane",null,90060,19287.212181303115,44.861771548798892,null,98560,21107.568649669498,49.095893891290459,null,2118]
["Isobutylene",null,95720,19271.031868619615,44.824136379735997,null,103010,20738.706569019083,48.237926122822877,null,2253]
["Propane",null,84250,19903.623697916668,46.295535660398848,null,91420,21597.498854166668,50.235464333218552,null,1920]
["Solid Fuels",null,"Btu/ton [2]","Btu/lb [5]","MJ/kg [4]",null,"Btu/ton [2]","Btu/lb [5]","MJ/kg [4]"]
["Coal (wet basis) [6]",null,19546300,{"$f":"C42/2000","v":9773.15},{"$f":"D42*1.05506/1000*2.2046","v":22.7322030001394},null,20608570,{"$f":"G42/2000","v":10304.285},{"$f":"H42*1.05506/1000*2.2046","v":23.967615189707661}]
["Bituminous coal (wet basis) [7]",null,22460600,11230.3,26.121512445062798,null,23445900,{"$f":"G43/2000","v":11722.95},27.267409091284208]
["Coking coal (wet basis)",null,24600497.144575384,12300.248572287692,28.610197070281195,null,25679670,12839.834999999999,29.865267156269461]
["Farmed trees (dry basis)",null,16811000,8405.5,19.551069237418005,null,17703170,8851.5849999999991,20.588656379262464]
["Herbaceous biomass (dry basis)",null,14797554.763920812,7398.7773819604063,17.209447250841734,null,15582870,7791.4350000000004,18.122763088911064]
["Corn stover (dry basis)",null,14075990,7037.9949999999999,16.370272742561625,null,14974460,7487.23,17.415186738025483]
["Forest residue (dry basis)",null,13243490,6621.7449999999999,15.40208137142662,null,14164160,7082.08,16.472813803454081]
["Sugar cane bagasse",null,12947318,6473.6589999999997,15.057635515844886,null,14062678,7031.3389999999999,16.354790984564566]
["Petroleum coke",null,25370000,12685,29.505123226060004,null,26920000,13460,31.307761814960006]
["Notes:"]
["[1] The lower heating value (also known as net calorific value) of a fuel is defined as the amount of heat released by combusting a specified quantity (initially at 25°C) and returning the temperature of the combustion products to 150°C, which assumes the latent heat of vaporization of water in the reaction products is not recovered."]
["The higher heating value (also known as gross calorific value or gross energy) of a fuel is defined as the amount of heat released by a specified quantity (initially at 25°C) once it is combusted and the products have returned to a temperature of 25°C, which takes into account the latent heat of vaporization of water in the combustion products."]
["[2] Btu =  British thermal unit. "]
["[3] The heating values for gaseous fuels in units of Btu/lb are calculated based on the heating values in units of Btu/ft3 and the corresponding fuel density values. The heating values for liquid fuels in units of Btu/lb are calculated based on heating values in units of Btu/gal and the corresponding fuel density values."]
["[4] The heating values in units of MJ/kg, are converted from the heating values in units of Btu/lb."]
["[5] For solid fuels, the heating values in units of Btu/lb are converted from the heating values in units of Btu/ton."]
["[6] Coal characteristics assumed by GREET for electric power production."]
["[7] Coal characteristics assumed by GREET for hydrogen and Fischer-Tropsch diesel production."]
[]
["Source:"]
["GREET Transportation Fuel Cycle Analysis Model, GREET 1.8b, developed by Argonne National Laboratory, Argonne, IL, released May 8, 2008. http://www.transportation.anl.gov/software/GREET/index.html"]
[]
[]
[]
[]
[]
[]
["TABLE A - Energy Feedstock and Utility Properties Table"]
["Feedstock Type","Source","Source Year (for original price data)","H2a Reference Year","Units for Feedstock Price Table","HHV/LHV Source","HHV/LHV","H2A Usage Input Unit/ kg H2","H2A LHV (GJ/ H2A usage input unit)","List","CO2 Emissions Factor (kg CO2 produced/GJ feed)","Unit System","CH4 Emissions Factor (kg CH4 produced/GJ or mmBtu feed)","N2O Emissions Factor (kg N2O produced/GJ or mmBtu feed)"]
["Commercial Natural Gas","Energy Information Administration Annual Energy Outlook.  See AEO Data sheet for original data","see Energy Feed Tab",2007,"$(2007)/GJ LHV",null,null,"mmBtu",{"$f":"mmBTU_to_GJ","v":1.0549999999999999},"Feed Utility",56.31533863997597,"Metric"]
["Industrial Natural Gas","Energy Information Administration Annual Energy Outlook.  See AEO Data sheet for original data","see Energy Feed Tab",2007,"$(2007)/GJ LHV",null,null,"mmBtu",{"$f":"mmBTU_to_GJ","v":1.0549999999999999},"Feed Utility",56.31533863997597,"Metric"]
["Residential Natural Gas","Energy Information Administration Annual Energy Outlook.  See AEO Data sheet for original data","see Energy Feed Tab",2007,"$(2007)/GJ LHV",null,null,"mmBtu",{"$f":"mmBTU_to_GJ","v":1.0549999999999999},"Feed Utility",56.31533863997597,"Metric"]
["Electric Utility Natural Gas","Energy Information Administration Annual Energy Outlook.  See AEO Data sheet for original data","see Energy Feed Tab",2007,"$(2007)/GJ LHV",null,null,"mmBtu",{"$f":"mmBTU_to_GJ","v":1.0549999999999999},"Feed Utility",56.31533863997597,"Metric"]
["Bio Methane",null,"see Energy Feed Tab",2007,"$(2007)/GJ LHV",null,null,"mmBtu",{"$f":"mmBTU_to_GJ","v":1.0549999999999999},"Feed Utility",56.31533863997597,"Metric"]
["Commercial Electricity","Energy Information Administration Annual Energy Outlook.  See AEO Data sheet for original data","see Energy Feed Tab",2007,"$(2007)/GJ",null,null,"kWh",{"$f":"1/MJ_to_kWh/1000","v":3.5999999999999995E-3},"Feed Utility Byprod",0,"Metric"]
["Industrial Electricity","Energy Information Administration Annual Energy Outlook.  See AEO Data sheet for original data","see Energy Feed Tab",2007,"$(2007)/GJ",null,null,"kWh",{"$f":"1/MJ_to_kWh/1000","v":3.5999999999999995E-3},"Feed Utility Byprod",0,"Metric"]
["Residential Electricity","Energy Information Administration Annual Energy Outlook.  See AEO Data sheet for original data","see Energy Feed Tab",2007,"$(2007)/GJ",null,null,"kWh",{"$f":"1/MJ_to_kWh/1000","v":3.5999999999999995E-3},"Feed Utility Byprod",0,"Metric"]
["Electric Utility Steam Coal","Energy Information Administration Annual Energy Outlook.  See AEO Data sheet for original data","see Energy Feed Tab",2007,"$(2007)/GJ LHV",null,null,"kg",{"$f":"$C$42/2000/lb_to_kg/1000000*mmBTU_to_GJ","v":2.2735034516249999E-2},"Feed",102.75287348239476,"Metric"]
["Metallurgical Coal","Energy Information Administration Annual Energy Outlook.  See AEO Data sheet for original data","see Energy Feed Tab",2007,"$(2007)/GJ LHV",null,null,"kg",{"$f":"$C$42/2000/lb_to_kg/1000000*mmBTU_to_GJ","v":2.2735034516249999E-2},"Feed",102.75287348239476,"Metric"]
["Other Industrial Coal","Energy Information Administration Annual Energy Outlook.  See AEO Data sheet for original data","see Energy Feed Tab",2007,"$(2007)/GJ LHV",null,null,"kg",{"$f":"$C$42/2000/lb_to_kg/1000000*mmBTU_to_GJ","v":2.2735034516249999E-2},"Feed",102.75287348239476,"Metric"]
["Retail Diesel","Energy Information Administration Annual Energy Outlook.  See AEO Data sheet for original data","see Energy Feed Tab",2007,"$(2007)/GJ LHV",null,null,"L",{"$f":"$C$14/gal_to_liters*mmBTU_to_GJ/1000000","v":3.5803104359313075E-2},"Feed Utility",74.122324937568308,"Metric"]
["E85 Ethanol","Energy Information Administration Annual Energy Outlook.  See AEO Data sheet for original data","see Energy Feed Tab",2007,"$(2007)/GJ LHV",null,null,"L",{"$f":"$Q$14/gal_to_liters*mmBTU_to_GJ/1000000","v":2.4157130779392338E-2},"Feed",71.019041167591709,"Metric"]
["Retail Gasoline","Energy Information Administration Annual Energy Outlook.  See AEO Data sheet for original data","see Energy Feed Tab",2007,"$(2007)/GJ LHV",null,null,"L",{"$f":"$C$11/gal_to_liters*mmBTU_to_GJ/1000000","v":3.2357978863936591E-2},"Feed",72.833307273582633,"Metric"]
["Woody Biomass","* Biomass prices shown for years 2001 through 2009 are the same as the EIA value for 2010.  For the post-2025 biomass prices:  The value for 2035 was chosen based on a review of the literature, which indicated a price of $2.50/MMBtu delivered dry English ton (in 2000$) was a reasonable mid-range projection.  Values for the 2026 through 2034 were interpolated from the 2025 and 2035 values.  The value of $5.00/MMBtu delivered dry English ton in 2065 was based on judgment.  An EIA paper by Zia Haq entitled, “Biomass for Electricity Generation” (available from EIA’s website) indicates that about 7 quads of biomass per year  would be available if the price rose to  $5/MMBtu.","see Energy Feed Tab",2007,"$(2007)/GJ",null,null,"kg",{"$f":"$E$45/1000","v":1.9551069237418006E-2},"Feed",97.876597052612851,"Metric"]
["Woody Biomass B2A",null,null,null,"$(2007)/GJ",null,null,"kg",{"$f":"$E$45/1000","v":1.9551069237418006E-2},"Feed",97.876597052612851,"Metric"]
["Woody Biomass MYPP","Biomass Multi-Year Program Plan April 2011, Table B-4. LHV from Table B-7 (8,000 Btu/lb). Prices starting in 2010 $82.70, 2011 $71.60, 2012, $61.57, 2013; $68.97",null,null,"$(2007)/GJ",null,null,"kg",{"$f":"18.608/1000","v":1.8608E-2},"Feed",97.876597052612851,"Metric"]
["Steam","Note:  when steam is an important input or output, the price should be externally provided and should be based on the specific characteristics of the steam needed or produced. ","see Energy Feed Tab",2007,"$(2007)/GJ",null,null,"kg",2.8300000000000001E-3,"Feed Utility Byprod",0,"Metric"]
[]
[]
["TABLE B - GDP Implicit Deflator Price Index",null,null,"TABLE B2 - Plant Cost Index",null,null,"TABLE B3 - Labor Index",null,null,null,"TABLE B4 - SRI Chemical Price Index"]
["GDP Implicit Price Deflator (Index, 2005=100), Available from Federal Reserve Bank of St. Louis (FRED): http://research.stlouisfed.org/fred2/series/GDPDEF/",null,null,"From Chemical Engineering Magazine                                              Averaged Annual Index",null,null,"From the Bureau of Labor Statistics, Average Hourly Earnings of Chemical Manufacturing Workers (Production and Nonsupervisory Employees)  From series CEU3232500008",null,null,null,"SRI Inorganic Price Index  (Index, 1982=100),                                                     Current Index at http://www.sriconsulting.com/CEH/ "]
["Year","Value",null,"Year","Value",null,"Year","Value",null,null,"Year","Value"]
[1992,70.563999999999993,null,1992,358.2,null,1992,13.7,null,null,1980,55.195749555178075]
[1993,72.244,null,1993,359.2,null,1993,13.97,null,null,1981,61.025412991342954]
[1994,73.781000000000006,null,1994,368.1,null,1994,14.33,null,null,1982,62.017696129413558]
[1995,75.320999999999998,null,1995,381.1,null,1995,14.86,null,null,1983,62.203749217801807]
[1996,76.694999999999993,null,1996,381.7,null,1996,15.37,null,null,1984,63.81620931716656]
[1997,78.009,null,1997,386.5,null,1997,15.78,null,null,1985,64.262922782386738]
[1998,78.855000000000004,null,1998,389.5,null,1998,16.23,null,null,1986,64.135290363752389]
[1999,80.061000000000007,null,1999,390.6,null,1999,16.399999999999999,null,null,1987,66.11359285258456]
[2000,81.882999999999996,null,2000,394.1,null,2000,17.09,null,null,1988,72.112316528398225]
[2001,83.753,null,2001,394.3,null,2001,17.57,null,null,1989,76.324186343331206]
[2002,85.037999999999997,null,2002,395.6,null,2002,17.97,null,null,1990,77.217613273771548]
[2003,86.728999999999999,null,2003,402,null,2003,18.5,null,null,1991,79.38736439055522]
[2004,89.114000000000004,null,2004,444.2,null,2004,19.170000000000002,null,null,1992,80.280791320995533]
[2005,91.980999999999995,null,2005,468.2,null,2005,19.670000000000002,null,null,1993,81.174218251435875]
[2006,94.811999999999998,null,2006,499.6,null,2006,19.600000000000001,null,null,1994,82.961072112316543]
[2007,97.334000000000003,null,2007,525.4,null,2007,19.55,null,null,1995,91.512444160816855]
[2008,99.25,null,2008,575.4,null,2008,19.5,null,null,1996,93.044033184428855]
[2009,100,null,2009,521.9,null,2009,20.3,null,null,1997,93.873643905552015]
[2010,101.217,null,2010,550.79999999999995,null,2010,21.07,null,null,1998,94.894703254626677]
[2011,103.307,null,2011,585.70000000000005,null,2011,21.45,null,null,1999,95.532865347798349]
[2012,105.21299999999999,null,2012,584.6,null,2012,21.45,null,null,2000,100]
[2013,106.91,null,2013,567.29999999999995,null,2013,21.4,null,null,2001,101.08487555839186]
[2014,108.827,null,2014,576.1,null,2014,21.488333333333333,null,null,2002,100.38289725590302]
[2015,110.01,null,2015,556.79999999999995,null,2015,21.754999999999999,null,null,2003,105.04148053605616]
[2016,111.41200000000001,null,2016,541.70000000000005,null,2016,22.714999999999993,null,null,2004,110.27440970006384]
[2017,112.854,null,null,null,null,"Source: http://data.bls.gov/timeseries/CEU3232500008?data_tool=Xgtable",null,null,null,2005,119.52776005105299]
[null,null,null,null,null,null,null,null,null,null,2006,125.5902999361838]
[null,null,null,null,null,null,null,null,null,null,2007,129.73835354179963]
[null,null,null,null,null,null,null,null,null,null,2008,145.6285896617741]
[null,null,null,null,null,null,null,null,null,null,2009,143.39502233567327]
[null,null,null,null,null,null,null,null,null,null,2010,149.13848117421827]
[null,null,null,null,null,null,null,null,null,null,2011,160.8806636885769]
[null,null,null,null,null,null,null,null,null,null,2012,166.11359285258459]
[null,null,null,null,null,null,null,null,null,null,2013,168.41097638800255]
[null,null,null,null,null,null,null,null,null,null,2014,171.79323548181239]
[null,null,null,null,null,null,null,null,null,null,2015,168.98532227185709]
[null,null,null,null,null,null,null,null,null,null,2016,170.4530950861519]
[null,null,null,null,null,null,null,null,null,null,"Base date: December 1984 for the Producer price index - chemical mfg (adjusted to 1982 base)"]
[null,null,null,null,null,null,null,null,null,null,"5/15/17:  Same information as BLS data for Chemical Mfg:  https://data.bls.gov/pdq/SurveyOutputServlet"]
["Table C1 2010 Upstream Energy and Emissions for H2 Feedstocks: for each MJ (LHV, or as noted) of feedstock available at H2 production site.  Source: GREET1_2013, 01/20/2014 for year 2010 technologies"]
[null,null,"Energy: J/MJ",null,null,"Greenhouse Gas Emissions: grams/MJ",null,null,"Total Greenhouse Gas Emissions: grams/MJ"]
["Feedstock/Fuel","Description","Total Energy ","Fossil Fuels","Petroleum","CO2","CH4","N2O","GHGs"]
["Commercial Natural Gas","North American sources -- at plant gate",{"$f":"+AVERAGEIFS(D$165:D$524,$B$165:$B$524,$A136,$C$165:$C$524,\">=\"&startup_year,$C$165:$C$524,\"<=\"&(startup_year+anal_period))","v":1092000},1092000,3971.5555555555557,5.74,0.18462200000000004,8.6102222222222209E-4,11.566300000000002]
["Industrial Natural Gas","North American sources -- at plant gate",1092000,1092000,3971.5555555555557,5.74,0.18462200000000004,8.6102222222222209E-4,11.566300000000002]
["Electric Utility Natural Gas","North American sources -- at plant gate",1092000,1092000,3971.5555555555557,5.74,0.18462200000000004,8.6102222222222209E-4,11.566300000000002]
["Residential Natural Gas","North American sources -- at plant gate",1092000,1092000,3971.5555555555557,5.74,0.18462200000000004,8.6102222222222209E-4,11.566300000000002]
["Bio Methane","From waste and intermediate fuels",-1185000,0,0,-85.800000000000011,0.54700000000000004,-1.8286999999999995E-3,-70.08]
["Commercial Electricity","U.S. Average - at Wall Outlet",1722555.5555555555,1293777.7777777778,15361.111111111111,125.73222222222223,0.20455800000000002,1.7955444444444446E-3,130.52666666666664]
["Industrial Electricity","U.S. Average - at Wall Outlet",1722555.5555555555,1293777.7777777778,15361.111111111111,125.73222222222223,0.20455800000000002,1.7955444444444446E-3,130.52666666666664]
["Residential Electricity","U.S. Average - at Wall Outlet",1722555.5555555555,1293777.7777777778,15361.111111111111,125.73222222222223,0.20455800000000002,1.7955444444444446E-3,130.52666666666664]
["Electric Utility Steam Coal","at Plant Gate",1022000,1021000,15510,1.6978444444444447,0.14096234111111108,3.279166666666666E-5,5.9552888888888873]
["Metallurgical Coal","at Plant Gate",1022000,1021000,15510,1.6978444444444447,0.14096234111111108,3.279166666666666E-5,5.9552888888888873]
["Other Industrial Coal","at Plant Gate",{"$f":"+AVERAGEIFS(D$165:D$524,$B$165:$B$524,$A146,$C$165:$C$524,\">=\"&startup_year,$C$165:$C$524,\"<=\"&(startup_year+anal_period))","v":1022000},1021000,15510,1.6978444444444447,0.14096234111111108,3.279166666666666E-5,5.9552888888888873]
["Retail Diesel","at Forecourt",1209000,1202000,1052000,17.978222222222218,0.1641276666666667,2.9047555555555561E-4,22.99966666666667]
["E85 Ethanol","84 wt% ethanol from corn and 16 wt% gasoline",1585222.2222222222,696333.33333333337,286011.11111111112,38.073444444444448,0.1118,2.5350000000000004E-2,45.206666666666663]
["Retail Gasoline","at Forecourt",1249111.111111111,1242000,1078000,23.850666666666669,0.16985744444444445,3.7835111111111111E-4,29.169000000000008]
["Woody Biomass","Biomass for Gasification Hydrogen Production ",1190000,51592.222222222219,29220,3.7602333333333329,8.4359666666666642E-3,-3.8261034444444448E-3,3.0076888888888895]
["Woody Biomass B2A","Biomass for Gasification Hydrogen Production ",1190000,51592.222222222219,29220,3.7602333333333329,8.4359666666666642E-3,-3.8261034444444448E-3,3.0076888888888895]
["Woody Biomass MYPP","Biomass for Gasification Hydrogen Production ",1190000,51592.222222222219,29220,3.7602333333333329,8.4359666666666642E-3,-3.8261034444444448E-3,3.0076888888888895]
["Steam","GREET.NET, natural gas feedstock",1384000,1383000,5034,78.571100000000001,0.27494000000000002,2.3304000000000003E-3,87.59429999999999]
[]
[]
[]
[]
[]
[]
[]
[]
[null,"GREET.NET 2017 upstream emmissions tables"]
[null,null,null,"Energy: J/MJ",null,null,"Greenhouse Gas Emissions: grams/MJ",null,null,"Total Greenhouse Gas Emissions: grams/MJ"]
[null,"Feedstock","Year","Total Energy ","Fossil Fuels","Petroleum","CO2","CH4","N2O","GHGs"]
[null,"Commercial Natural Gas",2005,1094000,1094000,4252,5.9984999999999999,0.18232600000000002,8.8801999999999994E-5,11.536999999999999]
[null,"Industrial Natural Gas",2005,1094000,1094000,4252,5.9984999999999999,0.18232600000000002,8.8801999999999994E-5,11.536999999999999]
[null,"Electric Utility Natural Gas",2005,1094000,1094000,4252,5.9984999999999999,0.18232600000000002,8.8801999999999994E-5,11.536999999999999]
[null,"Residential Natural Gas",2005,1094000,1094000,4252,5.9984999999999999,0.18232600000000002,8.8801999999999994E-5,11.536999999999999]
[null,"Bio Methane",2005,-1208000,0,0,-85.789999999999992,0.54689999999999994,-1.4884E-3,-70]
[null,"Commercial Electricity",2005,2475000,2129000,124000,251.83,0.31369799999999998,3.6604999999999997E-3,255.85999999999999]
[null,"Industrial Electricity",2005,2475000,2129000,124000,251.83,0.31369799999999998,3.6604999999999997E-3,255.85999999999999]
[null,"Residential Electricity",2005,2475000,2129000,124000,251.83,0.31369799999999998,3.6604999999999997E-3,255.85999999999999]
[null,"Electric Utility Steam Coal",2005,1023000,1022000,15840,1.9352,0.14136591000000001,3.6392E-5,6.2023000000000001]
[null,"Metallurgical Coal",2005,1023000,1022000,15840,1.9352,0.14136591000000001,3.6392E-5,6.2023000000000001]
[null,"Other Industrial Coal",2005,1023000,1022000,15840,1.9352,0.14136591000000001,3.6392E-5,6.2023000000000001]
[null,"Retail Diesel",2005,1205000,1200000,1056000,18.433,0.18217,2.0549999999999998E-4,23.908999999999999]
[null,"E85 Ethanol",2005,1760000,783400,307400,47.923999999999999,0.13161500000000001,3.3619999999999997E-2,56.43]
[null,"Retail Gasoline",2005,1248000,1242000,1084000,24.465,0.18840200000000001,2.7361999999999997E-4,30.237000000000002]
[null,"Woody Biomass",2005,1195000,56800,32280,4.3339999999999996,9.434399999999999E-3,-3.8369229999999999E-3,3.6147]
[null,"Woody Biomass B2A",2005,1195000,56800,32280,4.3339999999999996,9.434399999999999E-3,-3.8369229999999999E-3,3.6147]
[null,"Woody Biomass MYPP",2005,1195000,56800,32280,4.3339999999999996,9.434399999999999E-3,-3.8369229999999999E-3,3.6147]
[null,"Steam",2005,1387000,1386000,5427,78.934799999999996,0.27050000000000002,1.418723E-3,87.571399999999997]
[null,"Commercial Natural Gas",2010,1094000,1093000,4104,5.9177,0.18431800000000001,8.6370000000000001E-4,11.7387]
[null,"Industrial Natural Gas",2010,1094000,1093000,4104,5.9177,0.18431800000000001,8.6370000000000001E-4,11.7387]
[null,"Electric Utility Natural Gas",2010,1094000,1093000,4104,5.9177,0.18431800000000001,8.6370000000000001E-4,11.7387]
[null,"Residential Natural Gas",2010,1094000,1093000,4104,5.9177,0.18431800000000001,8.6370000000000001E-4,11.7387]
[null,"Bio Methane",2010,-1208000,0,0,-85.789999999999992,0.54600000000000004,-1.8614999999999999E-3,-70.12]
[null,"Commercial Electricity",2010,2254000,1938000,52730,220.67,0.288267,3.4012000000000001E-3,228.91000000000003]
[null,"Industrial Electricity",2010,2254000,1938000,52730,220.67,0.288267,3.4012000000000001E-3,228.91000000000003]
[null,"Residential Electricity",2010,2254000,1938000,52730,220.67,0.288267,3.4012000000000001E-3,228.91000000000003]
[null,"Electric Utility Steam Coal",2010,1023000,1022000,15710,1.8761000000000001,0.14136795000000002,3.5802E-5,6.1511000000000005]
[null,"Metallurgical Coal",2010,1023000,1022000,15710,1.8761000000000001,0.14136795000000002,3.5802E-5,6.1511000000000005]
[null,"Other Industrial Coal",2010,1023000,1022000,15710,1.8761000000000001,0.14136795000000002,3.5802E-5,6.1511000000000005]
[null,"Retail Diesel",2010,1206000,1201000,1056000,18.166999999999998,0.18199899999999999,2.9639E-4,23.741999999999997]
[null,"E85 Ethanol",2010,1687000,740000,297100,42.921999999999997,0.12687100000000001,2.955E-2,50.54]
[null,"Retail Gasoline",2010,1248000,1242000,1083000,24.158999999999999,0.18823500000000001,3.8572999999999998E-4,30.041]
[null,"Woody Biomass",2010,1194000,56320,32080,4.2514000000000003,9.6048000000000001E-3,-3.820487E-3,3.5488999999999997]
[null,"Woody Biomass B2A",2010,1194000,56320,32080,4.2514000000000003,9.6048000000000001E-3,-3.820487E-3,3.5488999999999997]
[null,"Woody Biomass MYPP",2010,1194000,56320,32080,4.2514000000000003,9.6048000000000001E-3,-3.820487E-3,3.5488999999999997]
[null,"Steam",2010,1386000,1385000,5215,78.8352,0.27453,2.3346E-3,87.848799999999997]
[null,"Commercial Natural Gas",2015,1093000,1092000,4020,5.8287000000000004,0.18472100000000002,8.6249999999999999E-4,11.659600000000001]
[null,"Industrial Natural Gas",2015,1093000,1092000,4020,5.8287000000000004,0.18472100000000002,8.6249999999999999E-4,11.659600000000001]
[null,"Electric Utility Natural Gas",2015,1093000,1092000,4020,5.8287000000000004,0.18472100000000002,8.6249999999999999E-4,11.659600000000001]
[null,"Residential Natural Gas",2015,1093000,1092000,4020,5.8287000000000004,0.18472100000000002,8.6249999999999999E-4,11.659600000000001]
[null,"Bio Methane",2015,-1194000,0,0,-85.789999999999992,0.54659999999999997,-1.8422E-3,-70.099999999999994]
[null,"Commercial Electricity",2015,2038000,1688000,38920,180.61,0.25748300000000002,2.7356999999999998E-3,187.32]
[null,"Industrial Electricity",2015,2038000,1688000,38920,180.61,0.25748300000000002,2.7356999999999998E-3,187.32]
[null,"Residential Electricity",2015,2038000,1688000,38920,180.61,0.25748300000000002,2.7356999999999998E-3,187.32]
[null,"Electric Utility Steam Coal",2015,1022000,1021000,15590,1.8048999999999999,0.14106285999999998,3.4603000000000001E-5,6.0683999999999996]
[null,"Metallurgical Coal",2015,1022000,1021000,15590,1.8048999999999999,0.14106285999999998,3.4603000000000001E-5,6.0683999999999996]
[null,"Other Industrial Coal",2015,1022000,1021000,15590,1.8048999999999999,0.14106285999999998,3.4603000000000001E-5,6.0683999999999996]
[null,"Retail Diesel",2015,1210000,1204000,1053000,18.527999999999999,0.16494200000000001,2.9771000000000002E-4,23.579000000000001]
[null,"E85 Ethanol",2015,1642000,724000,290600,41.042999999999999,0.1162,2.7609999999999999E-2,48.36]
[null,"Retail Gasoline",2015,1252000,1245000,1081000,24.462,0.17067199999999999,3.8633E-4,29.811999999999998]
[null,"Woody Biomass",2015,1191000,53390,29910,3.9701,8.6864999999999998E-3,-3.8232459999999998E-3,3.2326999999999999]
[null,"Woody Biomass B2A",2015,1191000,53390,29910,3.9701,8.6864999999999998E-3,-3.8232459999999998E-3,3.2326999999999999]
[null,"Woody Biomass MYPP",2015,1191000,53390,29910,3.9701,8.6864999999999998E-3,-3.8232459999999998E-3,3.2326999999999999]
[null,"Steam",2015,1385000,1384000,5105,78.707400000000007,0.27494000000000002,2.3330999999999998E-3,87.730800000000002]
[null,"Commercial Natural Gas",2020,1093000,1092000,3993,5.7995000000000001,0.18462100000000001,8.6209999999999998E-4,11.6227]
[null,"Industrial Natural Gas",2020,1093000,1092000,3993,5.7995000000000001,0.18462100000000001,8.6209999999999998E-4,11.6227]
[null,"Electric Utility Natural Gas",2020,1093000,1092000,3993,5.7995000000000001,0.18462100000000001,8.6209999999999998E-4,11.6227]
[null,"Residential Natural Gas",2020,1093000,1092000,3993,5.7995000000000001,0.18462100000000001,8.6209999999999998E-4,11.6227]
[null,"Bio Methane",2020,-1185000,0,0,-85.800000000000011,0.54700000000000004,-1.8286999999999999E-3,-70.08]
[null,"Commercial Electricity",2020,1866000,1484000,26490,161.61000000000001,0.22423899999999999,2.4153E-3,168.06]
[null,"Industrial Electricity",2020,1866000,1484000,26490,161.61000000000001,0.22423899999999999,2.4153E-3,168.06]
[null,"Residential Electricity",2020,1866000,1484000,26490,161.61000000000001,0.22423899999999999,2.4153E-3,168.06]
[null,"Electric Utility Steam Coal",2020,1022000,1021000,15530,1.7706,0.14096106,3.4058000000000005E-5,6.0322999999999993]
[null,"Metallurgical Coal",2020,1022000,1021000,15530,1.7706,0.14096106,3.4058000000000005E-5,6.0322999999999993]
[null,"Other Industrial Coal",2020,1022000,1021000,15530,1.7706,0.14096106,3.4058000000000005E-5,6.0322999999999993]
[null,"Retail Diesel",2020,1211000,1205000,1052000,18.605999999999998,0.162991,3.0018999999999998E-4,23.607999999999997]
[null,"E85 Ethanol",2020,1591000,703100,286400,39.366999999999997,0.11210000000000001,2.5360000000000001E-2,46.16]
[null,"Retail Gasoline",2020,1252000,1245000,1078000,24.533999999999999,0.16861900000000002,3.8906999999999999E-4,29.833999999999996]
[null,"Woody Biomass",2020,1190000,52190,29260,3.8701999999999996,8.4535000000000009E-3,-3.824488E-3,3.1251000000000002]
[null,"Woody Biomass B2A",2020,1190000,52190,29260,3.8701999999999996,8.4535000000000009E-3,-3.824488E-3,3.1251000000000002]
[null,"Woody Biomass MYPP",2020,1190000,52190,29260,3.8701999999999996,8.4535000000000009E-3,-3.824488E-3,3.1251000000000002]
[null,"Steam",2020,1384000,1384000,5066,78.656899999999993,0.27494000000000002,2.3319E-3,87.680599999999998]
[null,"Commercial Natural Gas",2025,1093000,1092000,3984,5.7702,0.18462100000000001,8.6159999999999991E-4,11.5953]
[null,"Industrial Natural Gas",2025,1093000,1092000,3984,5.7702,0.18462100000000001,8.6159999999999991E-4,11.5953]
[null,"Electric Utility Natural Gas",2025,1093000,1092000,3984,5.7702,0.18462100000000001,8.6159999999999991E-4,11.5953]
[null,"Residential Natural Gas",2025,1093000,1092000,3984,5.7702,0.18462100000000001,8.6159999999999991E-4,11.5953]
[null,"Bio Methane",2025,-1185000,0,0,-85.800000000000011,0.54700000000000004,-1.8286999999999999E-3,-70.08]
[null,"Commercial Electricity",2025,1787000,1356000,23200,145.11000000000001,0.20658799999999999,2.1538999999999998E-3,150.89999999999998]
[null,"Industrial Electricity",2025,1787000,1356000,23200,145.11000000000001,0.20658799999999999,2.1538999999999998E-3,150.89999999999998]
[null,"Residential Electricity",2025,1787000,1356000,23200,145.11000000000001,0.20658799999999999,2.1538999999999998E-3,150.89999999999998]
[null,"Electric Utility Steam Coal",2025,1022000,1021000,15530,1.7374000000000001,0.14096106999999999,3.3522000000000002E-5,5.9969999999999999]
[null,"Metallurgical Coal",2025,1022000,1021000,15530,1.7374000000000001,0.14096106999999999,3.3522000000000002E-5,5.9969999999999999]
[null,"Other Industrial Coal",2025,1022000,1021000,15530,1.7374000000000001,0.14096106999999999,3.3522000000000002E-5,5.9969999999999999]
[null,"Retail Diesel",2025,1210000,1203000,1052000,18.323,0.16309799999999999,2.9605000000000001E-4,23.334]
[null,"E85 Ethanol",2025,1588000,698600,286300,38.775999999999996,0.1116,2.5360000000000001E-2,45.71]
[null,"Retail Gasoline",2025,1251000,1243000,1078000,24.223999999999997,0.16872600000000001,3.8451000000000002E-4,29.523000000000003]
[null,"Woody Biomass",2025,1190000,51790,29250,3.8201000000000001,8.410599999999999E-3,-3.8247120000000001E-3,3.0718000000000001]
[null,"Woody Biomass B2A",2025,1190000,51790,29250,3.8201000000000001,8.410599999999999E-3,-3.8247120000000001E-3,3.0718000000000001]
[null,"Woody Biomass MYPP",2025,1190000,51790,29250,3.8201000000000001,8.410599999999999E-3,-3.8247120000000001E-3,3.0718000000000001]
[null,"Steam",2025,1384000,1383000,5053,78.616100000000003,0.27494000000000002,2.3316999999999999E-3,87.639700000000005]
[null,"Commercial Natural Gas",2030,1092000,1092000,3981,5.7552000000000003,0.18462100000000001,8.6129999999999996E-4,11.5802]
[null,"Industrial Natural Gas",2030,1092000,1092000,3981,5.7552000000000003,0.18462100000000001,8.6129999999999996E-4,11.5802]
[null,"Electric Utility Natural Gas",2030,1092000,1092000,3981,5.7552000000000003,0.18462100000000001,8.6129999999999996E-4,11.5802]
[null,"Residential Natural Gas",2030,1092000,1092000,3981,5.7552000000000003,0.18462100000000001,8.6129999999999996E-4,11.5802]
[null,"Bio Methane",2030,-1185000,0,0,-85.800000000000011,0.54700000000000004,-1.8286999999999999E-3,-70.08]
[null,"Commercial Electricity",2030,1749000,1310000,19790,134.88,0.20275799999999999,1.9713E-3,140.09]
[null,"Industrial Electricity",2030,1749000,1310000,19790,134.88,0.20275799999999999,1.9713E-3,140.09]
[null,"Residential Electricity",2030,1749000,1310000,19790,134.88,0.20275799999999999,1.9713E-3,140.09]
[null,"Electric Utility Steam Coal",2030,1022000,1021000,15520,1.716,0.14096175,3.3149000000000004E-5,5.9754000000000005]
[null,"Metallurgical Coal",2030,1022000,1021000,15520,1.716,0.14096175,3.3149000000000004E-5,5.9754000000000005]
[null,"Other Industrial Coal",2030,1022000,1021000,15520,1.716,0.14096175,3.3149000000000004E-5,5.9754000000000005]
[null,"Retail Diesel",2030,1209000,1202000,1052000,18.120999999999999,0.16412299999999999,2.9339999999999998E-4,23.162000000000003]
[null,"E85 Ethanol",2030,1586000,697000,286200,38.404000000000003,0.1118,2.5350000000000001E-2,45.44]
[null,"Retail Gasoline",2030,1250000,1242000,1078000,24.006999999999998,0.16975200000000001,3.8147000000000002E-4,29.335999999999999]
[null,"Woody Biomass",2030,1190000,51650,29230,3.7881999999999998,8.4297E-3,-3.825901E-3,3.0377000000000001]
[null,"Woody Biomass B2A",2030,1190000,51650,29230,3.7881999999999998,8.4297E-3,-3.825901E-3,3.0377000000000001]
[null,"Woody Biomass MYPP",2030,1190000,51650,29230,3.7881999999999998,8.4297E-3,-3.825901E-3,3.0377000000000001]
[null,"Steam",2030,1384000,1383000,5048,78.598700000000008,0.27484000000000003,2.3306000000000004E-3,87.622100000000003]
[null,"Commercial Natural Gas",2035,1092000,1092000,3981,5.7552000000000003,0.18462100000000001,8.6129999999999996E-4,11.5802]
[null,"Industrial Natural Gas",2035,1092000,1092000,3981,5.7552000000000003,0.18462100000000001,8.6129999999999996E-4,11.5802]
[null,"Electric Utility Natural Gas",2035,1092000,1092000,3981,5.7552000000000003,0.18462100000000001,8.6129999999999996E-4,11.5802]
[null,"Residential Natural Gas",2035,1092000,1092000,3981,5.7552000000000003,0.18462100000000001,8.6129999999999996E-4,11.5802]
[null,"Bio Methane",2035,-1185000,0,0,-85.800000000000011,0.54700000000000004,-1.8286999999999999E-3,-70.08]
[null,"Commercial Electricity",2035,1745000,1314000,18650,132.69,0.204869,1.9257999999999999E-3,137.91999999999999]
[null,"Industrial Electricity",2035,1745000,1314000,18650,132.69,0.204869,1.9257999999999999E-3,137.91999999999999]
[null,"Residential Electricity",2035,1745000,1314000,18650,132.69,0.204869,1.9257999999999999E-3,137.91999999999999]
[null,"Electric Utility Steam Coal",2035,1022000,1021000,15520,1.7124999999999999,0.14096197999999999,3.3061000000000001E-5,5.9708000000000006]
[null,"Metallurgical Coal",2035,1022000,1021000,15520,1.7124999999999999,0.14096197999999999,3.3061000000000001E-5,5.9708000000000006]
[null,"Other Industrial Coal",2035,1022000,1021000,15520,1.7124999999999999,0.14096197999999999,3.3061000000000001E-5,5.9708000000000006]
[null,"Retail Diesel",2035,1209000,1202000,1052000,18.088999999999999,0.16412499999999999,2.9260000000000001E-4,23.119]
[null,"E85 Ethanol",2035,1586000,697100,286100,38.326999999999998,0.1118,2.5350000000000001E-2,45.39]
[null,"Retail Gasoline",2035,1250000,1242000,1078000,23.973999999999997,0.169854,3.8064000000000001E-4,29.302]
[null,"Woody Biomass",2035,1190000,51660,29230,3.7818000000000001,8.4370999999999995E-3,-3.8259590000000003E-3,3.0312999999999999]
[null,"Woody Biomass B2A",2035,1190000,51660,29230,3.7818000000000001,8.4370999999999995E-3,-3.8259590000000003E-3,3.0312999999999999]
[null,"Woody Biomass MYPP",2035,1190000,51660,29230,3.7818000000000001,8.4370999999999995E-3,-3.8259590000000003E-3,3.0312999999999999]
[null,"Steam",2035,1384000,1383000,5034,78.571100000000001,0.27494000000000002,2.3304000000000003E-3,87.594300000000004]
[null,"Commercial Natural Gas",2040,1092000,1092000,3975,5.7453000000000003,0.18462200000000001,8.6110000000000006E-4,11.577199999999999]
[null,"Industrial Natural Gas",2040,1092000,1092000,3975,5.7453000000000003,0.18462200000000001,8.6110000000000006E-4,11.577199999999999]
[null,"Electric Utility Natural Gas",2040,1092000,1092000,3975,5.7453000000000003,0.18462200000000001,8.6110000000000006E-4,11.577199999999999]
[null,"Residential Natural Gas",2040,1092000,1092000,3975,5.7453000000000003,0.18462200000000001,8.6110000000000006E-4,11.577199999999999]
[null,"Bio Methane",2040,-1185000,0,0,-85.800000000000011,0.54700000000000004,-1.8286999999999999E-3,-70.08]
[null,"Commercial Electricity",2040,1732000,1300000,17320,129.32,0.20383000000000001,1.8644999999999998E-3,134.37]
[null,"Industrial Electricity",2040,1732000,1300000,17320,129.32,0.20383000000000001,1.8644999999999998E-3,134.37]
[null,"Residential Electricity",2040,1732000,1300000,17320,129.32,0.20383000000000001,1.8644999999999998E-3,134.37]
[null,"Electric Utility Steam Coal",2040,1022000,1021000,15510,1.7054,0.14096210000000001,3.2928999999999996E-5,5.9637000000000002]
[null,"Metallurgical Coal",2040,1022000,1021000,15510,1.7054,0.14096210000000001,3.2928999999999996E-5,5.9637000000000002]
[null,"Other Industrial Coal",2040,1022000,1021000,15510,1.7054,0.14096210000000001,3.2928999999999996E-5,5.9637000000000002]
[null,"Retail Diesel",2040,1209000,1202000,1052000,18.032,0.16412599999999999,2.9167E-4,23.062000000000001]
[null,"E85 Ethanol",2040,1586000,696600,286100,38.200000000000003,0.1118,2.5350000000000001E-2,45.3]
[null,"Retail Gasoline",2040,1250000,1242000,1078000,23.914999999999999,0.16985499999999998,3.7957999999999997E-4,29.232999999999997]
[null,"Woody Biomass",2040,1190000,51610,29220,3.7715999999999998,8.4332999999999995E-3,-3.8260220000000001E-3,3.02]
[null,"Woody Biomass B2A",2040,1190000,51610,29220,3.7715999999999998,8.4332999999999995E-3,-3.8260220000000001E-3,3.02]
[null,"Woody Biomass MYPP",2040,1190000,51610,29220,3.7715999999999998,8.4332999999999995E-3,-3.8260220000000001E-3,3.02]
[null,"Steam",2040,1384000,1383000,5034,78.571100000000001,0.27494000000000002,2.3304000000000003E-3,87.594300000000004]
[null,"Commercial Natural Gas",2045,1092000,1092000,3972,5.7410000000000005,0.18462200000000001,8.6110000000000006E-4,11.565900000000001]
[null,"Industrial Natural Gas",2045,1092000,1092000,3972,5.7410000000000005,0.18462200000000001,8.6110000000000006E-4,11.565900000000001]
[null,"Electric Utility Natural Gas",2045,1092000,1092000,3972,5.7410000000000005,0.18462200000000001,8.6110000000000006E-4,11.565900000000001]
[null,"Residential Natural Gas",2045,1092000,1092000,3972,5.7410000000000005,0.18462200000000001,8.6110000000000006E-4,11.565900000000001]
[null,"Bio Methane",2045,-1185000,0,0,-85.800000000000011,0.54700000000000004,-1.8286999999999999E-3,-70.08]
[null,"Commercial Electricity",2045,1724000,1293000,15580,126.71000000000001,0.203795,1.8165E-3,131.63]
[null,"Industrial Electricity",2045,1724000,1293000,15580,126.71000000000001,0.203795,1.8165E-3,131.63]
[null,"Residential Electricity",2045,1724000,1293000,15580,126.71000000000001,0.203795,1.8165E-3,131.63]
[null,"Electric Utility Steam Coal",2045,1022000,1021000,15510,1.6997,0.14096223999999999,3.2833999999999998E-5,5.9580000000000002]
[null,"Metallurgical Coal",2045,1022000,1021000,15510,1.6997,0.14096223999999999,3.2833999999999998E-5,5.9580000000000002]
[null,"Other Industrial Coal",2045,1022000,1021000,15510,1.6997,0.14096223999999999,3.2833999999999998E-5,5.9580000000000002]
[null,"Retail Diesel",2045,1209000,1202000,1052000,17.989000000000001,0.164127,2.9079000000000003E-4,23.018999999999998]
[null,"E85 Ethanol",2045,1586000,696300,286000,38.110999999999997,0.1118,2.5350000000000001E-2,45.23]
[null,"Retail Gasoline",2045,1249000,1242000,1078000,23.861000000000001,0.16985599999999998,3.7867E-4,29.189]
[null,"Woody Biomass",2045,1190000,51590,29220,3.7631000000000001,8.4335E-3,-3.8260760000000003E-3,3.0114000000000001]
[null,"Woody Biomass B2A",2045,1190000,51590,29220,3.7631000000000001,8.4335E-3,-3.8260760000000003E-3,3.0114000000000001]
[null,"Woody Biomass MYPP",2045,1190000,51590,29220,3.7631000000000001,8.4335E-3,-3.8260760000000003E-3,3.0114000000000001]
[null,"Steam",2045,1384000,1383000,5034,78.571100000000001,0.27494000000000002,2.3304000000000003E-3,87.594300000000004]
[null,"Commercial Natural Gas",2050,1092000,1092000,3971,5.7390999999999996,0.18462200000000001,8.61E-4,11.5648]
[null,"Industrial Natural Gas",2050,1092000,1092000,3971,5.7390999999999996,0.18462200000000001,8.61E-4,11.5648]
[null,"Electric Utility Natural Gas",2050,1092000,1092000,3971,5.7390999999999996,0.18462200000000001,8.61E-4,11.5648]
[null,"Residential Natural Gas",2050,1092000,1092000,3971,5.7390999999999996,0.18462200000000001,8.61E-4,11.5648]
[null,"Bio Methane",2050,-1185000,0,0,-85.800000000000011,0.54700000000000004,-1.8286999999999999E-3,-70.08]
[null,"Commercial Electricity",2050,1721000,1293000,15050,125.08,0.20477100000000001,1.7827000000000001E-3,129.82]
[null,"Industrial Electricity",2050,1721000,1293000,15050,125.08,0.20477100000000001,1.7827000000000001E-3,129.82]
[null,"Residential Electricity",2050,1721000,1293000,15050,125.08,0.20477100000000001,1.7827000000000001E-3,129.82]
[null,"Electric Utility Steam Coal",2050,1022000,1021000,15510,1.6964999999999999,0.14096238999999999,3.2765999999999998E-5,5.9536999999999995]
[null,"Metallurgical Coal",2050,1022000,1021000,15510,1.6964999999999999,0.14096238999999999,3.2765999999999998E-5,5.9536999999999995]
[null,"Other Industrial Coal",2050,1022000,1021000,15510,1.6964999999999999,0.14096238999999999,3.2765999999999998E-5,5.9536999999999995]
[null,"Retail Diesel",2050,1209000,1202000,1052000,17.969000000000001,0.164128,2.9025999999999998E-4,22.988]
[null,"E85 Ethanol",2050,1585000,696300,286000,38.049999999999997,0.1118,2.5350000000000001E-2,45.19]
[null,"Retail Gasoline",2050,1249000,1242000,1078000,23.84,0.16985799999999998,3.7813000000000001E-4,29.157000000000004]
[null,"Woody Biomass",2050,1190000,51590,29220,3.7582,8.4366999999999984E-3,-3.8261190000000002E-3,3.0054000000000003]
[null,"Woody Biomass B2A",2050,1190000,51590,29220,3.7582,8.4366999999999984E-3,-3.8261190000000002E-3,3.0054000000000003]
[null,"Woody Biomass MYPP",2050,1190000,51590,29220,3.7582,8.4366999999999984E-3,-3.8261190000000002E-3,3.0054000000000003]
[null,"Steam",2050,1384000,1383000,5034,78.571100000000001,0.27494000000000002,2.3304000000000003E-3,87.594300000000004]
[null,"Commercial Natural Gas",2055,1092000,1092000,3971,5.7390999999999996,0.18462200000000001,8.61E-4,11.5648]
[null,"Industrial Natural Gas",2055,1092000,1092000,3971,5.7390999999999996,0.18462200000000001,8.61E-4,11.5648]
[null,"Electric Utility Natural Gas",2055,1092000,1092000,3971,5.7390999999999996,0.18462200000000001,8.61E-4,11.5648]
[null,"Residential Natural Gas",2055,1092000,1092000,3971,5.7390999999999996,0.18462200000000001,8.61E-4,11.5648]
[null,"Bio Methane",2055,-1185000,0,0,-85.800000000000011,0.54700000000000004,-1.8286999999999999E-3,-70.08]
[null,"Commercial Electricity",2055,1721000,1293000,15050,125.08,0.20477100000000001,1.7827000000000001E-3,129.82]
[null,"Industrial Electricity",2055,1721000,1293000,15050,125.08,0.20477100000000001,1.7827000000000001E-3,129.82]
[null,"Residential Electricity",2055,1721000,1293000,15050,125.08,0.20477100000000001,1.7827000000000001E-3,129.82]
[null,"Electric Utility Steam Coal",2055,1022000,1021000,15510,1.6964999999999999,0.14096238999999999,3.2765999999999998E-5,5.9536999999999995]
[null,"Metallurgical Coal",2055,1022000,1021000,15510,1.6964999999999999,0.14096238999999999,3.2765999999999998E-5,5.9536999999999995]
[null,"Other Industrial Coal",2055,1022000,1021000,15510,1.6964999999999999,0.14096238999999999,3.2765999999999998E-5,5.9536999999999995]
[null,"Retail Diesel",2055,1209000,1202000,1052000,17.969000000000001,0.164128,2.9025999999999998E-4,22.988]
[null,"E85 Ethanol",2055,1585000,696300,286000,38.049999999999997,0.1118,2.5350000000000001E-2,45.19]
[null,"Retail Gasoline",2055,1249000,1242000,1078000,23.84,0.16985799999999998,3.7813000000000001E-4,29.157000000000004]
[null,"Woody Biomass",2055,1190000,51590,29220,3.7582,8.4366999999999984E-3,-3.8261190000000002E-3,3.0054000000000003]
[null,"Woody Biomass B2A",2055,1190000,51590,29220,3.7582,8.4366999999999984E-3,-3.8261190000000002E-3,3.0054000000000003]
[null,"Woody Biomass MYPP",2055,1190000,51590,29220,3.7582,8.4366999999999984E-3,-3.8261190000000002E-3,3.0054000000000003]
[null,"Steam",2055,1384000,1383000,5034,78.571100000000001,0.27494000000000002,2.3304000000000003E-3,87.594300000000004]
[null,"Commercial Natural Gas",2060,1092000,1092000,3971,5.7390999999999996,0.18462200000000001,8.61E-4,11.5648]
[null,"Industrial Natural Gas",2060,1092000,1092000,3971,5.7390999999999996,0.18462200000000001,8.61E-4,11.5648]
[null,"Electric Utility Natural Gas",2060,1092000,1092000,3971,5.7390999999999996,0.18462200000000001,8.61E-4,11.5648]
[null,"Residential Natural Gas",2060,1092000,1092000,3971,5.7390999999999996,0.18462200000000001,8.61E-4,11.5648]
[null,"Bio Methane",2060,-1185000,0,0,-85.800000000000011,0.54700000000000004,-1.8286999999999999E-3,-70.08]
[null,"Commercial Electricity",2060,1721000,1293000,15050,125.08,0.20477100000000001,1.7827000000000001E-3,129.82]
[null,"Industrial Electricity",2060,1721000,1293000,15050,125.08,0.20477100000000001,1.7827000000000001E-3,129.82]
[null,"Residential Electricity",2060,1721000,1293000,15050,125.08,0.20477100000000001,1.7827000000000001E-3,129.82]
[null,"Electric Utility Steam Coal",2060,1022000,1021000,15510,1.6964999999999999,0.14096238999999999,3.2765999999999998E-5,5.9536999999999995]
[null,"Metallurgical Coal",2060,1022000,1021000,15510,1.6964999999999999,0.14096238999999999,3.2765999999999998E-5,5.9536999999999995]
[null,"Other Industrial Coal",2060,1022000,1021000,15510,1.6964999999999999,0.14096238999999999,3.2765999999999998E-5,5.9536999999999995]
[null,"Retail Diesel",2060,1209000,1202000,1052000,17.969000000000001,0.164128,2.9025999999999998E-4,22.988]
[null,"E85 Ethanol",2060,1585000,696300,286000,38.049999999999997,0.1118,2.5350000000000001E-2,45.19]
[null,"Retail Gasoline",2060,1249000,1242000,1078000,23.84,0.16985799999999998,3.7813000000000001E-4,29.157000000000004]
[null,"Woody Biomass",2060,1190000,51590,29220,3.7582,8.4366999999999984E-3,-3.8261190000000002E-3,3.0054000000000003]
[null,"Woody Biomass B2A",2060,1190000,51590,29220,3.7582,8.4366999999999984E-3,-3.8261190000000002E-3,3.0054000000000003]
[null,"Woody Biomass MYPP",2060,1190000,51590,29220,3.7582,8.4366999999999984E-3,-3.8261190000000002E-3,3.0054000000000003]
[null,"Steam",2060,1384000,1383000,5034,78.571100000000001,0.27494000000000002,2.3304000000000003E-3,87.594300000000004]
[null,"Commercial Natural Gas",2065,1092000,1092000,3971,5.7390999999999996,0.18462200000000001,8.61E-4,11.5648]
[null,"Industrial Natural Gas",2065,1092000,1092000,3971,5.7390999999999996,0.18462200000000001,8.61E-4,11.5648]
[null,"Electric Utility Natural Gas",2065,1092000,1092000,3971,5.7390999999999996,0.18462200000000001,8.61E-4,11.5648]
[null,"Residential Natural Gas",2065,1092000,1092000,3971,5.7390999999999996,0.18462200000000001,8.61E-4,11.5648]
[null,"Bio Methane",2065,-1185000,0,0,-85.800000000000011,0.54700000000000004,-1.8286999999999999E-3,-70.08]
[null,"Commercial Electricity",2065,1721000,1293000,15050,125.08,0.20477100000000001,1.7827000000000001E-3,129.82]
[null,"Industrial Electricity",2065,1721000,1293000,15050,125.08,0.20477100000000001,1.7827000000000001E-3,129.82]
[null,"Residential Electricity",2065,1721000,1293000,15050,125.08,0.20477100000000001,1.7827000000000001E-3,129.82]
[null,"Electric Utility Steam Coal",2065,1022000,1021000,15510,1.6964999999999999,0.14096238999999999,3.2765999999999998E-5,5.9536999999999995]
[null,"Metallurgical Coal",2065,1022000,1021000,15510,1.6964999999999999,0.14096238999999999,3.2765999999999998E-5,5.9536999999999995]
[null,"Other Industrial Coal",2065,1022000,1021000,15510,1.6964999999999999,0.14096238999999999,3.2765999999999998E-5,5.9536999999999995]
[null,"Retail Diesel",2065,1209000,1202000,1052000,17.969000000000001,0.164128,2.9025999999999998E-4,22.988]
[null,"E85 Ethanol",2065,1585000,696300,286000,38.049999999999997,0.1118,2.5350000000000001E-2,45.19]
[null,"Retail Gasoline",2065,1249000,1242000,1078000,23.84,0.16985799999999998,3.7813000000000001E-4,29.157000000000004]
[null,"Woody Biomass",2065,1190000,51590,29220,3.7582,8.4366999999999984E-3,-3.8261190000000002E-3,3.0054000000000003]
[null,"Woody Biomass B2A",2065,1190000,51590,29220,3.7582,8.4366999999999984E-3,-3.8261190000000002E-3,3.0054000000000003]
[null,"Woody Biomass MYPP",2065,1190000,51590,29220,3.7582,8.4366999999999984E-3,-3.8261190000000002E-3,3.0054000000000003]
[null,"Steam",2065,1384000,1383000,5034,78.571100000000001,0.27494000000000002,2.3304000000000003E-3,87.594300000000004]
[null,"Commercial Natural Gas",2070,1092000,1092000,3971,5.7390999999999996,0.18462200000000001,8.61E-4,11.5648]
[null,"Industrial Natural Gas",2070,1092000,1092000,3971,5.7390999999999996,0.18462200000000001,8.61E-4,11.5648]
[null,"Electric Utility Natural Gas",2070,1092000,1092000,3971,5.7390999999999996,0.18462200000000001,8.61E-4,11.5648]
[null,"Residential Natural Gas",2070,1092000,1092000,3971,5.7390999999999996,0.18462200000000001,8.61E-4,11.5648]
[null,"Bio Methane",2070,-1185000,0,0,-85.800000000000011,0.54700000000000004,-1.8286999999999999E-3,-70.08]
[null,"Commercial Electricity",2070,1721000,1293000,15050,125.08,0.20477100000000001,1.7827000000000001E-3,129.82]
[null,"Industrial Electricity",2070,1721000,1293000,15050,125.08,0.20477100000000001,1.7827000000000001E-3,129.82]
[null,"Residential Electricity",2070,1721000,1293000,15050,125.08,0.20477100000000001,1.7827000000000001E-3,129.82]
[null,"Electric Utility Steam Coal",2070,1022000,1021000,15510,1.6964999999999999,0.14096238999999999,3.2765999999999998E-5,5.9536999999999995]
[null,"Metallurgical Coal",2070,1022000,1021000,15510,1.6964999999999999,0.14096238999999999,3.2765999999999998E-5,5.9536999999999995]
[null,"Other Industrial Coal",2070,1022000,1021000,15510,1.6964999999999999,0.14096238999999999,3.2765999999999998E-5,5.9536999999999995]
[null,"Retail Diesel",2070,1209000,1202000,1052000,17.969000000000001,0.164128,2.9025999999999998E-4,22.988]
[null,"E85 Ethanol",2070,1585000,696300,286000,38.049999999999997,0.1118,2.5350000000000001E-2,45.19]
[null,"Retail Gasoline",2070,1249000,1242000,1078000,23.84,0.16985799999999998,3.7813000000000001E-4,29.157000000000004]
[null,"Woody Biomass",2070,1190000,51590,29220,3.7582,8.4366999999999984E-3,-3.8261190000000002E-3,3.0054000000000003]
[null,"Woody Biomass B2A",2070,1190000,51590,29220,3.7582,8.4366999999999984E-3,-3.8261190000000002E-3,3.0054000000000003]
[null,"Woody Biomass MYPP",2070,1190000,51590,29220,3.7582,8.4366999999999984E-3,-3.8261190000000002E-3,3.0054000000000003]
[null,"Steam",2070,1384000,1383000,5034,78.571100000000001,0.27494000000000002,2.3304000000000003E-3,87.594300000000004]
[null,"Commercial Natural Gas",2075,1092000,1092000,3971,5.7390999999999996,0.18462200000000001,8.61E-4,11.5648]
[null,"Industrial Natural Gas",2075,1092000,1092000,3971,5.7390999999999996,0.18462200000000001,8.61E-4,11.5648]
[null,"Electric Utility Natural Gas",2075,1092000,1092000,3971,5.7390999999999996,0.18462200000000001,8.61E-4,11.5648]
[null,"Residential Natural Gas",2075,1092000,1092000,3971,5.7390999999999996,0.18462200000000001,8.61E-4,11.5648]
[null,"Bio Methane",2075,-1185000,0,0,-85.800000000000011,0.54700000000000004,-1.8286999999999999E-3,-70.08]
[null,"Commercial Electricity",2075,1721000,1293000,15050,125.08,0.20477100000000001,1.7827000000000001E-3,129.82]
[null,"Industrial Electricity",2075,1721000,1293000,15050,125.08,0.20477100000000001,1.7827000000000001E-3,129.82]
[null,"Residential Electricity",2075,1721000,1293000,15050,125.08,0.20477100000000001,1.7827000000000001E-3,129.82]
[null,"Electric Utility Steam Coal",2075,1022000,1021000,15510,1.6964999999999999,0.14096238999999999,3.2765999999999998E-5,5.9536999999999995]
[null,"Metallurgical Coal",2075,1022000,1021000,15510,1.6964999999999999,0.14096238999999999,3.2765999999999998E-5,5.9536999999999995]
[null,"Other Industrial Coal",2075,1022000,1021000,15510,1.6964999999999999,0.14096238999999999,3.2765999999999998E-5,5.9536999999999995]
[null,"Retail Diesel",2075,1209000,1202000,1052000,17.969000000000001,0.164128,2.9025999999999998E-4,22.988]
[null,"E85 Ethanol",2075,1585000,696300,286000,38.049999999999997,0.1118,2.5350000000000001E-2,45.19]
[null,"Retail Gasoline",2075,1249000,1242000,1078000,23.84,0.16985799999999998,3.7813000000000001E-4,29.157000000000004]
[null,"Woody Biomass",2075,1190000,51590,29220,3.7582,8.4366999999999984E-3,-3.8261190000000002E-3,3.0054000000000003]
[null,"Woody Biomass B2A",2075,1190000,51590,29220,3.7582,8.4366999999999984E-3,-3.8261190000000002E-3,3.0054000000000003]
[null,"Woody Biomass MYPP",2075,1190000,51590,29220,3.7582,8.4366999999999984E-3,-3.8261190000000002E-3,3.0054000000000003]
[null,"Steam",2075,1384000,1383000,5034,78.571100000000001,0.27494000000000002,2.3304000000000003E-3,87.594300000000004]
[null,"Commercial Natural Gas",2080,1092000,1092000,3971,5.7390999999999996,0.18462200000000001,8.61E-4,11.5648]
[null,"Industrial Natural Gas",2080,1092000,1092000,3971,5.7390999999999996,0.18462200000000001,8.61E-4,11.5648]
[null,"Electric Utility Natural Gas",2080,1092000,1092000,3971,5.7390999999999996,0.18462200000000001,8.61E-4,11.5648]
[null,"Residential Natural Gas",2080,1092000,1092000,3971,5.7390999999999996,0.18462200000000001,8.61E-4,11.5648]
[null,"Bio Methane",2080,-1185000,0,0,-85.800000000000011,0.54700000000000004,-1.8286999999999999E-3,-70.08]
[null,"Commercial Electricity",2080,1721000,1293000,15050,125.08,0.20477100000000001,1.7827000000000001E-3,129.82]
[null,"Industrial Electricity",2080,1721000,1293000,15050,125.08,0.20477100000000001,1.7827000000000001E-3,129.82]
[null,"Residential Electricity",2080,1721000,1293000,15050,125.08,0.20477100000000001,1.7827000000000001E-3,129.82]
[null,"Electric Utility Steam Coal",2080,1022000,1021000,15510,1.6964999999999999,0.14096238999999999,3.2765999999999998E-5,5.9536999999999995]
[null,"Metallurgical Coal",2080,1022000,1021000,15510,1.6964999999999999,0.14096238999999999,3.2765999999999998E-5,5.9536999999999995]
[null,"Other Industrial Coal",2080,1022000,1021000,15510,1.6964999999999999,0.14096238999999999,3.2765999999999998E-5,5.9536999999999995]
[null,"Retail Diesel",2080,1209000,1202000,1052000,17.969000000000001,0.164128,2.9025999999999998E-4,22.988]
[null,"E85 Ethanol",2080,1585000,696300,286000,38.049999999999997,0.1118,2.5350000000000001E-2,45.19]
[null,"Retail Gasoline",2080,1249000,1242000,1078000,23.84,0.16985799999999998,3.7813000000000001E-4,29.157000000000004]
[null,"Woody Biomass",2080,1190000,51590,29220,3.7582,8.4366999999999984E-3,-3.8261190000000002E-3,3.0054000000000003]
[null,"Woody Biomass B2A",2080,1190000,51590,29220,3.7582,8.4366999999999984E-3,-3.8261190000000002E-3,3.0054000000000003]
[null,"Woody Biomass MYPP",2080,1190000,51590,29220,3.7582,8.4366999999999984E-3,-3.8261190000000002E-3,3.0054000000000003]
[null,"Steam",2080,1384000,1383000,5034,78.571100000000001,0.27494000000000002,2.3304000000000003E-3,87.594300000000004]
[null,"Commercial Natural Gas",2085,1092000,1092000,3971,5.7390999999999996,0.18462200000000001,8.61E-4,11.5648]
[null,"Industrial Natural Gas",2085,1092000,1092000,3971,5.7390999999999996,0.18462200000000001,8.61E-4,11.5648]
[null,"Electric Utility Natural Gas",2085,1092000,1092000,3971,5.7390999999999996,0.18462200000000001,8.61E-4,11.5648]
[null,"Residential Natural Gas",2085,1092000,1092000,3971,5.7390999999999996,0.18462200000000001,8.61E-4,11.5648]
[null,"Bio Methane",2085,-1185000,0,0,-85.800000000000011,0.54700000000000004,-1.8286999999999999E-3,-70.08]
[null,"Commercial Electricity",2085,1721000,1293000,15050,125.08,0.20477100000000001,1.7827000000000001E-3,129.82]
[null,"Industrial Electricity",2085,1721000,1293000,15050,125.08,0.20477100000000001,1.7827000000000001E-3,129.82]
[null,"Residential Electricity",2085,1721000,1293000,15050,125.08,0.20477100000000001,1.7827000000000001E-3,129.82]
[null,"Electric Utility Steam Coal",2085,1022000,1021000,15510,1.6964999999999999,0.14096238999999999,3.2765999999999998E-5,5.9536999999999995]
[null,"Metallurgical Coal",2085,1022000,1021000,15510,1.6964999999999999,0.14096238999999999,3.2765999999999998E-5,5.9536999999999995]
[null,"Other Industrial Coal",2085,1022000,1021000,15510,1.6964999999999999,0.14096238999999999,3.2765999999999998E-5,5.9536999999999995]
[null,"Retail Diesel",2085,1209000,1202000,1052000,17.969000000000001,0.164128,2.9025999999999998E-4,22.988]
[null,"E85 Ethanol",2085,1585000,696300,286000,38.049999999999997,0.1118,2.5350000000000001E-2,45.19]
[null,"Retail Gasoline",2085,1249000,1242000,1078000,23.84,0.16985799999999998,3.7813000000000001E-4,29.157000000000004]
[null,"Woody Biomass",2085,1190000,51590,29220,3.7582,8.4366999999999984E-3,-3.8261190000000002E-3,3.0054000000000003]
[null,"Woody Biomass B2A",2085,1190000,51590,29220,3.7582,8.4366999999999984E-3,-3.8261190000000002E-3,3.0054000000000003]
[null,"Woody Biomass MYPP",2085,1190000,51590,29220,3.7582,8.4366999999999984E-3,-3.8261190000000002E-3,3.0054000000000003]
[null,"Steam",2085,1384000,1383000,5034,78.571100000000001,0.27494000000000002,2.3304000000000003E-3,87.594300000000004]
[null,"Commercial Natural Gas",2090,1092000,1092000,3971,5.7390999999999996,0.18462200000000001,8.61E-4,11.5648]
[null,"Industrial Natural Gas",2090,1092000,1092000,3971,5.7390999999999996,0.18462200000000001,8.61E-4,11.5648]
[null,"Electric Utility Natural Gas",2090,1092000,1092000,3971,5.7390999999999996,0.18462200000000001,8.61E-4,11.5648]
[null,"Residential Natural Gas",2090,1092000,1092000,3971,5.7390999999999996,0.18462200000000001,8.61E-4,11.5648]
[null,"Bio Methane",2090,-1185000,0,0,-85.800000000000011,0.54700000000000004,-1.8286999999999999E-3,-70.08]
[null,"Commercial Electricity",2090,1721000,1293000,15050,125.08,0.20477100000000001,1.7827000000000001E-3,129.82]
[null,"Industrial Electricity",2090,1721000,1293000,15050,125.08,0.20477100000000001,1.7827000000000001E-3,129.82]
[null,"Residential Electricity",2090,1721000,1293000,15050,125.08,0.20477100000000001,1.7827000000000001E-3,129.82]
[null,"Electric Utility Steam Coal",2090,1022000,1021000,15510,1.6964999999999999,0.14096238999999999,3.2765999999999998E-5,5.9536999999999995]
[null,"Metallurgical Coal",2090,1022000,1021000,15510,1.6964999999999999,0.14096238999999999,3.2765999999999998E-5,5.9536999999999995]
[null,"Other Industrial Coal",2090,1022000,1021000,15510,1.6964999999999999,0.14096238999999999,3.2765999999999998E-5,5.9536999999999995]
[null,"Retail Diesel",2090,1209000,1202000,1052000,17.969000000000001,0.164128,2.9025999999999998E-4,22.988]
[null,"E85 Ethanol",2090,1585000,696300,286000,38.049999999999997,0.1118,2.5350000000000001E-2,45.19]
[null,"Retail Gasoline",2090,1249000,1242000,1078000,23.84,0.16985799999999998,3.7813000000000001E-4,29.157000000000004]
[null,"Woody Biomass",2090,1190000,51590,29220,3.7582,8.4366999999999984E-3,-3.8261190000000002E-3,3.0054000000000003]
[null,"Woody Biomass B2A",2090,1190000,51590,29220,3.7582,8.4366999999999984E-3,-3.8261190000000002E-3,3.0054000000000003]
[null,"Woody Biomass MYPP",2090,1190000,51590,29220,3.7582,8.4366999999999984E-3,-3.8261190000000002E-3,3.0054000000000003]
[null,"Steam",2090,1384000,1383000,5034,78.571100000000001,0.27494000000000002,2.3304000000000003E-3,87.594300000000004]
[null,"Commercial Natural Gas",2095,1092000,1092000,3971,5.7390999999999996,0.18462200000000001,8.61E-4,11.5648]
[null,"Industrial Natural Gas",2095,1092000,1092000,3971,5.7390999999999996,0.18462200000000001,8.61E-4,11.5648]
[null,"Electric Utility Natural Gas",2095,1092000,1092000,3971,5.7390999999999996,0.18462200000000001,8.61E-4,11.5648]
[null,"Residential Natural Gas",2095,1092000,1092000,3971,5.7390999999999996,0.18462200000000001,8.61E-4,11.5648]
[null,"Bio Methane",2095,-1185000,0,0,-85.800000000000011,0.54700000000000004,-1.8286999999999999E-3,-70.08]
[null,"Commercial Electricity",2095,1721000,1293000,15050,125.08,0.20477100000000001,1.7827000000000001E-3,129.82]
[null,"Industrial Electricity",2095,1721000,1293000,15050,125.08,0.20477100000000001,1.7827000000000001E-3,129.82]
[null,"Residential Electricity",2095,1721000,1293000,15050,125.08,0.20477100000000001,1.7827000000000001E-3,129.82]
[null,"Electric Utility Steam Coal",2095,1022000,1021000,15510,1.6964999999999999,0.14096238999999999,3.2765999999999998E-5,5.9536999999999995]
[null,"Metallurgical Coal",2095,1022000,1021000,15510,1.6964999999999999,0.14096238999999999,3.2765999999999998E-5,5.9536999999999995]
[null,"Other Industrial Coal",2095,1022000,1021000,15510,1.6964999999999999,0.14096238999999999,3.2765999999999998E-5,5.9536999999999995]
[null,"Retail Diesel",2095,1209000,1202000,1052000,17.969000000000001,0.164128,2.9025999999999998E-4,22.988]
[null,"E85 Ethanol",2095,1585000,696300,286000,38.049999999999997,0.1118,2.5350000000000001E-2,45.19]
[null,"Retail Gasoline",2095,1249000,1242000,1078000,23.84,0.16985799999999998,3.7813000000000001E-4,29.157000000000004]
[null,"Woody Biomass",2095,1190000,51590,29220,3.7582,8.4366999999999984E-3,-3.8261190000000002E-3,3.0054000000000003]
[null,"Woody Biomass B2A",2095,1190000,51590,29220,3.7582,8.4366999999999984E-3,-3.8261190000000002E-3,3.0054000000000003]
[null,"Woody Biomass MYPP",2095,1190000,51590,29220,3.7582,8.4366999999999984E-3,-3.8261190000000002E-3,3.0054000000000003]
[null,"Steam",2095,1384000,1383000,5034,78.571100000000001,0.27494000000000002,2.3304000000000003E-3,87.594300000000004]
[null,"Commercial Natural Gas",2100,1092000,1092000,3971,5.7390999999999996,0.18462200000000001,8.61E-4,11.5648]
[null,"Industrial Natural Gas",2100,1092000,1092000,3971,5.7390999999999996,0.18462200000000001,8.61E-4,11.5648]
[null,"Electric Utility Natural Gas",2100,1092000,1092000,3971,5.7390999999999996,0.18462200000000001,8.61E-4,11.5648]
[null,"Residential Natural Gas",2100,1092000,1092000,3971,5.7390999999999996,0.18462200000000001,8.61E-4,11.5648]
[null,"Bio Methane",2100,-1185000,0,0,-85.800000000000011,0.54700000000000004,-1.8286999999999999E-3,-70.08]
[null,"Commercial Electricity",2100,1721000,1293000,15050,125.08,0.20477100000000001,1.7827000000000001E-3,129.82]
[null,"Industrial Electricity",2100,1721000,1293000,15050,125.08,0.20477100000000001,1.7827000000000001E-3,129.82]
[null,"Residential Electricity",2100,1721000,1293000,15050,125.08,0.20477100000000001,1.7827000000000001E-3,129.82]
[null,"Electric Utility Steam Coal",2100,1022000,1021000,15510,1.6964999999999999,0.14096238999999999,3.2765999999999998E-5,5.9536999999999995]
[null,"Metallurgical Coal",2100,1022000,1021000,15510,1.6964999999999999,0.14096238999999999,3.2765999999999998E-5,5.9536999999999995]
[null,"Other Industrial Coal",2100,1022000,1021000,15510,1.6964999999999999,0.14096238999999999,3.2765999999999998E-5,5.9536999999999995]
[null,"Retail Diesel",2100,1209000,1202000,1052000,17.969000000000001,0.164128,2.9025999999999998E-4,22.988]
[null,"E85 Ethanol",2100,1585000,696300,286000,38.049999999999997,0.1118,2.5350000000000001E-2,45.19]
[null,"Retail Gasoline",2100,1249000,1242000,1078000,23.84,0.16985799999999998,3.7813000000000001E-4,29.157000000000004]
[null,"Woody Biomass",2100,1190000,51590,29220,3.7582,8.4366999999999984E-3,-3.8261190000000002E-3,3.0054000000000003]
[null,"Woody Biomass B2A",2100,1190000,51590,29220,3.7582,8.4366999999999984E-3,-3.8261190000000002E-3,3.0054000000000003]
[null,"Woody Biomass MYPP",2100,1190000,51590,29220,3.7582,8.4366999999999984E-3,-3.8261190000000002E-3,3.0054000000000003]
[null,"Steam",2100,1384000,1383000,5034,78.571100000000001,0.27494000000000002,2.3304000000000003E-3,87.594300000000004]

{"sheet":"Debt Financing Calculations","index":15,"n_rows":57,"n_cols":7,"rows_kept":57,"cut":false,"hidden":false,"merged":[[11,1,11,6]]}
["Debt Financing Calculations"]
[]
[]
[]
[]
[]
[]
[]
[]
[]
["ANNUAL LOAN CALCULATION (if debt financing is assumed)"]
[]
["Analysis Year","Loan Year","Principal Owed","Annual Payment","Interest","Principal Payment","New Principal"]
[{"$f":"'Cash Flow Analysis'!B65","v":1},{"$f":"IF(B13=\"\",\"\",IF('Cash Flow Analysis'!$B$31=0,\"N/A\",IF(A14=1,1,IF(A13=debt_period,\"\",B13+1))))","v":1},{"$f":"IF(OR(A14=\"\",B14=\"\",B14=\"N/A\"),\"\",IF(B14=1,-'Cash Flow Analysis'!G65,IF(B14=\"N/A\",0,G13)))","v":3953328.3373895208},{"$f":"IF(debt_period=0,\nE14+F14,\nIF(OR(A14=\"\",B14=\"\",B14=\"N/A\"),\"\",IF(B14=1,((debt_interest*(1+debt_interest)^debt_period)/((1+debt_interest)^debt_period-1))*(-'Cash Flow Analysis'!G65),IF(G13=0,\"\",D13))))","v":146273.14848341225},{"$f":"IF(OR(A14=\"\",B14=\"\",B14=\"N/A\"),\"\",C14*debt_interest)","v":146273.14848341225},{"$f":"IF(debt_period=0,\nIF(B14=(anal_period+construct),0,0),\nIF(OR(A14=\"\",B14=\"\",B14=\"N/A\"),\"\",D14-E14))","v":0},{"$f":"IF(OR(A14=\"\",B14=\"\",B14=\"N/A\"),\"\",C14-F14)","v":3953328.3373895208}]
[{"$f":"'Cash Flow Analysis'!B66","v":2},{"$f":"IF(B14=\"\",\"\",IF('Cash Flow Analysis'!$B$31=0,\"N/A\",IF(A15=1,1,IF(A14=debt_period,\"\",B14+1))))","v":2},{"$f":"IF(OR(A15=\"\",B15=\"\",B15=\"N/A\"),\"\",IF(B15=1,-'Cash Flow Analysis'!G66,IF(B15=\"N/A\",0,G14)))","v":3953328.3373895208},{"$f":"IF(debt_period=0,\nE15+F15,\nIF(OR(A15=\"\",B15=\"\",B15=\"N/A\"),\"\",IF(B15=1,((debt_interest*(1+debt_interest)^debt_period)/((1+debt_interest)^debt_period-1))*(-'Cash Flow Analysis'!G66),IF(G14=0,\"\",D14))))","v":146273.14848341225},146273.14848341225,{"$f":"IF(debt_period=0,\nIF(B15=(anal_period+construct),C14,0),\nIF(OR(A15=\"\",B15=\"\",B15=\"N/A\"),\"\",D15-E15))","v":0},3953328.3373895208]
[{"$f":"'Cash Flow Analysis'!B67","v":3},{"$f":"IF(B15=\"\",\"\",IF('Cash Flow Analysis'!$B$31=0,\"N/A\",IF(A16=1,1,IF(A15=debt_period,\"\",B15+1))))","v":3},{"$f":"IF(OR(A16=\"\",B16=\"\",B16=\"N/A\"),\"\",IF(B16=1,-'Cash Flow Analysis'!G67,IF(B16=\"N/A\",0,G15)))","v":3953328.3373895208},{"$f":"IF(debt_period=0,\nE16+F16,\nIF(OR(A16=\"\",B16=\"\",B16=\"N/A\"),\"\",IF(B16=1,((debt_interest*(1+debt_interest)^debt_period)/((1+debt_interest)^debt_period-1))*(-'Cash Flow Analysis'!G67),IF(G15=0,\"\",D15))))","v":146273.14848341225},146273.14848341225,{"$f":"IF(debt_period=0,\nIF(B16=(anal_period+construct),C16,0),\nIF(OR(A16=\"\",B16=\"\",B16=\"N/A\"),\"\",D16-E16))","v":0},3953328.3373895208]
[{"$f":"'Cash Flow Analysis'!B68","v":4},{"$f":"IF(B16=\"\",\"\",IF('Cash Flow Analysis'!$B$31=0,\"N/A\",IF(A17=1,1,IF(A16=debt_period,\"\",B16+1))))","v":4},{"$f":"IF(OR(A17=\"\",B17=\"\",B17=\"N/A\"),\"\",IF(B17=1,-'Cash Flow Analysis'!G68,IF(B17=\"N/A\",0,G16)))","v":3953328.3373895208},{"$f":"IF(debt_period=0,\nE17+F17,\nIF(OR(A17=\"\",B17=\"\",B17=\"N/A\"),\"\",IF(B17=1,((debt_interest*(1+debt_interest)^debt_period)/((1+debt_interest)^debt_period-1))*(-'Cash Flow Analysis'!G68),IF(G16=0,\"\",D16))))","v":146273.14848341225},146273.14848341225,0,3953328.3373895208]
[{"$f":"'Cash Flow Analysis'!B69","v":5},{"$f":"IF(B17=\"\",\"\",IF('Cash Flow Analysis'!$B$31=0,\"N/A\",IF(A18=1,1,IF(A17=debt_period,\"\",B17+1))))","v":5},{"$f":"IF(OR(A18=\"\",B18=\"\",B18=\"N/A\"),\"\",IF(B18=1,-'Cash Flow Analysis'!G69,IF(B18=\"N/A\",0,G17)))","v":3953328.3373895208},{"$f":"IF(debt_period=0,\nE18+F18,\nIF(OR(A18=\"\",B18=\"\",B18=\"N/A\"),\"\",IF(B18=1,((debt_interest*(1+debt_interest)^debt_period)/((1+debt_interest)^debt_period-1))*(-'Cash Flow Analysis'!G69),IF(G17=0,\"\",D17))))","v":146273.14848341225},146273.14848341225,0,3953328.3373895208]
[{"$f":"'Cash Flow Analysis'!B70","v":6},{"$f":"IF(B18=\"\",\"\",IF('Cash Flow Analysis'!$B$31=0,\"N/A\",IF(A19=1,1,IF(A18=debt_period,\"\",B18+1))))","v":6},{"$f":"IF(OR(A19=\"\",B19=\"\",B19=\"N/A\"),\"\",IF(B19=1,-'Cash Flow Analysis'!G70,IF(B19=\"N/A\",0,G18)))","v":3953328.3373895208},{"$f":"IF(debt_period=0,\nE19+F19,\nIF(OR(A19=\"\",B19=\"\",B19=\"N/A\"),\"\",IF(B19=1,((debt_interest*(1+debt_interest)^debt_period)/((1+debt_interest)^debt_period-1))*(-'Cash Flow Analysis'!G70),IF(G18=0,\"\",D18))))","v":146273.14848341225},146273.14848341225,0,3953328.3373895208]
[{"$f":"'Cash Flow Analysis'!B71","v":7},{"$f":"IF(B19=\"\",\"\",IF('Cash Flow Analysis'!$B$31=0,\"N/A\",IF(A20=1,1,IF(A19=debt_period,\"\",B19+1))))","v":7},{"$f":"IF(OR(A20=\"\",B20=\"\",B20=\"N/A\"),\"\",IF(B20=1,-'Cash Flow Analysis'!G71,IF(B20=\"N/A\",0,G19)))","v":3953328.3373895208},{"$f":"IF(debt_period=0,\nE20+F20,\nIF(OR(A20=\"\",B20=\"\",B20=\"N/A\"),\"\",IF(B20=1,((debt_interest*(1+debt_interest)^debt_period)/((1+debt_interest)^debt_period-1))*(-'Cash Flow Analysis'!G71),IF(G19=0,\"\",D19))))","v":146273.14848341225},146273.14848341225,0,3953328.3373895208]
[{"$f":"'Cash Flow Analysis'!B72","v":8},{"$f":"IF(B20=\"\",\"\",IF('Cash Flow Analysis'!$B$31=0,\"N/A\",IF(A21=1,1,IF(A20=debt_period,\"\",B20+1))))","v":8},{"$f":"IF(OR(A21=\"\",B21=\"\",B21=\"N/A\"),\"\",IF(B21=1,-'Cash Flow Analysis'!G72,IF(B21=\"N/A\",0,G20)))","v":3953328.3373895208},{"$f":"IF(debt_period=0,\nE21+F21,\nIF(OR(A21=\"\",B21=\"\",B21=\"N/A\"),\"\",IF(B21=1,((debt_interest*(1+debt_interest)^debt_period)/((1+debt_interest)^debt_period-1))*(-'Cash Flow Analysis'!G72),IF(G20=0,\"\",D20))))","v":146273.14848341225},146273.14848341225,0,3953328.3373895208]
[{"$f":"'Cash Flow Analysis'!B73","v":9},{"$f":"IF(B21=\"\",\"\",IF('Cash Flow Analysis'!$B$31=0,\"N/A\",IF(A22=1,1,IF(A21=debt_period,\"\",B21+1))))","v":9},{"$f":"IF(OR(A22=\"\",B22=\"\",B22=\"N/A\"),\"\",IF(B22=1,-'Cash Flow Analysis'!G73,IF(B22=\"N/A\",0,G21)))","v":3953328.3373895208},{"$f":"IF(debt_period=0,\nE22+F22,\nIF(OR(A22=\"\",B22=\"\",B22=\"N/A\"),\"\",IF(B22=1,((debt_interest*(1+debt_interest)^debt_period)/((1+debt_interest)^debt_period-1))*(-'Cash Flow Analysis'!G73),IF(G21=0,\"\",D21))))","v":146273.14848341225},146273.14848341225,0,3953328.3373895208]
[{"$f":"'Cash Flow Analysis'!B74","v":10},{"$f":"IF(B22=\"\",\"\",IF('Cash Flow Analysis'!$B$31=0,\"N/A\",IF(A23=1,1,IF(A22=debt_period,\"\",B22+1))))","v":10},{"$f":"IF(OR(A23=\"\",B23=\"\",B23=\"N/A\"),\"\",IF(B23=1,-'Cash Flow Analysis'!G74,IF(B23=\"N/A\",0,G22)))","v":3953328.3373895208},{"$f":"IF(debt_period=0,\nE23+F23,\nIF(OR(A23=\"\",B23=\"\",B23=\"N/A\"),\"\",IF(B23=1,((debt_interest*(1+debt_interest)^debt_period)/((1+debt_interest)^debt_period-1))*(-'Cash Flow Analysis'!G74),IF(G22=0,\"\",D22))))","v":146273.14848341225},146273.14848341225,0,3953328.3373895208]
[{"$f":"'Cash Flow Analysis'!B75","v":11},{"$f":"IF(B23=\"\",\"\",IF('Cash Flow Analysis'!$B$31=0,\"N/A\",IF(A24=1,1,IF(A23=debt_period,\"\",B23+1))))","v":11},{"$f":"IF(OR(A24=\"\",B24=\"\",B24=\"N/A\"),\"\",IF(B24=1,-'Cash Flow Analysis'!G75,IF(B24=\"N/A\",0,G23)))","v":3953328.3373895208},{"$f":"IF(debt_period=0,\nE24+F24,\nIF(OR(A24=\"\",B24=\"\",B24=\"N/A\"),\"\",IF(B24=1,((debt_interest*(1+debt_interest)^debt_period)/((1+debt_interest)^debt_period-1))*(-'Cash Flow Analysis'!G75),IF(G23=0,\"\",D23))))","v":146273.14848341225},146273.14848341225,0,3953328.3373895208]
[{"$f":"'Cash Flow Analysis'!B76","v":12},{"$f":"IF(B24=\"\",\"\",IF('Cash Flow Analysis'!$B$31=0,\"N/A\",IF(A25=1,1,IF(A24=debt_period,\"\",B24+1))))","v":12},{"$f":"IF(OR(A25=\"\",B25=\"\",B25=\"N/A\"),\"\",IF(B25=1,-'Cash Flow Analysis'!G76,IF(B25=\"N/A\",0,G24)))","v":3953328.3373895208},{"$f":"IF(debt_period=0,\nE25+F25,\nIF(OR(A25=\"\",B25=\"\",B25=\"N/A\"),\"\",IF(B25=1,((debt_interest*(1+debt_interest)^debt_period)/((1+debt_interest)^debt_period-1))*(-'Cash Flow Analysis'!G76),IF(G24=0,\"\",D24))))","v":146273.14848341225},146273.14848341225,0,3953328.3373895208]
[{"$f":"'Cash Flow Analysis'!B77","v":13},{"$f":"IF(B25=\"\",\"\",IF('Cash Flow Analysis'!$B$31=0,\"N/A\",IF(A26=1,1,IF(A25=debt_period,\"\",B25+1))))","v":13},{"$f":"IF(OR(A26=\"\",B26=\"\",B26=\"N/A\"),\"\",IF(B26=1,-'Cash Flow Analysis'!G77,IF(B26=\"N/A\",0,G25)))","v":3953328.3373895208},{"$f":"IF(debt_period=0,\nE26+F26,\nIF(OR(A26=\"\",B26=\"\",B26=\"N/A\"),\"\",IF(B26=1,((debt_interest*(1+debt_interest)^debt_period)/((1+debt_interest)^debt_period-1))*(-'Cash Flow Analysis'!G77),IF(G25=0,\"\",D25))))","v":146273.14848341225},146273.14848341225,0,3953328.3373895208]
[{"$f":"'Cash Flow Analysis'!B78","v":14},{"$f":"IF(B26=\"\",\"\",IF('Cash Flow Analysis'!$B$31=0,\"N/A\",IF(A27=1,1,IF(A26=debt_period,\"\",B26+1))))","v":14},{"$f":"IF(OR(A27=\"\",B27=\"\",B27=\"N/A\"),\"\",IF(B27=1,-'Cash Flow Analysis'!G78,IF(B27=\"N/A\",0,G26)))","v":3953328.3373895208},{"$f":"IF(debt_period=0,\nE27+F27,\nIF(OR(A27=\"\",B27=\"\",B27=\"N/A\"),\"\",IF(B27=1,((debt_interest*(1+debt_interest)^debt_period)/((1+debt_interest)^debt_period-1))*(-'Cash Flow Analysis'!G78),IF(G26=0,\"\",D26))))","v":146273.14848341225},146273.14848341225,0,3953328.3373895208]
[{"$f":"'Cash Flow Analysis'!B79","v":15},{"$f":"IF(B27=\"\",\"\",IF('Cash Flow Analysis'!$B$31=0,\"N/A\",IF(A28=1,1,IF(A27=debt_period,\"\",B27+1))))","v":15},{"$f":"IF(OR(A28=\"\",B28=\"\",B28=\"N/A\"),\"\",IF(B28=1,-'Cash Flow Analysis'!G79,IF(B28=\"N/A\",0,G27)))","v":3953328.3373895208},{"$f":"IF(debt_period=0,\nE28+F28,\nIF(OR(A28=\"\",B28=\"\",B28=\"N/A\"),\"\",IF(B28=1,((debt_interest*(1+debt_interest)^debt_period)/((1+debt_interest)^debt_period-1))*(-'Cash Flow Analysis'!G79),IF(G27=0,\"\",D27))))","v":146273.14848341225},146273.14848341225,0,3953328.3373895208]
[{"$f":"'Cash Flow Analysis'!B80","v":16},{"$f":"IF(B28=\"\",\"\",IF('Cash Flow Analysis'!$B$31=0,\"N/A\",IF(A29=1,1,IF(A28=debt_period,\"\",B28+1))))","v":16},{"$f":"IF(OR(A29=\"\",B29=\"\",B29=\"N/A\"),\"\",IF(B29=1,-'Cash Flow Analysis'!G80,IF(B29=\"N/A\",0,G28)))","v":3953328.3373895208},{"$f":"IF(debt_period=0,\nE29+F29,\nIF(OR(A29=\"\",B29=\"\",B29=\"N/A\"),\"\",IF(B29=1,((debt_interest*(1+debt_interest)^debt_period)/((1+debt_interest)^debt_period-1))*(-'Cash Flow Analysis'!G80),IF(G28=0,\"\",D28))))","v":146273.14848341225},146273.14848341225,0,3953328.3373895208]
[{"$f":"'Cash Flow Analysis'!B81","v":17},{"$f":"IF(B29=\"\",\"\",IF('Cash Flow Analysis'!$B$31=0,\"N/A\",IF(A30=1,1,IF(A29=debt_period,\"\",B29+1))))","v":17},{"$f":"IF(OR(A30=\"\",B30=\"\",B30=\"N/A\"),\"\",IF(B30=1,-'Cash Flow Analysis'!G81,IF(B30=\"N/A\",0,G29)))","v":3953328.3373895208},{"$f":"IF(debt_period=0,\nE30+F30,\nIF(OR(A30=\"\",B30=\"\",B30=\"N/A\"),\"\",IF(B30=1,((debt_interest*(1+debt_interest)^debt_period)/((1+debt_interest)^debt_period-1))*(-'Cash Flow Analysis'!G81),IF(G29=0,\"\",D29))))","v":146273.14848341225},146273.14848341225,0,3953328.3373895208]
[{"$f":"'Cash Flow Analysis'!B82","v":18},{"$f":"IF(B30=\"\",\"\",IF('Cash Flow Analysis'!$B$31=0,\"N/A\",IF(A31=1,1,IF(A30=debt_period,\"\",B30+1))))","v":18},{"$f":"IF(OR(A31=\"\",B31=\"\",B31=\"N/A\"),\"\",IF(B31=1,-'Cash Flow Analysis'!G82,IF(B31=\"N/A\",0,G30)))","v":3953328.3373895208},{"$f":"IF(debt_period=0,\nE31+F31,\nIF(OR(A31=\"\",B31=\"\",B31=\"N/A\"),\"\",IF(B31=1,((debt_interest*(1+debt_interest)^debt_period)/((1+debt_interest)^debt_period-1))*(-'Cash Flow Analysis'!G82),IF(G30=0,\"\",D30))))","v":146273.14848341225},146273.14848341225,0,3953328.3373895208]
[{"$f":"'Cash Flow Analysis'!B83","v":19},{"$f":"IF(B31=\"\",\"\",IF('Cash Flow Analysis'!$B$31=0,\"N/A\",IF(A32=1,1,IF(A31=debt_period,\"\",B31+1))))","v":19},{"$f":"IF(OR(A32=\"\",B32=\"\",B32=\"N/A\"),\"\",IF(B32=1,-'Cash Flow Analysis'!G83,IF(B32=\"N/A\",0,G31)))","v":3953328.3373895208},{"$f":"IF(debt_period=0,\nE32+F32,\nIF(OR(A32=\"\",B32=\"\",B32=\"N/A\"),\"\",IF(B32=1,((debt_interest*(1+debt_interest)^debt_period)/((1+debt_interest)^debt_period-1))*(-'Cash Flow Analysis'!G83),IF(G31=0,\"\",D31))))","v":146273.14848341225},146273.14848341225,0,3953328.3373895208]
[{"$f":"'Cash Flow Analysis'!B84","v":20},{"$f":"IF(B32=\"\",\"\",IF('Cash Flow Analysis'!$B$31=0,\"N/A\",IF(A33=1,1,IF(A32=debt_period,\"\",B32+1))))","v":20},{"$f":"IF(OR(A33=\"\",B33=\"\",B33=\"N/A\"),\"\",IF(B33=1,-'Cash Flow Analysis'!G84,IF(B33=\"N/A\",0,G32)))","v":3953328.3373895208},{"$f":"IF(debt_period=0,\nE33+F33,\nIF(OR(A33=\"\",B33=\"\",B33=\"N/A\"),\"\",IF(B33=1,((debt_interest*(1+debt_interest)^debt_period)/((1+debt_interest)^debt_period-1))*(-'Cash Flow Analysis'!G84),IF(G32=0,\"\",D32))))","v":146273.14848341225},146273.14848341225,0,3953328.3373895208]
[{"$f":"'Cash Flow Analysis'!B85","v":21},{"$f":"IF(B33=\"\",\"\",IF('Cash Flow Analysis'!$B$31=0,\"N/A\",IF(A34=1,1,IF(A33=debt_period,\"\",B33+1))))","v":21},{"$f":"IF(OR(A34=\"\",B34=\"\",B34=\"N/A\"),\"\",IF(B34=1,-'Cash Flow Analysis'!G85,IF(B34=\"N/A\",0,G33)))","v":3953328.3373895208},{"$f":"IF(debt_period=0,\nE34+F34,\nIF(OR(A34=\"\",B34=\"\",B34=\"N/A\"),\"\",IF(B34=1,((debt_interest*(1+debt_interest)^debt_period)/((1+debt_interest)^debt_period-1))*(-'Cash Flow Analysis'!G85),IF(G33=0,\"\",D33))))","v":146273.14848341225},146273.14848341225,0,3953328.3373895208]
[{"$f":"'Cash Flow Analysis'!B86","v":22},{"$f":"IF(B34=\"\",\"\",IF('Cash Flow Analysis'!$B$31=0,\"N/A\",IF(A35=1,1,IF(A34=debt_period,\"\",B34+1))))","v":22},{"$f":"IF(OR(A35=\"\",B35=\"\",B35=\"N/A\"),\"\",IF(B35=1,-'Cash Flow Analysis'!G86,IF(B35=\"N/A\",0,G34)))","v":3953328.3373895208},{"$f":"IF(debt_period=0,\nE35+F35,\nIF(OR(A35=\"\",B35=\"\",B35=\"N/A\"),\"\",IF(B35=1,((debt_interest*(1+debt_interest)^debt_period)/((1+debt_interest)^debt_period-1))*(-'Cash Flow Analysis'!G86),IF(G34=0,\"\",D34))))","v":146273.14848341225},146273.14848341225,0,3953328.3373895208]
[{"$f":"'Cash Flow Analysis'!B87","v":23},{"$f":"IF(B35=\"\",\"\",IF('Cash Flow Analysis'!$B$31=0,\"N/A\",IF(A36=1,1,IF(A35=debt_period,\"\",B35+1))))","v":23},{"$f":"IF(OR(A36=\"\",B36=\"\",B36=\"N/A\"),\"\",IF(B36=1,-'Cash Flow Analysis'!G87,IF(B36=\"N/A\",0,G35)))","v":3953328.3373895208},{"$f":"IF(debt_period=0,\nE36+F36,\nIF(OR(A36=\"\",B36=\"\",B36=\"N/A\"),\"\",IF(B36=1,((debt_interest*(1+debt_interest)^debt_period)/((1+debt_interest)^debt_period-1))*(-'Cash Flow Analysis'!G87),IF(G35=0,\"\",D35))))","v":146273.14848341225},146273.14848341225,0,3953328.3373895208]
[{"$f":"'Cash Flow Analysis'!B88","v":24},{"$f":"IF(B36=\"\",\"\",IF('Cash Flow Analysis'!$B$31=0,\"N/A\",IF(A37=1,1,IF(A36=debt_period,\"\",B36+1))))","v":24},{"$f":"IF(OR(A37=\"\",B37=\"\",B37=\"N/A\"),\"\",IF(B37=1,-'Cash Flow Analysis'!G88,IF(B37=\"N/A\",0,G36)))","v":3953328.3373895208},{"$f":"IF(debt_period=0,\nE37+F37,\nIF(OR(A37=\"\",B37=\"\",B37=\"N/A\"),\"\",IF(B37=1,((debt_interest*(1+debt_interest)^debt_period)/((1+debt_interest)^debt_period-1))*(-'Cash Flow Analysis'!G88),IF(G36=0,\"\",D36))))","v":146273.14848341225},146273.14848341225,0,3953328.3373895208]
[{"$f":"'Cash Flow Analysis'!B89","v":25},{"$f":"IF(B37=\"\",\"\",IF('Cash Flow Analysis'!$B$31=0,\"N/A\",IF(A38=1,1,IF(A37=debt_period,\"\",B37+1))))","v":25},{"$f":"IF(OR(A38=\"\",B38=\"\",B38=\"N/A\"),\"\",IF(B38=1,-'Cash Flow Analysis'!G89,IF(B38=\"N/A\",0,G37)))","v":3953328.3373895208},{"$f":"IF(debt_period=0,\nE38+F38,\nIF(OR(A38=\"\",B38=\"\",B38=\"N/A\"),\"\",IF(B38=1,((debt_interest*(1+debt_interest)^debt_period)/((1+debt_interest)^debt_period-1))*(-'Cash Flow Analysis'!G89),IF(G37=0,\"\",D37))))","v":146273.14848341225},146273.14848341225,0,3953328.3373895208]
[{"$f":"'Cash Flow Analysis'!B90","v":26},{"$f":"IF(B38=\"\",\"\",IF('Cash Flow Analysis'!$B$31=0,\"N/A\",IF(A39=1,1,IF(A38=debt_period,\"\",B38+1))))","v":26},{"$f":"IF(OR(A39=\"\",B39=\"\",B39=\"N/A\"),\"\",IF(B39=1,-'Cash Flow Analysis'!G90,IF(B39=\"N/A\",0,G38)))","v":3953328.3373895208},{"$f":"IF(debt_period=0,\nE39+F39,\nIF(OR(A39=\"\",B39=\"\",B39=\"N/A\"),\"\",IF(B39=1,((debt_interest*(1+debt_interest)^debt_period)/((1+debt_interest)^debt_period-1))*(-'Cash Flow Analysis'!G90),IF(G38=0,\"\",D38))))","v":146273.14848341225},146273.14848341225,0,3953328.3373895208]
[{"$f":"'Cash Flow Analysis'!B91","v":27},{"$f":"IF(B39=\"\",\"\",IF('Cash Flow Analysis'!$B$31=0,\"N/A\",IF(A40=1,1,IF(A39=debt_period,\"\",B39+1))))","v":27},{"$f":"IF(OR(A40=\"\",B40=\"\",B40=\"N/A\"),\"\",IF(B40=1,-'Cash Flow Analysis'!G91,IF(B40=\"N/A\",0,G39)))","v":3953328.3373895208},{"$f":"IF(debt_period=0,\nE40+F40,\nIF(OR(A40=\"\",B40=\"\",B40=\"N/A\"),\"\",IF(B40=1,((debt_interest*(1+debt_interest)^debt_period)/((1+debt_interest)^debt_period-1))*(-'Cash Flow Analysis'!G91),IF(G39=0,\"\",D39))))","v":146273.14848341225},146273.14848341225,0,3953328.3373895208]
[{"$f":"'Cash Flow Analysis'!B92","v":28},{"$f":"IF(B40=\"\",\"\",IF('Cash Flow Analysis'!$B$31=0,\"N/A\",IF(A41=1,1,IF(A40=debt_period,\"\",B40+1))))","v":28},{"$f":"IF(OR(A41=\"\",B41=\"\",B41=\"N/A\"),\"\",IF(B41=1,-'Cash Flow Analysis'!G92,IF(B41=\"N/A\",0,G40)))","v":3953328.3373895208},{"$f":"IF(debt_period=0,\nE41+F41,\nIF(OR(A41=\"\",B41=\"\",B41=\"N/A\"),\"\",IF(B41=1,((debt_interest*(1+debt_interest)^debt_period)/((1+debt_interest)^debt_period-1))*(-'Cash Flow Analysis'!G92),IF(G40=0,\"\",D40))))","v":146273.14848341225},146273.14848341225,0,3953328.3373895208]
[{"$f":"'Cash Flow Analysis'!B93","v":29},{"$f":"IF(B41=\"\",\"\",IF('Cash Flow Analysis'!$B$31=0,\"N/A\",IF(A42=1,1,IF(A41=debt_period,\"\",B41+1))))","v":29},{"$f":"IF(OR(A42=\"\",B42=\"\",B42=\"N/A\"),\"\",IF(B42=1,-'Cash Flow Analysis'!G93,IF(B42=\"N/A\",0,G41)))","v":3953328.3373895208},{"$f":"IF(debt_period=0,\nE42+F42,\nIF(OR(A42=\"\",B42=\"\",B42=\"N/A\"),\"\",IF(B42=1,((debt_interest*(1+debt_interest)^debt_period)/((1+debt_interest)^debt_period-1))*(-'Cash Flow Analysis'!G93),IF(G41=0,\"\",D41))))","v":146273.14848341225},146273.14848341225,0,3953328.3373895208]
[{"$f":"'Cash Flow Analysis'!B94","v":30},{"$f":"IF(B42=\"\",\"\",IF('Cash Flow Analysis'!$B$31=0,\"N/A\",IF(A43=1,1,IF(A42=debt_period,\"\",B42+1))))","v":30},{"$f":"IF(OR(A43=\"\",B43=\"\",B43=\"N/A\"),\"\",IF(B43=1,-'Cash Flow Analysis'!G94,IF(B43=\"N/A\",0,G42)))","v":3953328.3373895208},{"$f":"IF(debt_period=0,\nE43+F43,\nIF(OR(A43=\"\",B43=\"\",B43=\"N/A\"),\"\",IF(B43=1,((debt_interest*(1+debt_interest)^debt_period)/((1+debt_interest)^debt_period-1))*(-'Cash Flow Analysis'!G94),IF(G42=0,\"\",D42))))","v":146273.14848341225},146273.14848341225,0,3953328.3373895208]
[{"$f":"'Cash Flow Analysis'!B95","v":31},{"$f":"IF(B43=\"\",\"\",IF('Cash Flow Analysis'!$B$31=0,\"N/A\",IF(A44=1,1,IF(A43=debt_period,\"\",B43+1))))","v":31},{"$f":"IF(OR(A44=\"\",B44=\"\",B44=\"N/A\"),\"\",IF(B44=1,-'Cash Flow Analysis'!G95,IF(B44=\"N/A\",0,G43)))","v":3953328.3373895208},{"$f":"IF(debt_period=0,\nE44+F44,\nIF(OR(A44=\"\",B44=\"\",B44=\"N/A\"),\"\",IF(B44=1,((debt_interest*(1+debt_interest)^debt_period)/((1+debt_interest)^debt_period-1))*(-'Cash Flow Analysis'!G95),IF(G43=0,\"\",D43))))","v":146273.14848341225},146273.14848341225,0,3953328.3373895208]
[{"$f":"'Cash Flow Analysis'!B96","v":32},{"$f":"IF(B44=\"\",\"\",IF('Cash Flow Analysis'!$B$31=0,\"N/A\",IF(A45=1,1,IF(A44=debt_period,\"\",B44+1))))","v":32},{"$f":"IF(OR(A45=\"\",B45=\"\",B45=\"N/A\"),\"\",IF(B45=1,-'Cash Flow Analysis'!G96,IF(B45=\"N/A\",0,G44)))","v":3953328.3373895208},{"$f":"IF(debt_period=0,\nE45+F45,\nIF(OR(A45=\"\",B45=\"\",B45=\"N/A\"),\"\",IF(B45=1,((debt_interest*(1+debt_interest)^debt_period)/((1+debt_interest)^debt_period-1))*(-'Cash Flow Analysis'!G96),IF(G44=0,\"\",D44))))","v":146273.14848341225},146273.14848341225,0,3953328.3373895208]
[{"$f":"'Cash Flow Analysis'!B97","v":33},{"$f":"IF(B45=\"\",\"\",IF('Cash Flow Analysis'!$B$31=0,\"N/A\",IF(A46=1,1,IF(A45=debt_period,\"\",B45+1))))","v":33},{"$f":"IF(OR(A46=\"\",B46=\"\",B46=\"N/A\"),\"\",IF(B46=1,-'Cash Flow Analysis'!G97,IF(B46=\"N/A\",0,G45)))","v":3953328.3373895208},{"$f":"IF(debt_period=0,\nE46+F46,\nIF(OR(A46=\"\",B46=\"\",B46=\"N/A\"),\"\",IF(B46=1,((debt_interest*(1+debt_interest)^debt_period)/((1+debt_interest)^debt_period-1))*(-'Cash Flow Analysis'!G97),IF(G45=0,\"\",D45))))","v":146273.14848341225},146273.14848341225,0,3953328.3373895208]
[{"$f":"'Cash Flow Analysis'!B98","v":34},{"$f":"IF(B46=\"\",\"\",IF('Cash Flow Analysis'!$B$31=0,\"N/A\",IF(A47=1,1,IF(A46=debt_period,\"\",B46+1))))","v":34},{"$f":"IF(OR(A47=\"\",B47=\"\",B47=\"N/A\"),\"\",IF(B47=1,-'Cash Flow Analysis'!G98,IF(B47=\"N/A\",0,G46)))","v":3953328.3373895208},{"$f":"IF(debt_period=0,\nE47+F47,\nIF(OR(A47=\"\",B47=\"\",B47=\"N/A\"),\"\",IF(B47=1,((debt_interest*(1+debt_interest)^debt_period)/((1+debt_interest)^debt_period-1))*(-'Cash Flow Analysis'!G98),IF(G46=0,\"\",D46))))","v":146273.14848341225},146273.14848341225,0,3953328.3373895208]
[{"$f":"'Cash Flow Analysis'!B99","v":35},{"$f":"IF(B47=\"\",\"\",IF('Cash Flow Analysis'!$B$31=0,\"N/A\",IF(A48=1,1,IF(A47=debt_period,\"\",B47+1))))","v":35},{"$f":"IF(OR(A48=\"\",B48=\"\",B48=\"N/A\"),\"\",IF(B48=1,-'Cash Flow Analysis'!G99,IF(B48=\"N/A\",0,G47)))","v":3953328.3373895208},{"$f":"IF(debt_period=0,\nE48+F48,\nIF(OR(A48=\"\",B48=\"\",B48=\"N/A\"),\"\",IF(B48=1,((debt_interest*(1+debt_interest)^debt_period)/((1+debt_interest)^debt_period-1))*(-'Cash Flow Analysis'!G99),IF(G47=0,\"\",D47))))","v":146273.14848341225},146273.14848341225,0,3953328.3373895208]
[{"$f":"'Cash Flow Analysis'!B100","v":36},{"$f":"IF(B48=\"\",\"\",IF('Cash Flow Analysis'!$B$31=0,\"N/A\",IF(A49=1,1,IF(A48=debt_period,\"\",B48+1))))","v":36},{"$f":"IF(OR(A49=\"\",B49=\"\",B49=\"N/A\"),\"\",IF(B49=1,-'Cash Flow Analysis'!G100,IF(B49=\"N/A\",0,G48)))","v":3953328.3373895208},{"$f":"IF(debt_period=0,\nE49+F49,\nIF(OR(A49=\"\",B49=\"\",B49=\"N/A\"),\"\",IF(B49=1,((debt_interest*(1+debt_interest)^debt_period)/((1+debt_interest)^debt_period-1))*(-'Cash Flow Analysis'!G100),IF(G48=0,\"\",D48))))","v":146273.14848341225},146273.14848341225,0,3953328.3373895208]
[{"$f":"'Cash Flow Analysis'!B101","v":37},{"$f":"IF(B49=\"\",\"\",IF('Cash Flow Analysis'!$B$31=0,\"N/A\",IF(A50=1,1,IF(A49=debt_period,\"\",B49+1))))","v":37},{"$f":"IF(OR(A50=\"\",B50=\"\",B50=\"N/A\"),\"\",IF(B50=1,-'Cash Flow Analysis'!G101,IF(B50=\"N/A\",0,G49)))","v":3953328.3373895208},{"$f":"IF(debt_period=0,\nE50+F50,\nIF(OR(A50=\"\",B50=\"\",B50=\"N/A\"),\"\",IF(B50=1,((debt_interest*(1+debt_interest)^debt_period)/((1+debt_interest)^debt_period-1))*(-'Cash Flow Analysis'!G101),IF(G49=0,\"\",D49))))","v":146273.14848341225},146273.14848341225,0,3953328.3373895208]
[{"$f":"'Cash Flow Analysis'!B102","v":38},{"$f":"IF(B50=\"\",\"\",IF('Cash Flow Analysis'!$B$31=0,\"N/A\",IF(A51=1,1,IF(A50=debt_period,\"\",B50+1))))","v":38},{"$f":"IF(OR(A51=\"\",B51=\"\",B51=\"N/A\"),\"\",IF(B51=1,-'Cash Flow Analysis'!G102,IF(B51=\"N/A\",0,G50)))","v":3953328.3373895208},{"$f":"IF(debt_period=0,\nE51+F51,\nIF(OR(A51=\"\",B51=\"\",B51=\"N/A\"),\"\",IF(B51=1,((debt_interest*(1+debt_interest)^debt_period)/((1+debt_interest)^debt_period-1))*(-'Cash Flow Analysis'!G102),IF(G50=0,\"\",D50))))","v":146273.14848341225},146273.14848341225,0,3953328.3373895208]
[{"$f":"'Cash Flow Analysis'!B103","v":39},{"$f":"IF(B51=\"\",\"\",IF('Cash Flow Analysis'!$B$31=0,\"N/A\",IF(A52=1,1,IF(A51=debt_period,\"\",B51+1))))","v":39},{"$f":"IF(OR(A52=\"\",B52=\"\",B52=\"N/A\"),\"\",IF(B52=1,-'Cash Flow Analysis'!G103,IF(B52=\"N/A\",0,G51)))","v":3953328.3373895208},{"$f":"IF(debt_period=0,\nE52+F52,\nIF(OR(A52=\"\",B52=\"\",B52=\"N/A\"),\"\",IF(B52=1,((debt_interest*(1+debt_interest)^debt_period)/((1+debt_interest)^debt_period-1))*(-'Cash Flow Analysis'!G103),IF(G51=0,\"\",D51))))","v":146273.14848341225},146273.14848341225,0,3953328.3373895208]
[{"$f":"'Cash Flow Analysis'!B104","v":40},{"$f":"IF(B52=\"\",\"\",IF('Cash Flow Analysis'!$B$31=0,\"N/A\",IF(A53=1,1,IF(A52=debt_period,\"\",B52+1))))","v":40},{"$f":"IF(OR(A53=\"\",B53=\"\",B53=\"N/A\"),\"\",IF(B53=1,-'Cash Flow Analysis'!G104,IF(B53=\"N/A\",0,G52)))","v":3953328.3373895208},{"$f":"IF(debt_period=0,\nE53+F53,\nIF(OR(A53=\"\",B53=\"\",B53=\"N/A\"),\"\",IF(B53=1,((debt_interest*(1+debt_interest)^debt_period)/((1+debt_interest)^debt_period-1))*(-'Cash Flow Analysis'!G104),IF(G52=0,\"\",D52))))","v":146273.14848341225},146273.14848341225,0,3953328.3373895208]
[{"$f":"'Cash Flow Analysis'!B105","v":41},{"$f":"IF(B53=\"\",\"\",IF('Cash Flow Analysis'!$B$31=0,\"N/A\",IF(A54=1,1,IF(A53=debt_period,\"\",B53+1))))","v":41},{"$f":"IF(OR(A54=\"\",B54=\"\",B54=\"N/A\"),\"\",IF(B54=1,-'Cash Flow Analysis'!G105,IF(B54=\"N/A\",0,G53)))","v":3953328.3373895208},{"$f":"IF(debt_period=0,\nE54+F54,\nIF(OR(A54=\"\",B54=\"\",B54=\"N/A\"),\"\",IF(B54=1,((debt_interest*(1+debt_interest)^debt_period)/((1+debt_interest)^debt_period-1))*(-'Cash Flow Analysis'!G105),IF(G53=0,\"\",D53))))","v":146273.14848341225},146273.14848341225,0,3953328.3373895208]
[{"$f":"'Cash Flow Analysis'!B106","v":42},{"$f":"IF(B54=\"\",\"\",IF('Cash Flow Analysis'!$B$31=0,\"N/A\",IF(A55=1,1,IF(A54=debt_period,\"\",B54+1))))","v":42},{"$f":"IF(OR(A55=\"\",B55=\"\",B55=\"N/A\"),\"\",IF(B55=1,-'Cash Flow Analysis'!G106,IF(B55=\"N/A\",0,G54)))","v":3953328.3373895208},{"$f":"IF(debt_period=0,\nE55+F55,\nIF(OR(A55=\"\",B55=\"\",B55=\"N/A\"),\"\",IF(B55=1,((debt_interest*(1+debt_interest)^debt_period)/((1+debt_interest)^debt_period-1))*(-'Cash Flow Analysis'!G106),IF(G54=0,\"\",D54))))","v":4099601.4858729332},146273.14848341225,3953328.3373895208,0]
[{"$f":"'Cash Flow Analysis'!B107","v":""},{"$f":"IF(B55=\"\",\"\",IF('Cash Flow Analysis'!$B$31=0,\"N/A\",IF(A56=1,1,IF(A55=debt_period,\"\",B55+1))))","v":43},{"$f":"IF(OR(A56=\"\",B56=\"\",B56=\"N/A\"),\"\",IF(B56=1,-'Cash Flow Analysis'!G107,IF(B56=\"N/A\",0,G55)))","v":""},{"$f":"IF(debt_period=0,\nE56+F56,\nIF(OR(A56=\"\",B56=\"\",B56=\"N/A\"),\"\",IF(B56=1,((debt_interest*(1+debt_interest)^debt_period)/((1+debt_interest)^debt_period-1))*(-'Cash Flow Analysis'!G107),IF(G55=0,\"\",D55))))","v":{"$error":"#VALUE!"}},"",0,""]
[{"$f":"'Cash Flow Analysis'!B108","v":""},{"$f":"IF(B56=\"\",\"\",IF('Cash Flow Analysis'!$B$31=0,\"N/A\",IF(A57=1,1,IF(A56=debt_period,\"\",B56+1))))","v":44},{"$f":"IF(OR(A57=\"\",B57=\"\",B57=\"N/A\"),\"\",IF(B57=1,-'Cash Flow Analysis'!G108,IF(B57=\"N/A\",0,G56)))","v":""},{"$f":"IF(F57=0,E57,\nIF(OR(A57=\"\",B57=\"\",B57=\"N/A\"),\"\",IF(B57=1,((debt_interest*(1+debt_interest)^debt_period)/((1+debt_interest)^debt_period-1))*(-'Cash Flow Analysis'!G108),IF(G56=0,\"\",D56))))","v":""},"",0,""]

{"sheet":"Depreciation","index":16,"n_rows":166,"n_cols":24,"rows_kept":166,"cut":false,"hidden":false,"merged":[[12,2,12,7],[143,0,143,1]]}
["Depreciation"]
[]
["DO NOT ENTER ANYTHING ON THIS PAGE.  THE VALUES CALCULATED"]
["ON THIS PAGE ARE USED IN THE CASH FLOW ANALYSIS TAB."]
[]
[null,"= Calculated Cells (do not change formulas)"]
[null,"= Input Required"]
[null,"= Optional Input; To Provide Additional Information Only"]
[null,"= H2A Guidelines/Information Cells"]
[]
[]
[null,"MACRS Depreciation Table (Half-Year Convention)"]
[null,null,"Recovery Period"]
[null,"Recovery Period",3,5,7,10,15,20]
[null,1,0.33329999999999999,0.2,0.1429,0.1,0.05,3.7499999999999999E-2]
[null,2,0.44450000000000001,0.32,0.24490000000000001,0.18,9.5000000000000001E-2,7.2190000000000004E-2]
[null,3,0.14810000000000001,0.192,0.1749,0.14399999999999999,8.5500000000000007E-2,6.6769999999999996E-2]
[null,4,7.4099999999999999E-2,0.1152,0.1249,0.1152,7.6999999999999999E-2,6.1769999999999999E-2]
[null,5,null,0.1152,8.9300000000000004E-2,9.2200000000000004E-2,6.93E-2,5.713E-2]
[null,6,null,5.7599999999999998E-2,8.9200000000000002E-2,7.3700000000000002E-2,6.2300000000000001E-2,5.2850000000000001E-2]
[null,7,null,null,8.9300000000000004E-2,6.5500000000000003E-2,5.8999999999999997E-2,4.888E-2]
[null,8,null,null,4.4600000000000001E-2,6.5500000000000003E-2,5.8999999999999997E-2,4.5220000000000003E-2]
[null,9,null,null,null,6.5600000000000006E-2,5.91E-2,4.462E-2]
[null,10,null,null,null,6.5500000000000003E-2,5.8999999999999997E-2,4.4609999999999997E-2]
[null,11,null,null,null,3.2800000000000003E-2,5.91E-2,4.462E-2]
[null,12,null,null,null,null,5.8999999999999997E-2,4.4609999999999997E-2]
[null,13,null,null,null,null,5.91E-2,4.462E-2]
[null,14,null,null,null,null,5.8999999999999997E-2,4.4609999999999997E-2]
[null,15,null,null,null,null,5.91E-2,4.462E-2]
[null,16,null,null,null,null,2.9499999999999998E-2,4.4609999999999997E-2]
[null,17,null,null,null,null,null,4.462E-2]
[null,18,null,null,null,null,null,4.4609999999999997E-2]
[null,19,null,null,null,null,null,4.462E-2]
[null,20,null,null,null,null,null,4.4609999999999997E-2]
[null,21,null,null,null,null,null,2.231E-2]
[null,"NPV - Real IRR",{"$f":"NPV(real_irr,C15:C35)","v":0.861730483722558},0.81132579180653486,0.76611247423420981,0.70592323058796147,0.57966874115937961,0.50624177952518146]
[null,"NPV - Nominal IRR",{"$f":"NPV(nominal_irr,C15:C35)","v":0.83149291060393982},0.77231075823151107,0.72034649543580254,0.65286934217044934,0.51586770297474116,0.44094384285873256]
[]
[]
[]
["Inputs from Cash-Input Sheet"]
["Depreciation Type",{"$f":"depr_type","v":"MACRS"}]
["Depreciation Period (yrs)",{"$f":"depr_length","v":20}]
["Total Initial Depreciable Capital",{"$f":"-('Cash Flow Analysis'!G65+SUM('Cash Flow Analysis'!H65:H113))","v":6628940.9561347496}]
[]
[]
["DEPRECIATION CALCULATION TABLE"]
["Operation Year","Annual Depreciable Capital",1,2,3,4,5,6,7,8,9,10,11,12,13,14,15,16,17,18,19,20,21,"Total"]
[{"$f":"IF('Cash Flow Analysis'!C65=\"\",\"\",'Cash Flow Analysis'!C65)","v":-2},{"$f":"IF(A49=\"\",\"\",IF(A49<1,0,IF(A49=1,$B$44-'Cash Flow Analysis'!I65,-'Cash Flow Analysis'!I65)))","v":0},{"$f":"IF(B49=\"\",\"\",IF(AND($B$42=\"Straight Line\",$C$48<=depr_length),B49/depr_length,IF(AND($B$42=\"MACRS\",$C$48<=depr_length+1),B49*INDEX(MACRS_Table,MATCH($C$48,recovery_year,0),MATCH($B$43,recovery_period,0)),\"\")))","v":0},{"$f":"IF($B$49=\"\",\"\",IF(AND($B$42=\"Straight Line\",D48<=depr_length),$B$49/depr_length,IF(AND($B$42=\"MACRS\",D48<=depr_length+1),$B$49*INDEX(MACRS_Table,MATCH(D48,recovery_year,0),MATCH($B$43,recovery_period,0)),\"\")))","v":0},0,0,0,0,0,0,0,0,0,0,0,0,0,0,0,0,0,0,0,{"$f":"SUM(C49:W49)","v":0}]
[{"$f":"IF('Cash Flow Analysis'!C66=\"\",\"\",'Cash Flow Analysis'!C66)","v":-1},{"$f":"IF(A50=\"\",\"\",IF(A50<1,0,IF(A50=1,$B$44-'Cash Flow Analysis'!I66,-'Cash Flow Analysis'!I66)))","v":0},{"$f":"IF($B$50=\"\",\"\",IF(AND($B$42=\"Straight Line\",C48<=depr_length),$B$50/depr_length,IF(AND($B$42=\"MACRS\",C48<=depr_length+1),$B$50*INDEX(MACRS_Table,MATCH(C48,recovery_year,0),MATCH($B$43,recovery_period,0)),\"\")))","v":0},0,0,0,0,0,0,0,0,0,0,0,0,0,0,0,0,0,0,0,0,0]
[{"$f":"IF('Cash Flow Analysis'!C67=\"\",\"\",'Cash Flow Analysis'!C67)","v":1},{"$f":"IF(A51=\"\",\"\",IF(A51<1,0,IF(A51=1,$B$44-'Cash Flow Analysis'!I67,-'Cash Flow Analysis'!I67)))","v":6663149.1391825844},{"$f":"IF($B$51=\"\",\"\",IF(AND($B$42=\"Straight Line\",C48<=depr_length),$B$51/depr_length,IF(AND($B$42=\"MACRS\",C48<=depr_length+1),$B$51*INDEX(MACRS_Table,MATCH(C48,recovery_year,0),MATCH($B$43,recovery_period,0)),\"\")))","v":249868.0927193469},481012.73635759077,444898.46802322112,411582.72232730821,380665.71032150107,352147.43200579961,325694.72992324474,301307.60407383647,297309.71459032694,297243.08309893508,297309.71459032694,297243.08309893508,297309.71459032694,297243.08309893508,297309.71459032694,297243.08309893508,297309.71459032694,297243.08309893508,297309.71459032694,297243.08309893508,148654.85729516347,6663149.1391825844]
[{"$f":"IF('Cash Flow Analysis'!C68=\"\",\"\",'Cash Flow Analysis'!C68)","v":2},{"$f":"IF(A52=\"\",\"\",IF(A52<1,0,IF(A52=1,$B$44-'Cash Flow Analysis'!I68,-'Cash Flow Analysis'!I68)))","v":166015.01990600437},{"$f":"IF($B$52=\"\",\"\",IF(AND($B$42=\"Straight Line\",C48<=depr_length),$B$52/depr_length,IF(AND($B$42=\"MACRS\",C48<=depr_length+1),$B$52*INDEX(MACRS_Table,MATCH(C48,recovery_year,0),MATCH($B$43,recovery_period,0)),\"\")))","v":6225.5632464751634},11984.624287014456,11084.822879123911,10254.74777959389,9484.4380872300299,8773.8938020323312,8114.8141730054931,7507.1992001495182,7407.5901882059152,7405.9300380068544,7407.5901882059152,7405.9300380068544,7407.5901882059152,7405.9300380068544,7407.5901882059152,7405.9300380068544,7407.5901882059152,7405.9300380068544,7407.5901882059152,7405.9300380068544,3703.7950941029576,166015.0199060044]
[{"$f":"IF('Cash Flow Analysis'!C69=\"\",\"\",'Cash Flow Analysis'!C69)","v":3},{"$f":"IF(A53=\"\",\"\",IF(A53<1,0,IF(A53=1,$B$44-'Cash Flow Analysis'!I69,-'Cash Flow Analysis'!I69)))","v":169169.30528421846},{"$f":"IF($B$53=\"\",\"\",IF(AND($B$42=\"Straight Line\",C48<=depr_length),$B$53/depr_length,IF(AND($B$42=\"MACRS\",C48<=depr_length+1),$B$53*INDEX(MACRS_Table,MATCH(C48,recovery_year,0),MATCH($B$43,recovery_period,0)),\"\")))","v":6343.8489481581919},12212.332148467731,11295.434513827266,10449.587987406174,9664.6424108873998,8940.5977842709453,8268.9956422925989,7649.8359849523595,7548.3344017818272,7546.6427087289849,7548.3344017818272,7546.6427087289849,7548.3344017818272,7546.6427087289849,7548.3344017818272,7546.6427087289849,7548.3344017818272,7546.6427087289849,7548.3344017818272,7546.6427087289849,3774.1672008909136,169169.30528421846]
[{"$f":"IF('Cash Flow Analysis'!C70=\"\",\"\",'Cash Flow Analysis'!C70)","v":4},{"$f":"IF(A54=\"\",\"\",IF(A54<1,0,IF(A54=1,$B$44-'Cash Flow Analysis'!I70,-'Cash Flow Analysis'!I70)))","v":172383.5220846186},{"$f":"IF($B$54=\"\",\"\",IF(AND($B$42=\"Straight Line\",C48<=depr_length),$B$54/depr_length,IF(AND($B$42=\"MACRS\",C48<=depr_length+1),$B$54*INDEX(MACRS_Table,MATCH(C48,recovery_year,0),MATCH($B$43,recovery_period,0)),\"\")))","v":6464.3820781731974},12444.366459288618,11510.047769589983,10648.130159166891,9848.2706166942608,9110.4691421720927,8426.1065594961565,7795.1828686664539,7691.7527554156823,7690.0289201948353,7691.7527554156823,7690.0289201948353,7691.7527554156823,7690.0289201948353,7691.7527554156823,7690.0289201948353,7691.7527554156823,7690.0289201948353,7691.7527554156823,7690.0289201948353,3845.8763777078411,172383.5220846186]
[{"$f":"IF('Cash Flow Analysis'!C71=\"\",\"\",'Cash Flow Analysis'!C71)","v":5},{"$f":"IF(A55=\"\",\"\",IF(A55<1,0,IF(A55=1,$B$44-'Cash Flow Analysis'!I71,-'Cash Flow Analysis'!I71)))","v":2709424.6054365584},{"$f":"IF($B$55=\"\",\"\",IF(AND($B$42=\"Straight Line\",C48<=depr_length),$B$55/depr_length,IF(AND($B$42=\"MACRS\",C48<=depr_length+1),$B$55*INDEX(MACRS_Table,MATCH(C48,recovery_year,0),MATCH($B$43,recovery_period,0)),\"\")))","v":101603.42270387094},195593.36226646515,180908.280904999,167361.15787781621,154789.42770859058,143193.09039732211,132436.67471373896,122520.18065784118,120894.52589457923,120867.43164852486,120894.52589457923,120867.43164852486,120894.52589457923,120867.43164852486,120894.52589457923,120867.43164852486,120894.52589457923,120867.43164852486,120894.52589457923,120867.43164852486,60447.262947289615,2709424.6054365584]
[{"$f":"IF('Cash Flow Analysis'!C72=\"\",\"\",'Cash Flow Analysis'!C72)","v":6},{"$f":"IF(A56=\"\",\"\",IF(A56<1,0,IF(A56=1,$B$44-'Cash Flow Analysis'!I72,-'Cash Flow Analysis'!I72)))","v":178996.32637530661},{"$f":"IF($B$56=\"\",\"\",IF(AND($B$42=\"Straight Line\",C48<=depr_length),$B$56/depr_length,IF(AND($B$42=\"MACRS\",C48<=depr_length+1),$B$56*INDEX(MACRS_Table,MATCH(C48,recovery_year,0),MATCH($B$43,recovery_period,0)),\"\")))","v":6712.3622390739974},12921.744801033385,11951.584712079222,11056.603080202689,10226.060125821266,9459.9558489349547,8749.3404332249866,8094.2138786913656,7986.8160828661812,7985.0261196024276,7986.8160828661812,7985.0261196024276,7986.8160828661812,7985.0261196024276,7986.8160828661812,7985.0261196024276,7986.8160828661812,7985.0261196024276,7986.8160828661812,7985.0261196024276,3993.4080414330906,178996.32637530664]
[{"$f":"IF('Cash Flow Analysis'!C73=\"\",\"\",'Cash Flow Analysis'!C73)","v":7},{"$f":"IF(A57=\"\",\"\",IF(A57<1,0,IF(A57=1,$B$44-'Cash Flow Analysis'!I73,-'Cash Flow Analysis'!I73)))","v":182397.25657643747},{"$f":"IF($B$57=\"\",\"\",IF(AND($B$42=\"Straight Line\",C48<=depr_length),$B$57/depr_length,IF(AND($B$42=\"MACRS\",C48<=depr_length+1),$B$57*INDEX(MACRS_Table,MATCH(C48,recovery_year,0),MATCH($B$43,recovery_period,0)),\"\")))","v":6839.8971216164055},13167.257952253021,12178.664821608729,11266.678538726543,10420.355268211873,9639.6950100647209,8915.5779014562631,8248.0039423865037,8138.5655884406397,8136.7416158748747,8138.5655884406397,8136.7416158748747,8138.5655884406397,8136.7416158748747,8138.5655884406397,8136.7416158748747,8138.5655884406397,8136.7416158748747,8138.5655884406397,8136.7416158748747,4069.2827942203198,182397.25657643744]
[{"$f":"IF('Cash Flow Analysis'!C74=\"\",\"\",'Cash Flow Analysis'!C74)","v":8},{"$f":"IF(A58=\"\",\"\",IF(A58<1,0,IF(A58=1,$B$44-'Cash Flow Analysis'!I74,-'Cash Flow Analysis'!I74)))","v":185862.80445138976},{"$f":"IF($B$58=\"\",\"\",IF(AND($B$42=\"Straight Line\",C48<=depr_length),$B$58/depr_length,IF(AND($B$42=\"MACRS\",C48<=depr_length+1),$B$58*INDEX(MACRS_Table,MATCH(C48,recovery_year,0),MATCH($B$43,recovery_period,0)),\"\")))","v":6969.8551669271155},13417.435853345827,12410.059453219294,11480.745430962344,10618.342018307898,9822.8492152559484,9084.9738815839319,8404.7160172918448,8293.1983346210109,8291.3397065764966,8293.1983346210109,8291.3397065764966,8293.1983346210109,8291.3397065764966,8293.1983346210109,8291.3397065764966,8293.1983346210109,8291.3397065764966,8293.1983346210109,8291.3397065764966,4146.5991673105054,185862.80445138973]
[{"$f":"IF('Cash Flow Analysis'!C75=\"\",\"\",'Cash Flow Analysis'!C75)","v":9},{"$f":"IF(A59=\"\",\"\",IF(A59<1,0,IF(A59=1,$B$44-'Cash Flow Analysis'!I75,-'Cash Flow Analysis'!I75)))","v":189394.19773596615},{"$f":"IF($B$59=\"\",\"\",IF(AND($B$42=\"Straight Line\",C48<=depr_length),$B$59/depr_length,IF(AND($B$42=\"MACRS\",C48<=depr_length+1),$B$59*INDEX(MACRS_Table,MATCH(C48,recovery_year,0),MATCH($B$43,recovery_period,0)),\"\")))","v":7102.2824150987308},13672.367134559398,12645.850582830459,11698.879594150629,10820.090516655746,10009.483350345812,9257.5883853340256,8564.4056216203899,8450.7691029788093,8448.8751610014497,8450.7691029788093,8448.8751610014497,8450.7691029788093,8448.8751610014497,8450.7691029788093,8448.8751610014497,8450.7691029788093,8448.8751610014497,8450.7691029788093,8448.8751610014497,4225.3845514894047,189394.19773596615]
[{"$f":"IF('Cash Flow Analysis'!C76=\"\",\"\",'Cash Flow Analysis'!C76)","v":10},{"$f":"IF(A60=\"\",\"\",IF(A60<1,0,IF(A60=1,$B$44-'Cash Flow Analysis'!I76,-'Cash Flow Analysis'!I76)))","v":2976788.577395767},{"$f":"IF($B$60=\"\",\"\",IF(AND($B$42=\"Straight Line\",C48<=depr_length),$B$60/depr_length,IF(AND($B$42=\"MACRS\",C48<=depr_length+1),$B$60*INDEX(MACRS_Table,MATCH(C48,recovery_year,0),MATCH($B$43,recovery_period,0)),\"\")))","v":111629.57165234126},214894.36740220044,198760.17331271534,183876.23042573652,170063.93142662017,157323.2763153663,145505.4256631051,134610.3794698366,132824.30632339913,132794.53843762516,132824.30632339913,132794.53843762516,132824.30632339913,132794.53843762516,132824.30632339913,132794.53843762516,132824.30632339913,132794.53843762516,132824.30632339913,132794.53843762516,66412.153161699563,2976788.5773957665]
[{"$f":"IF('Cash Flow Analysis'!C77=\"\",\"\",'Cash Flow Analysis'!C77)","v":11},{"$f":"IF(A61=\"\",\"\",IF(A61<1,0,IF(A61=1,$B$44-'Cash Flow Analysis'!I77,-'Cash Flow Analysis'!I77)))","v":196659.54855531553},{"$f":"IF($B$61=\"\",\"\",IF(AND($B$42=\"Straight Line\",C48<=depr_length),$B$61/depr_length,IF(AND($B$42=\"MACRS\",C48<=depr_length+1),$B$61*INDEX(MACRS_Table,MATCH(C48,recovery_year,0),MATCH($B$43,recovery_period,0)),\"\")))","v":7374.7330708243317},14196.852810208229,13130.958057038417,12147.660314261841,11235.160008965177,10393.457141148427,9612.7187333838228,8892.9447856713687,8774.9490565381784,8772.9824610526248,8774.9490565381784,8772.9824610526248,8774.9490565381784,8772.9824610526248,8774.9490565381784,8772.9824610526248,8774.9490565381784,8772.9824610526248,8774.9490565381784,8772.9824610526248,4387.4745282690892,196659.54855531547]
[{"$f":"IF('Cash Flow Analysis'!C78=\"\",\"\",'Cash Flow Analysis'!C78)","v":12},{"$f":"IF(A62=\"\",\"\",IF(A62<1,0,IF(A62=1,$B$44-'Cash Flow Analysis'!I78,-'Cash Flow Analysis'!I78)))","v":200396.07997786652},{"$f":"IF($B$62=\"\",\"\",IF(AND($B$42=\"Straight Line\",C48<=depr_length),$B$62/depr_length,IF(AND($B$42=\"MACRS\",C48<=depr_length+1),$B$62*INDEX(MACRS_Table,MATCH(C48,recovery_year,0),MATCH($B$43,recovery_period,0)),\"\")))","v":7514.8529991699943},14466.593013602185,13380.446260122148,12378.465860232815,11448.628049135514,10590.932826830245,9795.3603893181153,9061.910736599124,8941.6730886124042,8939.6691278126254,8941.6730886124042,8939.6691278126254,8941.6730886124042,8939.6691278126254,8941.6730886124042,8939.6691278126254,8941.6730886124042,8939.6691278126254,8941.6730886124042,8939.6691278126254,4470.8365443062021,200396.07997786658]
[{"$f":"IF('Cash Flow Analysis'!C79=\"\",\"\",'Cash Flow Analysis'!C79)","v":13},{"$f":"IF(A63=\"\",\"\",IF(A63<1,0,IF(A63=1,$B$44-'Cash Flow Analysis'!I79,-'Cash Flow Analysis'!I79)))","v":204203.60549744597},{"$f":"IF($B$63=\"\",\"\",IF(AND($B$42=\"Straight Line\",C48<=depr_length),$B$63/depr_length,IF(AND($B$42=\"MACRS\",C48<=depr_length+1),$B$63*INDEX(MACRS_Table,MATCH(C48,recovery_year,0),MATCH($B$43,recovery_period,0)),\"\")))","v":7657.6352061542239},14741.458280860625,13634.674739064467,12613.656711577238,11666.151982069088,10792.16055054002,9981.4722367151589,9234.0870405945079,9111.5648772960394,9109.5228412410634,9111.5648772960394,9109.5228412410634,9111.5648772960394,9109.5228412410634,9111.5648772960394,9109.5228412410634,9111.5648772960394,9109.5228412410634,9111.5648772960394,9109.5228412410634,4555.7824386480197,204203.60549744597]
[{"$f":"IF('Cash Flow Analysis'!C80=\"\",\"\",'Cash Flow Analysis'!C80)","v":14},{"$f":"IF(A64=\"\",\"\",IF(A64<1,0,IF(A64=1,$B$44-'Cash Flow Analysis'!I80,-'Cash Flow Analysis'!I80)))","v":208083.47400189738},{"$f":"IF($B$64=\"\",\"\",IF(AND($B$42=\"Straight Line\",C48<=depr_length),$B$64/depr_length,IF(AND($B$42=\"MACRS\",C48<=depr_length+1),$B$64*INDEX(MACRS_Table,MATCH(C48,recovery_year,0),MATCH($B$43,recovery_period,0)),\"\")))","v":7803.1302750711511},15021.545988196973,13893.733559106688,12853.316189097201,11887.808869728398,10997.211601000277,10171.120209212744,9409.5346943658005,9284.6846099646609,9282.6037752246411,9284.6846099646609,9282.6037752246411,9284.6846099646609,9282.6037752246411,9284.6846099646609,9282.6037752246411,9284.6846099646609,9282.6037752246411,9284.6846099646609,9282.6037752246411,4642.3423049823305,208083.47400189744]
[{"$f":"IF('Cash Flow Analysis'!C81=\"\",\"\",'Cash Flow Analysis'!C81)","v":15},{"$f":"IF(A65=\"\",\"\",IF(A65<1,0,IF(A65=1,$B$44-'Cash Flow Analysis'!I81,-'Cash Flow Analysis'!I81)))","v":3270535.8240024308},{"$f":"IF($B$65=\"\",\"\",IF(AND($B$42=\"Straight Line\",C48<=depr_length),$B$65/depr_length,IF(AND($B$42=\"MACRS\",C48<=depr_length+1),$B$65*INDEX(MACRS_Table,MATCH(C48,recovery_year,0),MATCH($B$43,recovery_period,0)),\"\")))","v":122645.09340009115},236099.98113473548,218373.67696864228,202020.99784863016,186845.71162525887,172847.81829852847,159863.79107723883,147893.62996138993,145931.30846698847,145898.60310874842,145931.30846698847,145898.60310874842,145931.30846698847,145898.60310874842,145931.30846698847,145898.60310874842,145931.30846698847,145898.60310874842,145931.30846698847,145898.60310874842,72965.654233494235,3270535.8240024308]
[{"$f":"IF('Cash Flow Analysis'!C82=\"\",\"\",'Cash Flow Analysis'!C82)","v":16},{"$f":"IF(A66=\"\",\"\",IF(A66<1,0,IF(A66=1,$B$44-'Cash Flow Analysis'!I82,-'Cash Flow Analysis'!I82)))","v":216065.76414808421},{"$f":"IF($B$66=\"\",\"\",IF(AND($B$42=\"Straight Line\",C48<=depr_length),$B$66/depr_length,IF(AND($B$42=\"MACRS\",C48<=depr_length+1),$B$66*INDEX(MACRS_Table,MATCH(C48,recovery_year,0),MATCH($B$43,recovery_period,0)),\"\")))","v":8102.4661555531575},15597.7875138502,14426.711072167582,13346.382251427161,12343.83710578005,11419.075635226251,10561.294551558356,9770.4938547763686,9640.8543962875174,9638.6937386460359,9640.8543962875174,9638.6937386460359,9640.8543962875174,9638.6937386460359,9640.8543962875174,9638.6937386460359,9640.8543962875174,9638.6937386460359,9640.8543962875174,9638.6937386460359,4820.4271981437587,216065.7641480843]
[{"$f":"IF('Cash Flow Analysis'!C83=\"\",\"\",'Cash Flow Analysis'!C83)","v":17},{"$f":"IF(A67=\"\",\"\",IF(A67<1,0,IF(A67=1,$B$44-'Cash Flow Analysis'!I83,-'Cash Flow Analysis'!I83)))","v":220171.01366689781},{"$f":"IF($B$67=\"\",\"\",IF(AND($B$42=\"Straight Line\",C48<=depr_length),$B$67/depr_length,IF(AND($B$42=\"MACRS\",C48<=depr_length+1),$B$67*INDEX(MACRS_Table,MATCH(C48,recovery_year,0),MATCH($B$43,recovery_period,0)),\"\")))","v":8256.4130125086667},15894.145476613354,14700.818582538766,13599.963514204277,12578.370010789871,11636.038072295549,10761.959148037964,9956.1332380171189,9824.0306298169799,9821.8289196803107,9824.0306298169799,9821.8289196803107,9824.0306298169799,9821.8289196803107,9824.0306298169799,9821.8289196803107,9824.0306298169799,9821.8289196803107,9824.0306298169799,9821.8289196803107,4912.0153149084899,220171.01366689787]
[{"$f":"IF('Cash Flow Analysis'!C84=\"\",\"\",'Cash Flow Analysis'!C84)","v":18},{"$f":"IF(A68=\"\",\"\",IF(A68<1,0,IF(A68=1,$B$44-'Cash Flow Analysis'!I84,-'Cash Flow Analysis'!I84)))","v":224354.26292656886},{"$f":"IF($B$68=\"\",\"\",IF(AND($B$42=\"Straight Line\",C48<=depr_length),$B$68/depr_length,IF(AND($B$42=\"MACRS\",C48<=depr_length+1),$B$68*INDEX(MACRS_Table,MATCH(C48,recovery_year,0),MATCH($B$43,recovery_period,0)),\"\")))","v":8413.2848597463326},16196.134240669007,14980.134135607002,13858.362820974158,12817.359040994879,11857.122795669164,10966.436371850687,10145.299769539444,10010.687211783503,10008.443669154236,10010.687211783503,10008.443669154236,10010.687211783503,10008.443669154236,10010.687211783503,10008.443669154236,10010.687211783503,10008.443669154236,10010.687211783503,10008.443669154236,5005.3436058917514,224354.26292656886]
[{"$f":"IF('Cash Flow Analysis'!C85=\"\",\"\",'Cash Flow Analysis'!C85)","v":19},{"$f":"IF(A69=\"\",\"\",IF(A69<1,0,IF(A69=1,$B$44-'Cash Flow Analysis'!I85,-'Cash Flow Analysis'!I85)))","v":228616.99392217363},{"$f":"IF($B$69=\"\",\"\",IF(AND($B$42=\"Straight Line\",C48<=depr_length),$B$69/depr_length,IF(AND($B$42=\"MACRS\",C48<=depr_length+1),$B$69*INDEX(MACRS_Table,MATCH(C48,recovery_year,0),MATCH($B$43,recovery_period,0)),\"\")))","v":8573.1372720815107},16503.860791241714,15264.756684183532,14121.671714572665,13060.88886277378,12082.408128786876,11174.798662915848,10338.060465160692,10200.890268807387,10198.604098868165,10200.890268807387,10198.604098868165,10200.890268807387,10198.604098868165,10200.890268807387,10198.604098868165,10200.890268807387,10198.604098868165,10200.890268807387,10198.604098868165,5100.4451344036934,228616.99392217369]
[{"$f":"IF('Cash Flow Analysis'!C86=\"\",\"\",'Cash Flow Analysis'!C86)","v":20},{"$f":"IF(A70=\"\",\"\",IF(A70<1,0,IF(A70=1,$B$44-'Cash Flow Analysis'!I86,-'Cash Flow Analysis'!I86)))","v":3593269.826855144},{"$f":"IF($B$70=\"\",\"\",IF(AND($B$42=\"Straight Line\",C48<=depr_length),$B$70/depr_length,IF(AND($B$42=\"MACRS\",C48<=depr_length+1),$B$70*INDEX(MACRS_Table,MATCH(C48,recovery_year,0),MATCH($B$43,recovery_period,0)),\"\")))","v":134747.61850706791},259398.14880067285,239922.62633911794,221956.27720484225,205283.50520823439,189904.31034929436,175639.02913667943,162487.66157038961,160331.69967427652,160295.76697600796,160331.69967427652,160295.76697600796,160331.69967427652,160295.76697600796,160331.69967427652,160295.76697600796,160331.69967427652,160295.76697600796,160331.69967427652,160295.76697600796,80165.849837138259,3593269.8268551454]
[{"$f":"IF('Cash Flow Analysis'!C87=\"\",\"\",'Cash Flow Analysis'!C87)","v":21},{"$f":"IF(A71=\"\",\"\",IF(A71<1,0,IF(A71=1,$B$44-'Cash Flow Analysis'!I87,-'Cash Flow Analysis'!I87)))","v":237386.97042602213},{"$f":"IF($B$71=\"\",\"\",IF(AND($B$42=\"Straight Line\",C48<=depr_length),$B$71/depr_length,IF(AND($B$42=\"MACRS\",C48<=depr_length+1),$B$71*INDEX(MACRS_Table,MATCH(C48,recovery_year,0),MATCH($B$43,recovery_period,0)),\"\")))","v":8902.0113909758293},17136.96539505454,15850.328015345496,14663.393163215387,13561.917620438644,12545.90138701527,11603.475114423962,10734.638802664722,10592.206620409108,10589.832750704847,10592.206620409108,10589.832750704847,10592.206620409108,10589.832750704847,10592.206620409108,10589.832750704847,10592.206620409108,10589.832750704847,10592.206620409108,10589.832750704847,5296.103310204554,237386.97042602202]
[{"$f":"IF('Cash Flow Analysis'!C88=\"\",\"\",'Cash Flow Analysis'!C88)","v":22},{"$f":"IF(A72=\"\",\"\",IF(A72<1,0,IF(A72=1,$B$44-'Cash Flow Analysis'!I88,-'Cash Flow Analysis'!I88)))","v":241897.32286411652},{"$f":"IF($B$72=\"\",\"\",IF(AND($B$42=\"Straight Line\",C48<=depr_length),$B$72/depr_length,IF(AND($B$42=\"MACRS\",C48<=depr_length+1),$B$72*INDEX(MACRS_Table,MATCH(C48,recovery_year,0),MATCH($B$43,recovery_period,0)),\"\")))","v":9071.1496074043698},17462.567737560574,16151.48424763706,14941.997633316478,13819.594055226977,12784.273513368558,11823.941141598016,10938.596939915349,10793.458546196878,10791.039572968237,10793.458546196878,10791.039572968237,10793.458546196878,10791.039572968237,10793.458546196878,10791.039572968237,10793.458546196878,10791.039572968237,10793.458546196878,10791.039572968237,5396.7292730984391,241897.32286411646]
[{"$f":"IF('Cash Flow Analysis'!C89=\"\",\"\",'Cash Flow Analysis'!C89)","v":23},{"$f":"IF(A73=\"\",\"\",IF(A73<1,0,IF(A73=1,$B$44-'Cash Flow Analysis'!I89,-'Cash Flow Analysis'!I89)))","v":246493.37199853477},{"$f":"IF($B$73=\"\",\"\",IF(AND($B$42=\"Straight Line\",C48<=depr_length),$B$73/depr_length,IF(AND($B$42=\"MACRS\",C48<=depr_length+1),$B$73*INDEX(MACRS_Table,MATCH(C48,recovery_year,0),MATCH($B$43,recovery_period,0)),\"\")))","v":9243.5014499450535},17794.356524574225,16458.362448342166,15225.895588349493,14082.166342276292,13027.174710122563,12048.596023288379,11146.430281773743,10998.534258574622,10996.069324854636,10998.534258574622,10996.069324854636,10998.534258574622,10996.069324854636,10998.534258574622,10996.069324854636,10998.534258574622,10996.069324854636,10998.534258574622,10996.069324854636,5499.267129287311,246493.37199853483]
[{"$f":"IF('Cash Flow Analysis'!C90=\"\",\"\",'Cash Flow Analysis'!C90)","v":24},{"$f":"IF(A74=\"\",\"\",IF(A74<1,0,IF(A74=1,$B$44-'Cash Flow Analysis'!I90,-'Cash Flow Analysis'!I90)))","v":251176.74606650689},{"$f":"IF($B$74=\"\",\"\",IF(AND($B$42=\"Straight Line\",C48<=depr_length),$B$74/depr_length,IF(AND($B$42=\"MACRS\",C48<=depr_length+1),$B$74*INDEX(MACRS_Table,MATCH(C48,recovery_year,0),MATCH($B$43,recovery_period,0)),\"\")))","v":9419.1279774940085},18132.449298541134,16771.071334860666,15515.18760452813,14349.727502779539,13274.691029614889,12277.519347730857,11358.212457127442,11207.506409487538,11204.994642026872,11207.506409487538,11204.994642026872,11207.506409487538,11204.994642026872,11207.506409487538,11204.994642026872,11207.506409487538,11204.994642026872,11207.506409487538,11204.994642026872,5603.7532047437689,251176.74606650689]
[{"$f":"IF('Cash Flow Analysis'!C91=\"\",\"\",'Cash Flow Analysis'!C91)","v":25},{"$f":"IF(A75=\"\",\"\",IF(A75<1,0,IF(A75=1,$B$44-'Cash Flow Analysis'!I91,-'Cash Flow Analysis'!I91)))","v":3947850.9771486302},{"$f":"IF($B$75=\"\",\"\",IF(AND($B$42=\"Straight Line\",C48<=depr_length),$B$75/depr_length,IF(AND($B$42=\"MACRS\",C48<=depr_length+1),$B$75*INDEX(MACRS_Table,MATCH(C48,recovery_year,0),MATCH($B$43,recovery_period,0)),\"\")))","v":148044.41164307363},284995.36204035964,263598.00974421401,243858.75485847087,225540.72632450124,208643.9241423051,192970.95576302503,178521.82118666108,176153.11060037187,176113.63209060038,176153.11060037187,176113.63209060038,176153.11060037187,176113.63209060038,176153.11060037187,176113.63209060038,176153.11060037187,176113.63209060038,176153.11060037187,176113.63209060038,88076.555300185937,3947850.9771486288]
[{"$f":"IF('Cash Flow Analysis'!C92=\"\",\"\",'Cash Flow Analysis'!C92)","v":26},{"$f":"IF(A76=\"\",\"\",IF(A76<1,0,IF(A76=1,$B$44-'Cash Flow Analysis'!I92,-'Cash Flow Analysis'!I92)))","v":260812.13722236414},{"$f":"IF($B$76=\"\",\"\",IF(AND($B$42=\"Straight Line\",C48<=depr_length),$B$76/depr_length,IF(AND($B$42=\"MACRS\",C48<=depr_length+1),$B$76*INDEX(MACRS_Table,MATCH(C48,recovery_year,0),MATCH($B$43,recovery_period,0)),\"\")))","v":9780.4551458386541},18828.028186082469,17414.426402337253,16110.365716225433,14900.197399513663,13783.921452201945,12748.497267429158,11793.924845195306,11637.437562861887,11634.829441489663,11637.437562861887,11634.829441489663,11637.437562861887,11634.829441489663,11637.437562861887,11634.829441489663,11637.437562861887,11634.829441489663,11637.437562861887,11634.829441489663,5818.7187814309436,260812.13722236408]
[{"$f":"IF('Cash Flow Analysis'!C93=\"\",\"\",'Cash Flow Analysis'!C93)","v":27},{"$f":"IF(A77=\"\",\"\",IF(A77<1,0,IF(A77=1,$B$44-'Cash Flow Analysis'!I93,-'Cash Flow Analysis'!I93)))","v":265767.56782958907},{"$f":"IF($B$77=\"\",\"\",IF(AND($B$42=\"Straight Line\",C48<=depr_length),$B$77/depr_length,IF(AND($B$42=\"MACRS\",C48<=depr_length+1),$B$77*INDEX(MACRS_Table,MATCH(C48,recovery_year,0),MATCH($B$43,recovery_period,0)),\"\")))","v":9966.2837936095893},19185.760721618037,17745.30050398166,16416.462664833718,15183.301150104424,14045.815959793783,12990.718715510313,12018.009417254019,11858.548876556264,11855.891200877968,11858.548876556264,11855.891200877968,11858.548876556264,11855.891200877968,11858.548876556264,11855.891200877968,11858.548876556264,11855.891200877968,11858.548876556264,11855.891200877968,5929.274438278132,265767.56782958907]
[{"$f":"IF('Cash Flow Analysis'!C94=\"\",\"\",'Cash Flow Analysis'!C94)","v":28},{"$f":"IF(A78=\"\",\"\",IF(A78<1,0,IF(A78=1,$B$44-'Cash Flow Analysis'!I94,-'Cash Flow Analysis'!I94)))","v":270817.15161835123},{"$f":"IF($B$78=\"\",\"\",IF(AND($B$42=\"Straight Line\",C48<=depr_length),$B$78/depr_length,IF(AND($B$42=\"MACRS\",C48<=depr_length+1),$B$78*INDEX(MACRS_Table,MATCH(C48,recovery_year,0),MATCH($B$43,recovery_period,0)),\"\")))","v":10155.64318568817},19550.290175328777,18082.461213557312,16728.375455465553,15471.783871956406,14312.686463029862,13237.542371105008,12246.351596181843,12083.861305210832,12081.153133694648,12083.861305210832,12081.153133694648,12083.861305210832,12081.153133694648,12083.861305210832,12081.153133694648,12083.861305210832,12081.153133694648,12083.861305210832,12081.153133694648,6041.9306526054161,270817.15161835117]
[{"$f":"IF('Cash Flow Analysis'!C95=\"\",\"\",'Cash Flow Analysis'!C95)","v":29},{"$f":"IF(A79=\"\",\"\",IF(A79<1,0,IF(A79=1,$B$44-'Cash Flow Analysis'!I95,-'Cash Flow Analysis'!I95)))","v":275962.67749909987},{"$f":"IF($B$79=\"\",\"\",IF(AND($B$42=\"Straight Line\",C48<=depr_length),$B$79/depr_length,IF(AND($B$42=\"MACRS\",C48<=depr_length+1),$B$79*INDEX(MACRS_Table,MATCH(C48,recovery_year,0),MATCH($B$43,recovery_period,0)),\"\")))","v":10348.600406216245},19921.745688660019,18426.027976614896,17046.214589119398,15765.747765523576,14584.627505827428,13489.055676156002,12479.032276509297,12313.454670009836,12310.695043234844,12313.454670009836,12310.695043234844,12313.454670009836,12310.695043234844,12313.454670009836,12310.695043234844,12313.454670009836,12310.695043234844,12313.454670009836,12310.695043234844,6156.7273350049181,275962.67749909993]
[{"$f":"IF('Cash Flow Analysis'!C96=\"\",\"\",'Cash Flow Analysis'!C96)","v":30},{"$f":"IF(A80=\"\",\"\",IF(A80<1,0,IF(A80=1,$B$44-'Cash Flow Analysis'!I96,-'Cash Flow Analysis'!I96)))","v":4337421.9273184836},{"$f":"IF($B$80=\"\",\"\",IF(AND($B$42=\"Straight Line\",C48<=depr_length),$B$80/depr_length,IF(AND($B$42=\"MACRS\",C48<=depr_length+1),$B$80*INDEX(MACRS_Table,MATCH(C48,recovery_year,0),MATCH($B$43,recovery_period,0)),\"\")))","v":162653.32227444314},313118.48893312132,289609.66208705516,267922.55245046271,247796.91470770497,229232.74885878185,212013.18380732747,196138.21955334186,193535.76639695073,193492.39217767754,193535.76639695073,193492.39217767754,193535.76639695073,193492.39217767754,193535.76639695073,193492.39217767754,193535.76639695073,193492.39217767754,193535.76639695073,193492.39217767754,96767.883198475363,4337421.9273184855]
[{"$f":"IF('Cash Flow Analysis'!C97=\"\",\"\",'Cash Flow Analysis'!C97)","v":31},{"$f":"IF(A81=\"\",\"\",IF(A81<1,0,IF(A81=1,$B$44-'Cash Flow Analysis'!I97,-'Cash Flow Analysis'!I97)))","v":286548.88177064288},{"$f":"IF($B$81=\"\",\"\",IF(AND($B$42=\"Straight Line\",C48<=depr_length),$B$81/depr_length,IF(AND($B$42=\"MACRS\",C48<=depr_length+1),$B$81*INDEX(MACRS_Table,MATCH(C48,recovery_year,0),MATCH($B$43,recovery_period,0)),\"\")))","v":10745.583066399107},20685.963775022712,19132.868835825822,17700.124426972612,16370.537615556828,15144.108401578476,14006.509340949024,12957.740433668472,12785.811104606086,12782.945615788378,12785.811104606086,12782.945615788378,12785.811104606086,12782.945615788378,12785.811104606086,12782.945615788378,12785.811104606086,12782.945615788378,12785.811104606086,12782.945615788378,6392.9055523030429,286548.88177064288]
[{"$f":"IF('Cash Flow Analysis'!C98=\"\",\"\",'Cash Flow Analysis'!C98)","v":32},{"$f":"IF(A82=\"\",\"\",IF(A82<1,0,IF(A82=1,$B$44-'Cash Flow Analysis'!I98,-'Cash Flow Analysis'!I98)))","v":291993.31052428507},{"$f":"IF($B$82=\"\",\"\",IF(AND($B$42=\"Straight Line\",C48<=depr_length),$B$82/depr_length,IF(AND($B$42=\"MACRS\",C48<=depr_length+1),$B$82*INDEX(MACRS_Table,MATCH(C48,recovery_year,0),MATCH($B$43,recovery_period,0)),\"\")))","v":10949.749144660689},21078.997086748139,19496.393343706513,18036.426791085087,16681.577830252405,15431.846461208466,14272.633018427054,13203.937501908173,13028.7415155936,13025.821582488355,13028.7415155936,13025.821582488355,13028.7415155936,13025.821582488355,13028.7415155936,13025.821582488355,13028.7415155936,13025.821582488355,13028.7415155936,13025.821582488355,6514.3707577967998,291993.31052428513]
[{"$f":"IF('Cash Flow Analysis'!C99=\"\",\"\",'Cash Flow Analysis'!C99)","v":33},{"$f":"IF(A83=\"\",\"\",IF(A83<1,0,IF(A83=1,$B$44-'Cash Flow Analysis'!I99,-'Cash Flow Analysis'!I99)))","v":297541.18342424644},{"$f":"IF($B$83=\"\",\"\",IF(AND($B$42=\"Straight Line\",C48<=depr_length),$B$83/depr_length,IF(AND($B$42=\"MACRS\",C48<=depr_length+1),$B$83*INDEX(MACRS_Table,MATCH(C48,recovery_year,0),MATCH($B$43,recovery_period,0)),\"\")))","v":11157.79437840924},21479.498031396353,19866.824817236935,18379.118900115704,16998.5278090272,15725.051543971425,14543.813045777166,13454.812314444425,13276.287604389876,13273.312192555633,13276.287604389876,13273.312192555633,13276.287604389876,13273.312192555633,13276.287604389876,13273.312192555633,13276.287604389876,13273.312192555633,13276.287604389876,13273.312192555633,6638.143802194938,297541.1834242465]
[{"$f":"IF('Cash Flow Analysis'!C100=\"\",\"\",'Cash Flow Analysis'!C100)","v":34},{"$f":"IF(A84=\"\",\"\",IF(A84<1,0,IF(A84=1,$B$44-'Cash Flow Analysis'!I100,-'Cash Flow Analysis'!I100)))","v":303194.46590930712},{"$f":"IF($B$84=\"\",\"\",IF(AND($B$42=\"Straight Line\",C48<=depr_length),$B$84/depr_length,IF(AND($B$42=\"MACRS\",C48<=depr_length+1),$B$84*INDEX(MACRS_Table,MATCH(C48,recovery_year,0),MATCH($B$43,recovery_period,0)),\"\")))","v":11369.792471599018},21887.608493992884,20244.294488764437,18728.3221592179,17321.499837398715,16023.827523306882,14820.145493646933,13710.45374841887,13528.537068873284,13525.505124214189,13528.537068873284,13525.505124214189,13528.537068873284,13525.505124214189,13528.537068873284,13525.505124214189,13528.537068873284,13525.505124214189,13528.537068873284,13525.505124214189,6764.2685344366419,303194.46590930718]
[{"$f":"IF('Cash Flow Analysis'!C101=\"\",\"\",'Cash Flow Analysis'!C101)","v":35},{"$f":"IF(A85=\"\",\"\",IF(A85<1,0,IF(A85=1,$B$44-'Cash Flow Analysis'!I101,-'Cash Flow Analysis'!I101)))","v":4765435.4443670548},{"$f":"IF($B$85=\"\",\"\",IF(AND($B$42=\"Straight Line\",C48<=depr_length),$B$85/depr_length,IF(AND($B$42=\"MACRS\",C48<=depr_length+1),$B$85*INDEX(MACRS_Table,MATCH(C48,recovery_year,0),MATCH($B$43,recovery_period,0)),\"\")))","v":178703.82916376455},344016.78472885769,318188.12462038826,294360.94739855296,272249.32693668985,251853.26323479885,232934.48452066164,215492.99079427824,212633.729527658,212586.07517321431,212633.729527658,212586.07517321431,212633.729527658,212586.07517321431,212633.729527658,212586.07517321431,212633.729527658,212586.07517321431,212633.729527658,212586.07517321431,106316.864763829,4765435.444367053]
[{"$f":"IF('Cash Flow Analysis'!C102=\"\",\"\",'Cash Flow Analysis'!C102)","v":36},{"$f":"IF(A86=\"\",\"\",IF(A86<1,0,IF(A86=1,$B$44-'Cash Flow Analysis'!I102,-'Cash Flow Analysis'!I102)))","v":314825.30881605402},{"$f":"IF($B$86=\"\",\"\",IF(AND($B$42=\"Straight Line\",C48<=depr_length),$B$86/depr_length,IF(AND($B$42=\"MACRS\",C48<=depr_length+1),$B$86*INDEX(MACRS_Table,MATCH(C48,recovery_year,0),MATCH($B$43,recovery_period,0)),\"\")))","v":11805.949080602026},22727.239043430942,21020.885869647926,19446.759325567655,17985.969892661167,16638.517570928456,15388.661094928721,14236.400464661963,14047.50527937233,14044.357026284169,14047.50527937233,14044.357026284169,14047.50527937233,14044.357026284169,14047.50527937233,14044.357026284169,14047.50527937233,14044.357026284169,14047.50527937233,14044.357026284169,7023.7526396861649,314825.30881605408]
[{"$f":"IF('Cash Flow Analysis'!C103=\"\",\"\",'Cash Flow Analysis'!C103)","v":37},{"$f":"IF(A87=\"\",\"\",IF(A87<1,0,IF(A87=1,$B$44-'Cash Flow Analysis'!I103,-'Cash Flow Analysis'!I103)))","v":320806.98968355905},{"$f":"IF($B$87=\"\",\"\",IF(AND($B$42=\"Straight Line\",C48<=depr_length),$B$87/depr_length,IF(AND($B$42=\"MACRS\",C48<=depr_length+1),$B$87*INDEX(MACRS_Table,MATCH(C48,recovery_year,0),MATCH($B$43,recovery_period,0)),\"\")))","v":12030.262113133464},23159.05658525613,21420.282701171236,19816.247752753443,18327.703320621727,16954.649404776097,15681.045655732367,14506.89207349054,14314.407879680404,14311.199809783568,14314.407879680404,14311.199809783568,14314.407879680404,14311.199809783568,14314.407879680404,14311.199809783568,14314.407879680404,14311.199809783568,14314.407879680404,14311.199809783568,7157.2039398402021,320806.98968355899]
[{"$f":"IF('Cash Flow Analysis'!C104=\"\",\"\",'Cash Flow Analysis'!C104)","v":38},{"$f":"IF(A88=\"\",\"\",IF(A88<1,0,IF(A88=1,$B$44-'Cash Flow Analysis'!I104,-'Cash Flow Analysis'!I104)))","v":326902.3224875466},{"$f":"IF($B$88=\"\",\"\",IF(AND($B$42=\"Straight Line\",C48<=depr_length),$B$88/depr_length,IF(AND($B$42=\"MACRS\",C48<=depr_length+1),$B$88*INDEX(MACRS_Table,MATCH(C48,recovery_year,0),MATCH($B$43,recovery_period,0)),\"\")))","v":12258.837093282997},23599.078660375992,21827.268072493483,20192.756460055753,18675.929683713537,17276.787743466837,15978.985523191277,14782.523022886859,14586.381629394329,14583.112606169452,14586.381629394329,14583.112606169452,14586.381629394329,14583.112606169452,14586.381629394329,14583.112606169452,14586.381629394329,14583.112606169452,14586.381629394329,14583.112606169452,7293.1908146971646,326902.3224875466]
[{"$f":"IF('Cash Flow Analysis'!C105=\"\",\"\",'Cash Flow Analysis'!C105)","v":39},{"$f":"IF(A89=\"\",\"\",IF(A89<1,0,IF(A89=1,$B$44-'Cash Flow Analysis'!I105,-'Cash Flow Analysis'!I105)))","v":333113.46661481005},{"$f":"IF($B$89=\"\",\"\",IF(AND($B$42=\"Straight Line\",C48<=depr_length),$B$89/depr_length,IF(AND($B$42=\"MACRS\",C48<=depr_length+1),$B$89*INDEX(MACRS_Table,MATCH(C48,recovery_year,0),MATCH($B$43,recovery_period,0)),\"\")))","v":12491.754998055376},24047.461154923138,22241.986165870865,20576.418832796815,19030.7723477041,17605.046710592713,16282.586248131915,15063.390960321711,14863.522880352824,14860.191745686676,14863.522880352824,14860.191745686676,14863.522880352824,14860.191745686676,14863.522880352824,14860.191745686676,14863.522880352824,14860.191745686676,14863.522880352824,14860.191745686676,7431.7614401764122,333113.46661480999]
[{"$f":"IF('Cash Flow Analysis'!C106=\"\",\"\",'Cash Flow Analysis'!C106)","v":40},{"$f":"IF(A90=\"\",\"\",IF(A90<1,0,IF(A90=1,$B$44-'Cash Flow Analysis'!I106,-'Cash Flow Analysis'!I106)))","v":339442.62248049147},{"$f":"IF($B$90=\"\",\"\",IF(AND($B$42=\"Straight Line\",C48<=depr_length),$B$90/depr_length,IF(AND($B$42=\"MACRS\",C48<=depr_length+1),$B$90*INDEX(MACRS_Table,MATCH(C48,recovery_year,0),MATCH($B$43,recovery_period,0)),\"\")))","v":12729.09834301843},24504.362916866681,22664.583903022412,20967.370790619956,19392.357022310476,17939.542598093973,16591.955386846425,15349.595388567825,15145.929815079529,15142.535388854723,15145.929815079529,15142.535388854723,15145.929815079529,15142.535388854723,15145.929815079529,15142.535388854723,15145.929815079529,15142.535388854723,15145.929815079529,15142.535388854723,7572.9649075397647,339442.62248049147]
[{"$f":"IF('Cash Flow Analysis'!C107=\"\",\"\",'Cash Flow Analysis'!C107)","v":""},{"$f":"IF(A91=\"\",\"\",IF(A91<1,0,IF(A91=1,$B$44-'Cash Flow Analysis'!I107,-'Cash Flow Analysis'!I107)))","v":""},{"$f":"IF($B$91=\"\",\"\",IF(AND($B$42=\"Straight Line\",C48<=depr_length),$B$91/depr_length,IF(AND($B$42=\"MACRS\",C48<=depr_length+1),$B$91*INDEX(MACRS_Table,MATCH(C48,recovery_year,0),MATCH($B$43,recovery_period,0)),\"\")))","v":""},"","","","","","","","","","","","","","","","","","","","",0]
[{"$f":"IF('Cash Flow Analysis'!C108=\"\",\"\",'Cash Flow Analysis'!C108)","v":""},{"$f":"IF(A92=\"\",\"\",IF(A92<1,0,IF(A92=1,$B$44-'Cash Flow Analysis'!I108,-'Cash Flow Analysis'!I108)))","v":""},{"$f":"IF($B$92=\"\",\"\",IF(AND($B$42=\"Straight Line\",C48<=depr_length),$B$92/depr_length,IF(AND($B$42=\"MACRS\",C48<=depr_length+1),$B$92*INDEX(MACRS_Table,MATCH(C48,recovery_year,0),MATCH($B$43,recovery_period,0)),\"\")))","v":""},"","","","","","","","","","","","","","","","","","","","",0]
[]
[]
["DEPRECIATION CHARGES TO CASH FLOW TAB"]
["Operation Year","Depreciation Charge","Post Analysis Depreciation"]
[{"$f":"IF('Cash Flow Analysis'!C65=\"\",\"\",'Cash Flow Analysis'!C65)","v":-2},{"$f":"C49","v":0},{"$f":"IF(A97=\"\",B97,0)","v":0}]
[{"$f":"IF('Cash Flow Analysis'!C66=\"\",\"\",'Cash Flow Analysis'!C66)","v":-1},{"$f":"SUM(D49,C50)","v":0},0]
[{"$f":"IF('Cash Flow Analysis'!C67=\"\",\"\",'Cash Flow Analysis'!C67)","v":1},{"$f":"SUM(E49,D50,C51)","v":249868.0927193469},0]
[{"$f":"IF('Cash Flow Analysis'!C68=\"\",\"\",'Cash Flow Analysis'!C68)","v":2},{"$f":"SUM(F49,E50,D51,C52)","v":487238.29960406595},0]
[{"$f":"IF('Cash Flow Analysis'!C69=\"\",\"\",'Cash Flow Analysis'!C69)","v":3},{"$f":"SUM(G49,F50,E51,D52,C53)","v":463226.94125839381},0]
[{"$f":"IF('Cash Flow Analysis'!C70=\"\",\"\",'Cash Flow Analysis'!C70)","v":4},{"$f":"SUM(H49,G50,F51,E52,D53,C54)","v":441344.25943307305},0]
[{"$f":"IF('Cash Flow Analysis'!C71=\"\",\"\",'Cash Flow Analysis'!C71)","v":5},{"$f":"SUM(I49,H50,G51,F52,E53,D54,C55)","v":516263.68177808175},0]
[{"$f":"IF('Cash Flow Analysis'!C72=\"\",\"\",'Cash Flow Analysis'!C72)","v":6},{"$f":"SUM(J49,I50,H51,G52,F53,E54,D55,C56)","v":585897.23035556497},0]
[{"$f":"IF('Cash Flow Analysis'!C73=\"\",\"\",'Cash Flow Analysis'!C73)","v":7},{"$f":"SUM(K49,J50,I51,H52,G53,F54,E55,D56,C57)","v":555451.31912298023},0]
[{"$f":"IF('Cash Flow Analysis'!C74=\"\",\"\",'Cash Flow Analysis'!C74)","v":8},{"$f":"SUM(L49,K50,J51,I52,H53,G54,F55,E56,D57,C58)","v":527661.14235688269},0]
[{"$f":"IF('Cash Flow Analysis'!C75=\"\",\"\",'Cash Flow Analysis'!C75)","v":9},{"$f":"SUM(M49,L50,K51,J52,I53,H54,G55,F56,E57,D58,C59)","v":520740.79245378776},0]
[{"$f":"IF('Cash Flow Analysis'!C76=\"\",\"\",'Cash Flow Analysis'!C76)","v":10},{"$f":"SUM(N49,M50,L51,K52,J53,I54,H55,G56,F57,E58,D59,C60)","v":623124.44313357933},0]
[{"$f":"IF('Cash Flow Analysis'!C77=\"\",\"\",'Cash Flow Analysis'!C77)","v":11},{"$f":"SUM(O49,N50,M51,L52,K53,J54,I55,H56,G57,F58,E59,D60,C61)","v":718771.84421648539},0]
[{"$f":"IF('Cash Flow Analysis'!C78=\"\",\"\",'Cash Flow Analysis'!C78)","v":12},{"$f":"SUM(P49,O50,N51,M52,L53,K54,J55,I56,H57,G58,F59,E60,D61,C62)","v":703587.38558696851},0]
[{"$f":"IF('Cash Flow Analysis'!C79=\"\",\"\",'Cash Flow Analysis'!C79)","v":13},{"$f":"SUM(Q49,P50,O51,N52,M53,L54,K55,J56,I57,H58,G59,F60,E61,D62,C63)","v":697632.68205948034},0]
[{"$f":"IF('Cash Flow Analysis'!C80=\"\",\"\",'Cash Flow Analysis'!C80)","v":14},{"$f":"SUM(R49,Q50,P51,O52,N53,M54,L55,K56,J57,I58,H59,G60,F61,E62,D63,C64)","v":694222.40421392873},0]
[{"$f":"IF('Cash Flow Analysis'!C81=\"\",\"\",'Cash Flow Analysis'!C81)","v":15},{"$f":"SUM(S49,R50,Q51,P52,O53,N54,M55,L56,K57,J58,I59,H60,G61,F62,E63,D64,C65)","v":806872.64626747544},0]
[{"$f":"IF('Cash Flow Analysis'!C82=\"\",\"\",'Cash Flow Analysis'!C82)","v":16},{"$f":"SUM(T49,S50,R51,Q52,P53,O54,N55,M56,L57,K58,J59,I60,H61,G62,F63,E64,D65,C66)","v":911795.01046915457},0]
[{"$f":"IF('Cash Flow Analysis'!C83=\"\",\"\",'Cash Flow Analysis'!C83)","v":17},{"$f":"SUM(U49,T50,S51,R52,Q53,P54,O55,N56,M57,L58,K59,J60,I61,H62,G63,F64,E65,D66,C67)","v":895275.6110587063},0]
[{"$f":"IF('Cash Flow Analysis'!C84=\"\",\"\",'Cash Flow Analysis'!C84)","v":18},{"$f":"SUM(V49,U50,T51,S52,R53,Q54,P55,O56,N57,M58,L59,K60,J61,I62,H63,G64,F65,E66,D67,C68)","v":888569.85176998843},0]
[{"$f":"IF('Cash Flow Analysis'!C85=\"\",\"\",'Cash Flow Analysis'!C85)","v":19},{"$f":"SUM(W49,V50,U51,T52,S53,R54,Q55,P56,O57,N58,M59,L60,K61,J62,I63,H64,G65,F66,E67,D68,C69)","v":884986.50040294125},0]
[{"$f":"IF('Cash Flow Analysis'!C86=\"\",\"\",'Cash Flow Analysis'!C86)","v":20},1008589.5330694749,0]
[{"$f":"IF('Cash Flow Analysis'!C87=\"\",\"\",'Cash Flow Analysis'!C87)","v":21},975374.14968102355,0]
[{"$f":"IF('Cash Flow Analysis'!C88=\"\",\"\",'Cash Flow Analysis'!C88)","v":22},804769.15740779391,0]
[{"$f":"IF('Cash Flow Analysis'!C89=\"\",\"\",'Cash Flow Analysis'!C89)","v":23},790022.19534369919,0]
[{"$f":"IF('Cash Flow Analysis'!C90=\"\",\"\",'Cash Flow Analysis'!C90)","v":24},778368.41090971173,0]
[{"$f":"IF('Cash Flow Analysis'!C91=\"\",\"\",'Cash Flow Analysis'!C91)","v":25},849973.86900029785,0]
[{"$f":"IF('Cash Flow Analysis'!C92=\"\",\"\",'Cash Flow Analysis'!C92)","v":26},912292.73526719096,0]
[{"$f":"IF('Cash Flow Analysis'!C93=\"\",\"\",'Cash Flow Analysis'!C93)","v":27},884183.16952057811,0]
[{"$f":"IF('Cash Flow Analysis'!C94=\"\",\"\",'Cash Flow Analysis'!C94)","v":28},867980.98838750552,0]
[{"$f":"IF('Cash Flow Analysis'!C95=\"\",\"\",'Cash Flow Analysis'!C95)","v":29},855177.21731488814,0]
[{"$f":"IF('Cash Flow Analysis'!C96=\"\",\"\",'Cash Flow Analysis'!C96)","v":30},933848.64788193395,0]
[{"$f":"IF('Cash Flow Analysis'!C97=\"\",\"\",'Cash Flow Analysis'!C97)","v":31},1002317.092764035,0]
[{"$f":"IF('Cash Flow Analysis'!C98=\"\",\"\",'Cash Flow Analysis'!C98)","v":32},971433.69631809869,0]
[{"$f":"IF('Cash Flow Analysis'!C99=\"\",\"\",'Cash Flow Analysis'!C99)","v":33},953632.69619834947,0]
[{"$f":"IF('Cash Flow Analysis'!C100=\"\",\"\",'Cash Flow Analysis'!C100)","v":34},939565.45867489907,0]
[{"$f":"IF('Cash Flow Analysis'!C101=\"\",\"\",'Cash Flow Analysis'!C101)","v":35},1026000.1265410795,0]
[{"$f":"IF('Cash Flow Analysis'!C102=\"\",\"\",'Cash Flow Analysis'!C102)","v":36},1101224.9858075548,0]
[{"$f":"IF('Cash Flow Analysis'!C103=\"\",\"\",'Cash Flow Analysis'!C103)","v":37},1067294.0391456762,0]
[{"$f":"IF('Cash Flow Analysis'!C104=\"\",\"\",'Cash Flow Analysis'!C104)","v":38},1047736.4497902228,0]
[{"$f":"IF('Cash Flow Analysis'!C105=\"\",\"\",'Cash Flow Analysis'!C105)","v":39},1032281.0679016488,0]
[{"$f":"IF('Cash Flow Analysis'!C106=\"\",\"\",'Cash Flow Analysis'!C106)","v":40},943635.95385824074,0]
[{"$f":"IF('Cash Flow Analysis'!C107=\"\",\"\",'Cash Flow Analysis'!C107)","v":""},843462.34567848244,843462.34567848244]
[{"$f":"IF('Cash Flow Analysis'!C108=\"\",\"\",'Cash Flow Analysis'!C108)","v":""},807504.35871350416,807504.35871350416]
["Totals",{"$f":"SUM(B97:B140)","v":33569198.483436778},{"$f":"SUM(C97:C140)","v":1650966.7043919866}]
[]
[{"$f":"IF('Cash Flow Analysis'!C109=\"\",\"\",'Cash Flow Analysis'!C109)","v":""}]
["Remaining Book Value Calculation for Greater than 40-year Plant Life "]
["Year after 40","Depreciation Charge"]
[1,{"$f":"SUM(D92,E91,F90,G89,H88,I87,J86,K85,L84,M83,N82,O81,P80,Q79,R78,S77,T76,U75,V74,W73)","v":786677.28261665558}]
[2,{"$f":"SUM(E92,F91,G90,H89,I88,J87,K86,L85,M84,N83,O82,P81,Q80,R79,S78,T77,U76,V75,W74)","v":769871.43497946311}]
[3,{"$f":"SUM(F92,G91,H90,I89,J88,K87,L86,M85,N84,O83,P82,Q81,R80,S79,T78,U77,V76,W75)","v":672067.5053180476}]
[4,{"$f":"SUM(G92,H91,I90,J89,K88,L87,M86,N85,O84,P83,Q82,R81,S80,T79,U78,V77,W76)","v":575404.97735944903}]
[5,{"$f":"SUM(H92,I91,J90,K89,L88,M87,N86,O85,P84,Q83,R82,S81,T80,U79,V78,W77)","v":562218.42514407134}]
[6,{"$f":"SUM(I92,J91,K90,L89,M88,N87,O86,P85,Q84,R83,S82,T81,U80,V79,W78)","v":550039.21193813265}]
[7,{"$f":"SUM(J92,K91,L90,M89,N88,O87,P86,Q85,R84,S83,T82,U81,V80,W79)","v":537844.21023738058}]
[8,{"$f":"SUM(K92,L91,M90,N89,O88,P87,Q86,R85,S84,T83,U82,V81,W80)","v":434918.70304381702}]
[9,{"$f":"SUM(L92,M91,N90,O89,P88,Q87,R86,S85,T84,U83,V82,W81)","v":331802.18517239508}]
[10,{"$f":"SUM(M92,N91,O90,P89,Q88,R87,S86,T85,U84,V83,W82)","v":318853.50347175647}]
[11,{"$f":"SUM(N92,O91,P90,Q89,R88,S87,T86,U85,V84,W83)","v":305745.31423540867}]
[12,{"$f":"SUM(O92,P91,Q90,R89,S88,T87,U86,V85,W84)","v":292301.55198696739}]
[13,{"$f":"SUM(P92,Q91,R90,S89,T88,U87,V86,W85)","v":179264.80054517055}]
[14,{"$f":"SUM(Q92,R91,S90,T89,U88,V87,W86)","v":65927.455639630265}]
[15,{"$f":"SUM(R92,S91,T90,U89,V88,W87)","v":51746.374815217205}]
[16,{"$f":"SUM(S92,T91,U90,V89,W88)","v":37299.312375463371}]
[17,{"$f":"SUM(T92,U91,V90,W89)","v":22574.296829031136}]
[18,{"$f":"SUM(U92,V91,W90)","v":7572.9649075397647}]
[19,{"$f":"SUM(V92,W91)","v":0}]
[20,{"$f":"SUM(W92)","v":0}]
["Totals",{"$f":"SUM(B146:B165)","v":6502129.5106155965}]

{"sheet":"Constants and Conversions","index":17,"n_rows":31,"n_cols":5,"rows_kept":31,"cut":false,"hidden":false,"merged":[]}
["To Convert From","To","Multiply by:"]
["General"]
["miles","km",1.6093,"km/mile"]
["gallons","liters",3.7850000000000001,"L/gal"]
["MPG","kWh/km",1.8263969224024776E-2,"(kWh/km)/MPG"]
["scf","Nm3",2.6852999999999998E-2,"Nm3/scf","60 degrees F, 1 atm"]
["lb","kg",{"$f":"1/2.205","v":0.45351473922902491},"kg/lb"]
["ncf","Nm3",2.8316999999999998E-2,"Nm3/ncf","0 degrees C (32 F), 1 atm"]
["MPa","psi",145.03800000000001,"psi/MPa"]
["m^2","acre",4047,"m2/acre"]
["Energy"]
["MJ","kWh",0.27777777777777779]
["gallon of gasoline eq (GGE) -conventional gasoline","kWh",34.022625288888882]
["kg H2 (LHV)","GGE",0.97933196399532141]
["kg H2 (LHV)","kWh",{"$f":"kgH2_to_GJ*MJ_to_kWh*1000","v":33.392121748655818}]
["kg H2 (LHV)","GJ",{"$f":"H2_LHV_MJ_p_kg/1000","v":0.12021163829516093}]
["btu ","kWh",2.9308323563892143E-4]
["mmBTU","GJ",1.0549999999999999]
[]
[]
["Greenhouse Gas Emissions Factors",null,"IPCC Fourth Assessment Report: Climate Change 2007 (http://www.ipcc.ch/publications_and_data/ar4/wg1/en/ch2s2-10-2.html) Table 2.14 100-year potential"]
["CO2",1]
["CH4",25]
["N2O",298]
[]
[]
["Energy Feedstock Conversions"]
["Usage unit","Conversion from $/GJ"]
["mmBtu",{"$f":"mmBTU_to_GJ","v":1.0549999999999999}]
["kWh",{"$f":"1/MJ_to_kWh/1000","v":3.5999999999999995E-3}]
["GJ",1]

{"sheet":"Lists","index":18,"n_rows":80,"n_cols":29,"rows_kept":80,"cut":false,"hidden":false,"merged":[]}
["Cancelled"]
[null,null,null,null,null,null,null,null,null,"Price_Tables"]
["Use_Default",null,"Yes_No",null,"Temp_var_location",null,"Sensitivity_Variables",null,null,"AEO_2009_Reference_Case",null,null,"Import_Variable_List",null,"Input_Value_Defaults",null,"Default used?","Export_Variable_List",null,"CO2_Location",null,"CO2_Terrain",null,null,"CO2_Value_Defaults",null,"Default used?","Scaling_Method_Defaults"]
["Use H2A Value",null,"Yes",null,100000,null,"Operating Capacity Factor (fraction)","cap_factor",null,"AEO_2013_Reference_Case",null,null,"title",null,{"$f":"M7","v":"ref_year"},2016,true,"title",null,1,"USA, Canada, Europe, Japan, Australia","cultivated land",1.1000000000000001,null,"CO2_Capture_Efficiency",0.9,false,"Engin","Skip"]
["Enter Value",null,"No",null,null,null,"Plant Design Capacity (kg of H2/day)","design_cap",null,"AEO_2013_High_Price_Case",null,null,"cap_factor",null,{"$f":"M18","v":"depr_type"},"MACRS",true,"H2_Price_real",null,1.2,"UK","grassland",1,null,"CO2_MaintFactor",0.04,true,"Site_prep","Skip"]
[null,null,null,null,null,null,"Assumed start-up year","startup_year",null,"AEO_2014_Reference_Case",null,null,"design_cap",null,{"$f":"M19","v":"equity"},0.4,true,"H2_Price_nominal",null,null,null,"wooded",1.05,null,"CO2_Pin_psia",14.7,true,"Process_cont","Skip"]
["Add_As_List",null,"Feed_Type_List",null,null,null,"Length of Construction Period (years)","construct",null,"AEO_2017_Reference_Case",null,null,"ref_year",null,{"$f":"M25","v":"decom_percent"},0.1,true,"result_cap_contr",null,null,null,"jungle",1.1000000000000001,null,"CO2_credit",0,true,"Project_cont","Skip"]
["Feedstock",null,"Feed",null,null,null,"Start-up Time (years)","start_time",null,null,null,null,"startup_year",null,"salvage_perct",0.1,true,"result_decom_contr",null,null,null,"stony desert",1.1000000000000001,null,"n_CO2_pumps",1,true,"Fees","Skip"]
["Utility",null,"Utility",null,null,null,"Plant life (years)","plant_life",null,null,null,null,"construct",null,"inflation_rate",1.9E-2,true,"result_fixed_o_m_contr",null,null,null,"<20% Mountainous",1.3,null,"CO2_PipeLength",100,true,"Other_indirect","Skip"]
["Byproduct",null,"Feed Utility",null,null,null,"Decommissioning costs (fraction of depreciable capital investment)","decom_percent",null,null,null,null,"percent_cap1",null,"real_irr",0.08,true,"result_feed_contr",null,null,null,">50% Mountainous",1.5,null,"CO2_Pump_Eff",0.75,true,"Permitting","Skip"]
[null,null,"Feed Utility Byprod",null,null,null,"Salvage value (fraction of total capital investment)","salvage_perct",null,"Price_Table_in_Use","Energy_Feed_List",null,"percent_cap2",null,"state_tax_rate",0.06,true,"result_byprod_contr",null,null,null,null,null,null,"CO2_ControlSystem","Yes",true,"acre_cost","Use Baseline Value"]
[null,null,"Byproduct",null,null,null,"Inflation rate (fraction)","inflation_rate",null,{"$f":"TMP_PriceTable","v":"AEO_2017_Reference_Case"},{"$f":"J12&\"_Feeds\"","v":"AEO_2017_Reference_Case_Feeds"},null,"percent_cap3",null,"fed_tax_rate",0.21,true,"result_other_var_contr",null,null,null,null,null,null,"CO2_SurgeTank","Yes",true,"acres","Use Scale Factor"]
[null,null,null,null,null,null,"After-tax Real IRR (fraction)","real_irr",null,null,"Energy_Feed_Years",null,"percent_cap4",null,"WorkingCap",0.15,true,"result_other_mat_contr",null,null,null,null,null,null,"CO2_PipeElevation",0,true,"FTEs",0.25]
["Delete_As_List",null,"ColorList",null,null,null,"State Taxes (fraction)","state_tax_rate",null,null,{"$f":"J12&\"_Years\"","v":"AEO_2017_Reference_Case_Years"},null,"start_time",null,"overhead_rate",0.2,true,"cap_factor",null,null,null,null,null,null,"CO2_Pipeline_Temp",53,true,"FTE_cost","Use Baseline Value"]
["Energy Feedstock",null,"Input",null,null,null,"Federal Taxes (fraction)","fed_tax_rate",null,null,null,null,"plant_life",null,"tax_ins_rate",0.02,true,"design_cap",null,null,null,null,null,null,null,null,null,"licensing","Use Scale Factor"]
["Energy Utility",null,"Calculated",null,null,null,"WORKING CAPITAL (fraction of yearly change in operating costs)","WorkingCap",null,null,null,null,"anal_period",null,"royalties",0,null,"ref_year",null,null,null,null,null,null,null,null,null,"rent","Use Scale Factor"]
["Energy Byproduct",null,"Error",null,null,null,"Total Direct Capital Cost","direct_cap",null,null,null,null,"depr_length",null,"operator_profit",0,null,"startup_year",null,null,null,null,null,null,null,null,null,"material","Use Scale Factor"]
["Other Feed",null,"Information",null,null,null,"Total Capital Investment","total_cap",null,null,null,null,"depr_type",null,"tax_credit",0,null,"construct",null,null,null,null,null,null,null,null,null,"prod_maint","Use Scale Factor"]
["Other Byproduct",null,"UserInfo",null,null,null,"Total Fixed Operating Cost","fixed",null,null,null,null,"equity",null,"Proc_CO2_tax",0,null,"percent_cap1",null,null,null,null,null,null,null,null,null,"other_fees","Use Scale Ratio"]
["All",null,null,null,null,null,"Cost of land ($/acre)","acre_cost",null,null,null,null,"debt_interest",null,"Upstream_CO2_tax",0,null,"percent_cap2",null,null,null,null,null,null,null,null,null,"other_fixed","Use Scale Factor"]
[null,null,null,null,null,null,"Labor Requirement (FTE)","FTEs",null,null,null,null,"debt_period",null,null,null,null,"percent_cap3",null,null,null,null,null,null,null,null,null,"var_misc","Use Scale Ratio"]
[null,null,null,null,null,null,"G&A rate (fraction of labor cost)","overhead_rate",null,null,null,null,"percnt_fixed",null,null,null,null,"percent_cap4",null,null,null,null,null,null,null,null,null,"total_other_raw","Use Scale Ratio"]
["Scaling_validation",null,null,null,null,null,"Property tax and insurance rate (fraction of total capital investment)","tax_ins_rate",null,null,null,null,"percnt_revs",null,null,null,null,"start_time",null,null,null,null,null,null,null,null,null,"waste_treat","Use Scale Ratio"]
["Use Scale Ratio",null,null,null,null,null,"Rent ($/year)","rent",null,null,null,null,"percnt_var",null,null,null,null,"plant_life",null,null,null,null,null,null,null,null,null,"solidwaste_treat","Use Scale Ratio"]
["Use Scale Factor",null,null,null,null,null,"Material costs for maintenance and repairs ($/year)","material",null,null,null,null,"decom_percent",null,null,null,null,"anal_period",null,null,null,null,null,null,null,null,null,"royalties","Use Scale Ratio"]
["Use Baseline Value",null,null,null,null,null,"Production Maintenance and Repairs ($/year)","prod_maint",null,null,null,null,"salvage_perct",null,null,null,null,"depr_length",null,null,null,null,null,null,null,null,null,"operator_profit","Use Scale Ratio"]
["Skip",null,null,null,null,null,"Waste treatment costs ($/year)","waste_treat",null,null,null,null,"inflation_rate",null,null,null,null,"depr_type",null,null,null,null,null,null,null,null,null,"tax_credit","Use Scale Ratio"]
[0.1,null,null,null,null,null,"Solid waste disposal costs ($/year)","solidwaste_treat",null,null,null,null,"real_irr",null,null,null,null,"equity",null,null,null,null,null,null,null,null,null,"CO2_OandMCost","Skip"]
[0.2,null,null,null,null,null,"CO2 sequestration capital costs ($/year)","CO2_seq",null,null,null,null,"state_tax_rate",null,null,null,null,"debt_interest"]
[0.25,null,null,null,null,null,"feedstock Industrial Natural Gas Usage","feedstockIndustrial_Natural_Gas_Usage",null,null,null,null,"fed_tax_rate",null,null,null,null,"debt_period"]
[0.3,null,null,null,null,null,"feedstock Industrial Electricity Usage","feedstockIndustrial_Electricity_Usage",null,null,null,null,"WorkingCap",null,null,null,null,"percnt_fixed"]
[0.4,null,null,null,null,null,null,null,null,null,null,null,"acre_cost",null,null,null,null,"percnt_revs"]
[0.5,null,null,null,null,null,null,null,null,null,null,null,"acres",null,null,null,null,"percnt_var"]
[0.6,null,null,null,null,null,null,null,null,null,null,null,"FTEs",null,null,null,null,"decom_percent"]
[0.7,null,null,null,null,null,null,null,null,null,null,null,"FTE_cost",null,null,null,null,"salvage_perct"]
[0.8,null,null,null,null,null,null,null,null,null,null,null,"overhead_rate",null,null,null,null,"inflation_rate"]
[0.9,null,null,null,null,null,null,null,null,null,null,null,"tax_ins_rate",null,null,null,null,"real_irr"]
[null,null,null,null,null,null,null,null,null,null,null,null,"rent",null,null,null,null,"state_tax_rate"]
[null,null,null,null,null,null,null,null,null,null,null,null,"material",null,null,null,null,"fed_tax_rate"]
[null,null,null,null,null,null,null,null,null,null,null,null,"prod_maint",null,null,null,null,"WorkingCap"]
[null,null,null,null,null,null,null,null,null,null,null,null,"other_fees",null,null,null,null,"direct_cap"]
[null,null,null,null,null,null,null,null,null,null,null,null,"other_fixed",null,null,null,null,"Engin"]
[null,null,null,null,null,null,null,null,null,null,null,null,"total_other_raw",null,null,null,null,"Site_prep"]
[null,null,null,null,null,null,null,null,null,null,null,null,"var_misc",null,null,null,null,"Process_cont"]
[null,null,null,null,null,null,null,null,null,null,null,null,"waste_treat",null,null,null,null,"Project_cont"]
[null,null,null,null,null,null,null,null,null,null,null,null,"solidwaste_treat",null,null,null,null,"Fees"]
[null,null,null,null,null,null,null,null,null,null,null,null,"replace_factor",null,null,null,null,"Other_indirect"]
[null,null,null,null,null,null,null,null,null,null,null,null,"royalties",null,null,null,null,"Permitting"]
[null,null,null,null,null,null,null,null,null,null,null,null,"operator_profit",null,null,null,null,"acre_cost"]
[null,null,null,null,null,null,null,null,null,null,null,null,"tax_credit",null,null,null,null,"acres"]
[null,null,null,null,null,null,null,null,null,null,null,null,"CO2_seq",null,null,null,null,"FTEs"]
[null,null,null,null,null,null,null,null,null,null,null,null,"CO2_OandMCost",null,null,null,null,"FTE_cost"]
[null,null,null,null,null,null,null,null,null,null,null,null,"CO2_capture_efficiency",null,null,null,null,"overhead_rate"]
[null,null,null,null,null,null,null,null,null,null,null,null,"CO2_MaintFactor",null,null,null,null,"tax_ins_rate"]
[null,null,null,null,null,null,null,null,null,null,null,null,"CO2_PipeFactor",null,null,null,null,"rent"]
[null,null,null,null,null,null,null,null,null,null,null,null,"CO2_SiteCap",null,null,null,null,"material"]
[null,null,null,null,null,null,null,null,null,null,null,null,"CO2_Nwells",null,null,null,null,"prod_maint"]
[null,null,null,null,null,null,null,null,null,null,null,null,"CO2_WellDepth",null,null,null,null,"other_fees"]
[null,null,null,null,null,null,null,null,null,null,null,null,"CO2_location_factor",null,null,null,null,"other_fixed"]
[null,null,null,null,null,null,null,null,null,null,null,null,"CO2_TerrainType",null,null,null,null,"total_other_raw"]
[null,null,null,null,null,null,null,null,null,null,null,null,"CO2_PipeLength",null,null,null,null,"total_utilities"]
[null,null,null,null,null,null,null,null,null,null,null,null,null,null,null,null,null,"total_byproducts"]
[null,null,null,null,null,null,null,null,null,null,null,null,null,null,null,null,null,"var_misc"]
[null,null,null,null,null,null,null,null,null,null,null,null,null,null,null,null,null,"waste_treat"]
[null,null,null,null,null,null,null,null,null,null,null,null,null,null,null,null,null,"solidwaste_treat"]
[null,null,null,null,null,null,null,null,null,null,null,null,null,null,null,null,null,"replace_factor"]
[null,null,null,null,null,null,null,null,null,null,null,null,null,null,null,null,null,"royalties"]
[null,null,null,null,null,null,null,null,null,null,null,null,null,null,null,null,null,"operator_profit"]
[null,null,null,null,null,null,null,null,null,null,null,null,null,null,null,null,null,"tax_credit"]
[null,null,null,null,null,null,null,null,null,null,null,null,null,null,null,null,null,"CO2_seq"]
[null,null,null,null,null,null,null,null,null,null,null,null,null,null,null,null,null,"CO2_OandMCost"]
[null,null,null,null,null,null,null,null,null,null,null,null,null,null,null,null,null,"CO2_capture_efficiency"]
[null,null,null,null,null,null,null,null,null,null,null,null,null,null,null,null,null,"CO2_MaintFactor"]
[null,null,null,null,null,null,null,null,null,null,null,null,null,null,null,null,null,"CO2_PipeFactor"]
[null,null,null,null,null,null,null,null,null,null,null,null,null,null,null,null,null,"CO2_SiteCap"]
[null,null,null,null,null,null,null,null,null,null,null,null,null,null,null,null,null,"CO2_Nwells"]
[null,null,null,null,null,null,null,null,null,null,null,null,null,null,null,null,null,"CO2_WellDepth"]
[null,null,null,null,null,null,null,null,null,null,null,null,null,null,null,null,null,"CO2_location_factor"]
[null,null,null,null,null,null,null,null,null,null,null,null,null,null,null,null,null,"CO2_TerrainType"]
[null,null,null,null,null,null,null,null,null,null,null,null,null,null,null,null,null,"CO2_PipeLength"]