{"text_format":"1","workbook":"xlsx","n_sheets":19,"sheets":["Title","Description","ProcessFlow","Input_Sheet_Template","Replacement Costs","Capital Costs","Plant Scaling","Carbon Sequestration","Results","Tornado Charts & Risk Analysis","Cash Flow Analysis","Energy Feed & Utility Prices","Non-Energy Material Prices","AEO Data","HyARC Physical Property Data","Debt Financing Calculations","Depreciation","Constants and Conversions","Lists"],"not_rendered":{"charts":8,"images":0,"macros":1,"external_links":0,"defined_names":379,"comments":6,"pivot_tables":0},"unopened":[],"bounds":{"document_bytes":16777216,"sheet_cells":100000,"rows_first":2000,"rows_last":500,"rows_between":2000,"halvings":0,"cell_chars":16384,"cell_head_chars":4096},"cells_cut":0,"cells_raw":0,"read":"whole","date_system":"1900"}

{"sheet":"Title","index":0,"n_rows":37,"n_cols":4,"rows_kept":37,"cut":false,"hidden":false,"merged":[[25,1,25,3]]}
[]
[null,"Central Hydrogen Production - Project Information"]
[]
[]
[null,"Title:","Future Central PEC Pathway #4 (PEC Tracking Solar Concentraters at 20% conversion efficiency)"]
[null,"Authors:","Brian D. James, Directed Technologies Inc."]
[null,"Contact:","Michael Penev"]
[null,"Contact phone:","303 275 3880"]
[null,"Contact e-mail:","mike.penev@nrel.gov"]
[null,"Organization:","NREL"]
[null,"Date:","2018-02-21"]
[null,"Web Site:","www.nrel.gov"]
[]
[null,"Plant Design Capacity (kg/day):","50,000 (but values in the spreadsheet are portrayed at the normalized 1 TPD value)"]
[null,"Start-up Year:",2040]
[null,"Primary Product Feedstock Source:","Demineralized Water"]
[null,"Secondary Feedstock Source:","None"]
[null,"Process Energy Source:","Sunlight"]
[null,"Conversion Technology:","PEC Pathway #4 (PEC Solar Concentraters at 20% efficiency)"]
[null,"Primary By-Product:","None"]
[null,"Secondary By-Product:","None"]
[null,"Based on Number of Plants Installed per Year (per manufacturer):","nth plant (~500 units/yr)"]
[null,"H2 Onsite Storage Type"]
[null,"Assumed plant location:"]
[]
[null,"Reporting Spreadsheet Change History:"]
[null,"Date spreadsheet created / modified","Name","Comments"]
[null,"2020-10-27","M. Penev","Made compatible with Excel for Mac"]
[null,"H2A Version 3"]
[null,"2018-02-06","M. Penev","Case was ported to H2A version 3"]
[]
[null,null,null,"H2A version 2"]
[null,"2008-09-23","Brian D. James","Based on Forecourt H2A Spreadsheet v26 by Darlene Steward/Todd Ramsden"]
[]
[null,null,null,"H2A version 3"]
[null,"2011-07-06","Andrew Spisak","Ported to H2A v3"]
[null,"2012-07-12","Todd Ramsden","Ported to latest H2A v3"]

{"sheet":"Description","index":1,"n_rows":23,"n_cols":2,"rows_kept":23,"cut":false,"hidden":false,"merged":[]}
[]
[null,"Central Hydrogen Production - Description"]
[]
[]
[]
[null,"Purpose:"]
[null,"Determine levelized cost of hydrogen from a photoelectrochemical hydrogen system"]
[]
[]
[null,"System Description:"]
[null,"Based on system Type 4 from \"Technoeconomic Analysis of Photoelectrochemical (PEC) Hydrogen Production,\" Directed Technologies Inc., Final Report to NREL, December 2009. (15% solar-to-H2 conversion efficiency PEC electrode system using 10:1 tracking solar concentrators)\n\nPEC systems use solar photons to generate a voltage in an electrolysis cell sufficient to electrolyze water, producing H2 and O2 gases.  This scenario models a PEC solar concentrator system using reflectors to focus the solar flux at a 10:1 intensity ratio onto multi-junction PV/PEC cell receivers immersed in an electrolyte reservoir and pressurized to 300 psi.  The PV cells are in electrical contact with a small electrolyte reservoir and produce oxygen gas on the anode face and hydrogen gas on the cathode face."]
[]
[]
[null,"Analysis Methodology Summary:"]
[]
[]
[]
[null,"Plant Ownership and Entity Type Assumptions:"]
[]
[]
[null,"References:"]
[null,"Technoeconomic Analysis of Photoelectrochemical (PEC) Hydrogen Production, Final Report, December 2009"]
[null,"http://www1.eere.energy.gov/hydrogenandfuelcells/pdfs/pec_technoeconomic_analysis.pdf"]

{"sheet":"ProcessFlow","index":2,"n_rows":29,"n_cols":2,"rows_kept":29,"cut":false,"hidden":false,"merged":[]}
[]
[null,"Central Hydrogen Production - Process Flow Diagram"]
[]
[]
[]
[null,"Process Flow Diagram"]
[]
[]
[]
[]
[]
[]
[]
[]
[]
[]
[]
[]
[]
[]
[]
[]
[]
[]
[]
[]
[]
[]
[null,"Stream Summaries"]

{"sheet":"Input_Sheet_Template","index":3,"n_rows":159,"n_cols":8,"rows_kept":159,"cut":false,"hidden":false,"merged":[[47,4,47,6],[84,4,84,6],[58,5,67,5],[55,4,55,6],[86,4,86,6],[52,4,52,6],[51,4,51,6],[50,4,50,6],[54,4,54,6],[82,4,82,6],[83,4,83,6],[25,4,25,6],[27,4,27,6],[34,4,34,6],[28,4,28,6],[43,4,43,6],[36,4,36,6],[29,4,29,6],[30,4,30,6],[33,4,33,6],[32,4,32,6],[39,4,39,6],[37,4,37,6],[38,4,38,6],[1,1,1,6],[2,1,2,3],[3,3,3,4],[53,4,53,6],[49,4,49,6],[46,4,46,6],[31,3,32,3],[44,4,44,6],[35,4,35,6],[42,4,42,6],[41,4,41,6],[40,4,40,6],[48,4,48,6],[45,4,45,6],[23,4,23,6],[24,4,24,6],[97,3,98,3],[85,4,85,6],[138,4,140,6],[149,4,149,6],[145,5,145,6],[142,4,142,6],[143,4,143,6],[90,5,90,6],[92,5,92,6],[95,5,95,6],[99,6,100,6],[108,5,108,6],[153,6,158,6],[128,2,128,3],[141,4,141,6]]}
[]
[null,"H2A Hydrogen Production Cash Flow Analysis Tool v3.2018"]
["title","Hydrogen Production from Photoelectrochemical Type 4 System - Future Timeframe"]
[]
[null,"Table of Contents"]
[null,"View and edit project information"]
[]
[null,"H2A cell color coding"]
[]
[null,"Use H2A default values"]
[]
[]
[]
[null,"Technical Operating Parameters and Specifications"]
[null,"Financial Input Values"]
[null,"Energy Feedstocks, Utilities and Byproducts",null,null,null,null,null,"Cash Flow NPV (Error if not 0)"]
[null,"Capital Cost",null,null,null,null,null,{"$f":"+NPV","v":1.6798694074563217E-8}]
[null,"Fixed Operating Costs"]
[null,"Variable Operating Costs - Other Materials and Byproducts"]
[null,"Variable Operating Costs - Other Variable Operating Costs"]
[]
[]
[]
[null,"Technical Operating Parameters and Specifications",null,null,"Notes"]
["cap_factor","Operating Capacity Factor (%)",{"$f":"0.9*sensitivity_01","v":0.9},null,"See DOE Record for details on the calculation of this value. Input parameter includes planned and unplanned plant shutdowns as well as Stack degradation effects."]
["design_cap","Plant Design Capacity (kg of H2/day)",{"$f":"1000*sensitivity_02","v":1000}]
[null,"Plant Output (kg/day)",{"$f":"design_cap*cap_factor","v":900}]
["Soutput_kgyear","Plant Output (kg/year)",{"$f":"output_kgpday*365","v":328500}]
[null,"Financial Input Values",null,null,"Notes "]
["ref_year","Reference year",2016]
["startup_year","Assumed start-up year",2040]
[null,"Basis year",2005,"Costs must be entered in basis year dollars"]
["construct","Length of Construction Period (years)",2]
["percent_cap1","% of Capital Spent in 1st Year of Construction",0.2]
["percent_cap2","% of Capital Spent in 2nd Year of Construction",0.8]
["percent_cap3","% of Capital Spent in 3rd Year of Construction",0]
["percent_cap4","% of Capital Spent in 4th Year of Construction"]
["start_time","Start-up Time (years)",0.5]
["plant_life","Plant life (years)",40]
["anal_period","Analysis period (years)",40]
["depr_length","Depreciation Schedule Length (years)",20]
["depr_type","Depreciation Type","MACRS"]
["equity"," % Equity Financing",0.4]
["debt_interest","Interest rate on debt, if applicable (%)",3.6999999999999998E-2]
["debt_period","Debt period (years)",0,null,"Enter 0 to enable constant outstanding debt."]
["percnt_fixed","% of Fixed Operating Costs During Start-up (%)",1]
["percnt_revs","% of Revenues During Start-up (%)",0.75]
["percnt_var","% of Variable Operating Costs During Start-up (%)",0.75]
["decom_percent","Decommissioning costs (% of depreciable capital investment)",0.1]
["salvage_perct","Salvage value (% of total capital investment)",0.1]
["inflation_rate","Inflation rate (%)",1.9E-2]
["real_irr","After-tax Real IRR (%)",{"$f":"0.08*sensitivity_03","v":0.08}]
["state_tax_rate","State Taxes (%)",0.06]
["fed_tax_rate","Federal Taxes (%)",0.21]
["Stotal_tax_rate","Total Tax Rate (%)",{"$f":"fed_tax_rate+state_tax_rate*(1-fed_tax_rate)","v":0.25739999999999996}]
["WorkingCap","WORKING CAPITAL (% of yearly change in operating costs)",0.15,null,"Based on 2009 electrolysis independent panel review where the H2A Default of 15% was thought to be too high."]
[null,"Energy Feedstocks, Utilities, and Byproducts"]
[null,"Select the Price Table to Use"]
[null,"AEO_2017_Reference_Case",null,null,null,"To use a new feedstock, utility or byproduct, select the price table and product from the dropdown lists and enter the usage (or byproduct) amount. Click the \"Add\" button to add the product to the \"In Use\" list. Important; only materials on the \"In Use\" list will be used in H2A calculations. To delete materials from the list, click the \"Delete\" button below"]
[null,"Select the Use"]
[null,"feedstock",{"$f":"IF(OR(TMP_FeedType=\"Feedstock\",TMP_FeedType = \"Utility\"),\" Enter usage in\",\"Enter production in\")","v":" Enter usage in"},{"$f":"VLOOKUP(TMP_FeedName,INDIRECT(TMP_PriceTable),4,FALSE)","v":"kWh"}]
[null,"Select the Feed Type"]
[null,"Industrial Electricity"]
[]
[null,{"$f":"SELECTED_FEED","v":"feedstock"},{"$f":"TMP_FeedName","v":"Industrial Electricity"}]
[null,{"$f":"\"Price Conversion Factor (GJ/\"&TMP_Units&\")\"","v":"Price Conversion Factor (GJ/kWh)"},{"$f":"VLOOKUP(TMP_FeedName,MASTER_PROPERTY_TABLE,9,FALSE)","v":3.5999999999999995E-3}]
[null,{"$f":"\"Price in Startup Year ($\" & ref_year & \")/\" & TMP_Units","v":"Price in Startup Year ($2016)/kWh"},{"$f":"HLOOKUP(startup_year,INDIRECT(TMP_PriceTable),MATCH(TMP_FeedName,INDIRECT(Energy_Feed_List),0),FALSE)*TMP_Conversion","v":7.7596976084681746E-2}]
[null,{"$f":"IF(OR(TMP_FeedType=\"Feedstock\",TMP_FeedType = \"Utility\"),\"Usage (\"&TMP_Units&\"/kg H2)\",\"Production (\"&TMP_Units&\"/kg H2)\")","v":"Usage (kWh/kg H2)"},2.0099999999999998]
[null,{"$f":"IF(OR(TMP_FeedType = \"Feedstock\",TMP_FeedType = \"Utility\"), \"Cost in Startup Year\",\"Income in Startup Year\")","v":"Cost in Startup Year"},{"$f":"design_cap*365*cap_factor*TMP_Usage*TMP_StartPrice","v":51236.119354074079}]
[null,"Lookup Prices","yes"]
[]
[null,"Energy feedstocks, utilities, and byproducts currently in use "]
["START_TOP"]
[null,"feedstock","Price Conversion Factor (GJ/kWh)","Price in Startup Year ($2016)/kWh","Usage (kWh/kg H2)","Cost in Startup Year","Lookup Prices"]
[null,"Industrial Electricity",3.5999999999999995E-3,7.7596976084681746E-2,{"$f":"0.16*sensitivity_04","v":0.16},{"$f":"+feedstockIndustrial_Electricity_Price*feedstockIndustrial_Electricity_Usage*output_kgyear*(1+inflation_rate)^(startup_year-ref_year)*IF(start_time,start_time*percnt_var+(1-start_time)*1,1)","v":5606.4586459020893},"yes"]
["START_TOP"]
["START_UTILITY"]
["START_BYPROD"]
[null,null,null,null,null,"Total"]
["Total_Energy_Feed_Cost","Total Energy Feedstock Cost ($/year)",null,null,null,{"$f":"SUM(Dynamic_Feed_Total)","v":5606.4586459020893}]
["Total_Energy_Utilities_Cost","Total Energy Utilities Cost ($/year)",null,null,null,{"$f":"SUM(Dynamic_Utilities_Total)","v":0}]
["Total_Energy_Byproduct_Credit","Total Energy Byproduct Credit ($/year)",null,null,null,{"$f":"SUM(Dynamic_Byproduct_Total)","v":0}]
[null,null,null,"Notes:"]
[]
[null,"Capital Costs",null,null,"Notes"]
["direct_cap","H2A Total Direct Capital Cost",{"$f":"Det_scaled_cap","v":5384854.1852085879},null,"Click to enter details on the Cost Detail Sheet"]
[null,"H2A Carbon Sequestration Total Direct Capital Cost",{"$f":"Det_CO2_seq","v":0},null,"Click to enter details on the Carbon Sequestration calculation sheet."]
[]
[null,"Indirect Depreciable Capital Costs",{"$f":"\"Enter values in basis year (\" & BasisYear & \") dollars\"","v":"Enter values in basis year (2005) dollars"},"Combined Plant Scaling and Escalation Factor",{"$f":" \"Reference Year (\"& ref_year & \") Dollars\"","v":"Reference Year (2016) Dollars"}]
["Site_prep","Site Preparation ($) (may change to construction costs)",{"$f":"0.02*(direct_cap+CO2_seq)/(CEPCIinflator*CPIinflator)","v":83169.274218255334},{"$f":"CEPCIinflator*CPIinflator","v":1.294914314408345},{"$f":"C90*D90","v":107697.08370417175}]
["Engin","Engineering & design ($)",{"$f":"0.05*(direct_cap+CO2_seq)/(CEPCIinflator*CPIinflator)","v":207923.18554563838},1.294914314408345,{"$f":"C91*D91","v":269242.70926042943},"H2A Default is 10% of direct cost but reduced to 5% due to the high material cost and modular nature of the units."]
["Process_cont","Process contingency ($)",null,1.294914314408345,0]
["Project_cont","Project contingency ($)",{"$f":"0.2*(direct_cap+CO2_seq)/(CEPCIinflator*CPIinflator)","v":831692.74218255351},1.294914314408345,1076970.8370417177,"H2A Default for central prod. is 15% of direct cost but increased to 20% for uncertainty of system configuration"]
["Other_indirect","Other (Depreciable) capital ($)",null,1.294914314408345,0]
["Fees","One-time Licensing Fees ($)",null,1.294914314408345,0]
["Permitting","Up-Front Permitting Costs ($) (legal and contractors fees included here)",{"$f":"0.075*(direct_cap+CO2_seq)/(CEPCIinflator*CPIinflator)","v":311884.77831845748},1.294914314408345,403864.06389064406,"H2A default is 15% of direct cost but reduced to 7.5% based on modularity and \"greeness\" of operation."]
["Sdepr_cap","Total Depreciable Capital Costs",null,null,{"$f":"direct_cap+CO2_seq+SUM($E$90:$E$96)","v":7242628.8791055512}]
[null,null,null,"Combined Plant Scaling and Escalation Factor"]
[null,"Non-Depreciable Capital Costs",{"$f":"\"Enter values in basis year (\" & BasisYear & \") dollars\"","v":"Enter values in basis year (2005) dollars"},null,{"$f":" \"Reference Year (\"& ref_year & \") Dollars\"","v":"Reference Year (2016) Dollars"}]
["acre_cost","Cost of land ($/acre)",5000,{"$f":"CPIinflator","v":1.100724186648488},{"$f":"C100*D100","v":5503.6209332424405},"Plant STH Efficiency","Based on system H2 design capacity, 33.33 kWh/kgH2, effective STH conversion efficiency, 92.42% solar transmitance, 95% window refraction."]
["acres","Land required (acres)",{"$f":"33.33*design_cap*6.57/0.9242/0.95/F101/7.46/'Constants and Conversions'!C10","v":41.305614377614248},{"$f":"Scale_Factor *1","v":1},{"$f":"C101*D101","v":41.305614377614248},0.2]
["Sland_cost","Land Cost ($)",null,null,{"$f":"acre_cost*acres","v":227330.44394907769}]
[null,"Other non depreciable capital costs",null,{"$f":"CPIinflator","v":1.100724186648488},{"$f":"C103*D103","v":0}]
["Snon_dep_cap","Total Non-Depreciable Capital Costs",null,null,{"$f":"land_cost+$E$103","v":227330.44394907769}]
[]
["Stotal_cap","Total Capital Costs",{"$f":"(depr_cap+non_dep_cap)*sensitivity_06","v":7469959.3230546284}]
[]
[null,"Fixed Operating Costs",{"$f":"\"Enter values in basis year (\" & BasisYear & \") dollars\"","v":"Enter values in basis year (2005) dollars"},"Combined Plant Scaling and Escalation Factor",{"$f":" \"Reference Year (\"& ref_year & \") Dollars\"","v":"Reference Year (2016) Dollars"}]
["FTEs","Total plant staff (number of FTEs employed by plant)",0.46,{"$f":"Scale_Ratio^0.25","v":1},{"$f":"C109*D109","v":0.46},"Previoulsy: 87 FTE for 50 tpd plant.  Therefore 87/50= 1.74 FTE/TPD.\nSolar Staffing: 0.016 staff /1000 m2 of field size. S&L [4], App G. Includes maintenance staff only, scaled linearly based on the size of the solar field. Administrative & plant operators are included in the chemical plant staff.  [Updated to Match STCH Case. Reference: Sargent and Lundy, “Assessment of Parabolic Trough and Power Tower Solar Technology\nCost and Performance Forecasts”. NREL, NREL/SR-550-34440, October 2003.]\nAdditional manpower added to correspond to 3 FTE per 50TPD (i.e. 0.06/TPD) (i.e. 1 person per each of three shifts at a 50TPD plant)."]
["FTE_cost","Burdened labor cost, including overhead ($/man-hr)",50,{"$f":"VLOOKUP(ref_year,Tbl_labor_indexes,2,FALSE)/VLOOKUP(BasisYear,Tbl_labor_indexes,2,FALSE)","v":1.1548042704626329},{"$f":"C110*D110","v":57.740213523131644}]
["Slabor_cost","Labor cost, $/year",null,null,{"$f":"FTEs*2080*FTE_cost","v":55245.836298932358}]
["overhead_rate","G&A rate (% of labor cost)",0.2]
["Soverhead_GA","G&A ($/year)",null,null,{"$f":"labor_cost*overhead_rate","v":11049.167259786473}]
["licensing","Licensing, Permits and Fees ($/year)",1000,{"$f":"Scale_Factor *CEPCIinflator*CPIinflator","v":1.294914314408345},{"$f":"C114*D114","v":1294.914314408345}]
["tax_ins_rate","Property tax and insurance rate (% of total capital investment per year)",0.02]
["Stax_insurance","Property taxes and insurance ($/year)",null,null,{"$f":"tax_ins_rate*total_cap","v":149399.18646109258}]
["rent","Rent ($/year)",null,{"$f":"Scale_Factor *CPIinflator","v":1.100724186648488},{"$f":"C117*D117","v":0}]
["material","Material costs for maintenance and repairs ($/year)",null,{"$f":"Scale_Factor *CEPCIinflator*CPIinflator","v":1.294914314408345},{"$f":"C118*D118","v":0}]
["prod_maint","Production Maintenance and Repairs ($/year)",{"$f":"0.05*('Capital Costs'!C58-'Capital Costs'!C16*'Capital Costs'!E16-'Capital Costs'!C19*'Capital Costs'!E19-'Capital Costs'!C51*'Capital Costs'!E51)","v":19710.343156774383},{"$f":"Scale_Factor *CEPCIinflator*CPIinflator","v":1.294914314408345},{"$f":"C119*D119","v":25523.205495607715}]
["other_fees","Other Fees ($/year)",0,{"$f":"Scale_Ratio * CEPCIinflator*CPIinflator","v":1.294914314408345},{"$f":"C120*D120","v":0}]
["other_fixed","Other Fixed O&M Costs ($/year)",0,{"$f":"Scale_Factor *CEPCIinflator*CPIinflator","v":1.294914314408345},{"$f":"C121*D121","v":0}]
["Sfixed","Total Fixed Operating Costs",null,null,{"$f":"(labor_cost+overhead_GA+tax_insurance+licensing+SUM(E117:E121))*sensitivity_07","v":242512.30982982749}]
[]
[null,"Variable Operating Costs"]
[null,"Other Materials and Byproducts"]
[]
[null,"Select the Material"]
[null,"Process Water"]
[null,"Feed or utility",{"$f":"B128","v":"Process Water"}]
[null,{"$f":"\"$(\" & ref_year & \")/ \" & VLOOKUP(TMP_NonE_Feed,Tbl_Other_Inputs_and_Byproducts,2,FALSE)","v":"$(2016)/ gal"},{"$f":"HLOOKUP(startup_year,Tbl_Other_Inputs_and_Byproducts,MATCH(TMP_NonE_Feed,Other_Inputs_List,0),FALSE)","v":2.374951094500801E-3}]
[null,{"$f":"IF(TMP_NonE_Type=\"Feed or utility\",\"Usage per kg H2\",\"Production per kg H2\")","v":"Usage per kg H2"}]
[null,{"$f":"IF(TMP_NonE_Type = \"Feed or utility\", \"Cost in Startup Year\",\"Income in Startup Year\")","v":"Cost in Startup Year"},{"$f":"design_cap*365*cap_factor*TMP_NonE_Usage*TMP_NonE_StartPrice","v":0}]
[null,"Lookup Prices","Yes"]
["START_NONE_TOP"]
[null,"Feed or utility","$(2016)/ gal","Usage per kg H2","Cost in Startup Year","Lookup Prices"]
[null,"Process Water",2.374951094500801E-3,2.3679999999999999,1847.445956999039,"Yes"]
["START_NONE_FEED"]
["START_NONE_BYPROD"]
[null,"Total Non Energy Utility and Material Costs ($/year)",{"$f":"SUM(Dynamic_NonE_Feed_Total)","v":1847.445956999039}]
["total_non_energy_byproduct_credit","Total Non Energy Byproduct Credits ($/year)",{"$f":"SUM(Dynamic_NonE_Byprod_Total)","v":0}]
[]
["Stotal_feedstock","Total Feedstock Costs ($/year)",{"$f":"Total_Energy_Feed_Cost","v":5606.4586459020893}]
["Stotal_utilities","Total Utility Costs ($/year)",{"$f":"Total_Energy_Utilities_Cost+Total_Non_Energy_Feed_Cost","v":1847.445956999039}]
["Stotal_byproducts","Total Byproduct Credits ($/year)",{"$f":"Total_Energy_Byproduct_Credit+total_non_energy_byproduct_credit","v":0}]
[null,"Other Variable operating costs (for the first year)",{"$f":"\"Enter values in basis year (\" & BasisYear & \") dollars\"","v":"Enter values in basis year (2005) dollars"},"Combined Plant Scaling and Escalation Factor",{"$f":" \"Reference Year (\"& ref_year & \") Dollars\"","v":"Reference Year (2016) Dollars"}]
["var_misc","Other variable operating costs (e.g. environmental surcharges) ($/year)",null,{"$f":"Scale_Ratio * VLOOKUP(ref_year,Chemical_price_indexes,2,FALSE)/VLOOKUP(BasisYear,Chemical_price_indexes,2,FALSE)","v":1.4260544580886279},{"$f":"C146*D146","v":0}]
["total_other_raw","Other Material Costs ($/year)",0,{"$f":"Scale_Ratio * VLOOKUP(ref_year,Chemical_price_indexes,2,FALSE)/VLOOKUP(BasisYear,Chemical_price_indexes,2,FALSE)","v":1.4260544580886279},{"$f":"C147*D147","v":0}]
["waste_treat","Waste treatment costs ($/year)",0,{"$f":"Scale_Ratio * VLOOKUP(ref_year,Chemical_price_indexes,2,FALSE)/VLOOKUP(BasisYear,Chemical_price_indexes,2,FALSE)","v":1.4260544580886279},{"$f":"C148*D148","v":0}]
["solidwaste_treat","Solid waste disposal costs ($/year)",0,{"$f":"Scale_Ratio * VLOOKUP(ref_year,Chemical_price_indexes,2,FALSE)/VLOOKUP(BasisYear,Chemical_price_indexes,2,FALSE)","v":1.4260544580886279},{"$f":"C149*D149","v":0}]
["replace_factor","Total Unplanned Replacement Capital Cost Factor (% of total direct depreciable costs/year)",5.0000000000000001E-3,null,"Value added to match other central cases.\nUse this value for all central cases"]
["royalties","Royalties ($/year)",0,{"$f":"Scale_Ratio * CPIinflator","v":1.100724186648488},0]
["operator_profit","Operator Profit ($/year) ",0,{"$f":"Scale_Ratio * CPIinflator","v":1.100724186648488},0]
["tax_credit","Subsidies, Tax Incentives ($/year)",0,{"$f":"Scale_Ratio * CPIinflator","v":1.100724186648488},0]
["CO2_seq","CO2 sequestration O&M costs and credits ($/year)",null,null,{"$f":"Det_CO2_OandMcost","v":0}]
[null,"Process Carbon Tax ($/metric ton carbon produced as CO2)",0,{"$f":"CPIinflator","v":1.100724186648488},0]
[null,"Process Carbon Tax ($/year)",null,null,{"$f":"ROUND(Proc_CO2_tax*12/44*Proc_CO2_MTpY,-2)","v":0}]
[null,"Upstream Carbon Tax ($/metric ton upstream GHG CO2 eq)",0,{"$f":"CPIinflator","v":1.100724186648488},0]
[null,"Upstream Carbon Tax ($/year)",null,null,{"$f":"ROUND(Upstream_CO2_tax/1000*Upstream_GHG_total*output_kgyear,2)","v":0}]
["Stotal_var","Total Variable Operating Costs ($/year)",null,null,{"$f":"ROUND(total_feedstock+total_utilities+total_other_raw-total_byproducts+var_misc+waste_treat+solidwaste_treat+royalties+operator_profit-tax_credit+CO2_OandMcost+Proc_CO2_taxpYear + Upstream_CO2_taxpYear,-2)","v":7500}]

{"sheet":"Replacement Costs","index":4,"n_rows":57,"n_cols":12,"rows_kept":57,"cut":false,"hidden":false,"merged":[]}
[]
["Replacement Costs"]
[]
[]
[null,null,"Color Key"]
[]
[]
[]
[{"$f":"\"NOTE: Enter costs in year \"&TEXT(BasisYear,\"0\")&\" $ - Do not inflate\"","v":"NOTE: Enter costs in year 2005 $ - Do not inflate"}]
["NOTE: All replacement costs are assumed to be equity financed."]
[]
[]
["Unplanned Yearly Replacement Capital (Depreciable)"]
[null,null,"Comments",null,null,"Source","Information"]
["Total Unplanned Replacement Capital Cost Factor (% of total depreciable capital costs/year)",{"$f":"replace_factor","v":5.0000000000000001E-3},null,null,null,null,"Enter a fixed percentage.  This input is meant to include, in the Cash Flow Analysis, a factor for unplanned capital expenditures.  "]
["Actual Year","Analysis Year","Operations Year","Specified Yearly Replacement Costs","Carbon Sequestration Related Replacement Costs","Specified Yearly Replacement Costs","Unplanned Replacement Costs","Total Yearly Replacement Costs","Uninstalled costs","Installation factor","Comments:","Data source:"]
[null,null,null,{"$f":"\"Year \"&TEXT(BasisYear,\"0\")&\" $\"","v":"Year 2005 $"},{"$f":"\"Year \"&TEXT(ref_year,\"0\")&\" $\"","v":"Year 2016 $"},{"$f":"\"Year \"&TEXT(ref_year,\"0\")&\" $\"","v":"Year 2016 $"},{"$f":"\"Year \"&TEXT(ref_year,\"0\")&\" $\"","v":"Year 2016 $"},"Inflated to Start-up Year"]
[{"$f":"IF(C18<>\"\",'Cash Flow Analysis'!A65,\"\")","v":2038},{"$f":"construct+1","v":3},1,null,{"$f":"+'Carbon Sequestration'!$C$100*(C18<=anal_period)","v":0},{"$f":"(D18)*CPIinflator*CEPCIinflator+E18","v":0},{"$f":"IF(C18>anal_period,0,IF(replace_factor<>\"\",replace_factor*depr_cap,0))","v":36213.144395527757},{"$f":"(F18+G18)*((1+inflation_rate)^(startup_year-ref_year))","v":56891.40410721401},null,null,"Stacks added each year to adjust for perf. degradation and 7 year stack service life to bring beginning of year H2 production to 100% of design capacity."]
[{"$f":"IF(C19<>\"\",'Cash Flow Analysis'!A66,\"\")","v":2039},{"$f":"IF(B18<anal_period+construct,B18+1,\"\")","v":4},{"$f":"IF(B19=\"\",\"\",C18+1)","v":2},{"$f":"SUM('Capital Costs'!$C$19)","v":453524.92141894915},{"$f":"+'Carbon Sequestration'!$C$100*(C19<=anal_period)","v":0},587275.91268631711,{"$f":"IF(C19>anal_period,0,IF(replace_factor<>\"\",replace_factor*depr_cap,0))","v":36213.144395527757},{"$f":"(F19+G19)*((1+inflation_rate)^(startup_year-ref_year))","v":979510.85151417204},null,null,"Stacks added each year to adjust for perf. degradation and 7 year stack service life to bring beginning of year H2 production to 100% of design capacity."]
[{"$f":"IF(C20<>\"\",'Cash Flow Analysis'!A67,\"\")","v":2040},5,3,null,{"$f":"+'Carbon Sequestration'!$C$100*(C20<=anal_period)","v":0},0,36213.144395527757,56891.40410721401,null,null,"Stacks added each year to adjust for perf. degradation and 7 year stack service life to bring beginning of year H2 production to 100% of design capacity."]
[{"$f":"IF(C21<>\"\",'Cash Flow Analysis'!A68,\"\")","v":2041},6,4,{"$f":"SUM('Capital Costs'!$C$19)","v":453524.92141894915},{"$f":"+'Carbon Sequestration'!$C$100*(C21<=anal_period)","v":0},587275.91268631711,36213.144395527757,979510.85151417204,null,null,"Stacks added each year to adjust for perf. degradation and 7 year stack service life to bring beginning of year H2 production to 100% of design capacity."]
[{"$f":"IF(C22<>\"\",'Cash Flow Analysis'!A69,\"\")","v":2042},7,5,null,{"$f":"+'Carbon Sequestration'!$C$100*(C22<=anal_period)","v":0},0,36213.144395527757,56891.40410721401,null,null,"Stacks added each year to adjust for perf. degradation and 7 year stack service life to bring beginning of year H2 production to 100% of design capacity."]
[{"$f":"IF(C23<>\"\",'Cash Flow Analysis'!A70,\"\")","v":2043},8,6,{"$f":"SUM('Capital Costs'!$C$19)","v":453524.92141894915},{"$f":"+'Carbon Sequestration'!$C$100*(C23<=anal_period)","v":0},587275.91268631711,36213.144395527757,979510.85151417204,null,null,"Stacks added each year to adjust for perf. degradation and 7 year stack service life to bring beginning of year H2 production to 100% of design capacity."]
[{"$f":"IF(C24<>\"\",'Cash Flow Analysis'!A71,\"\")","v":2044},9,7,null,{"$f":"+'Carbon Sequestration'!$C$100*(C24<=anal_period)","v":0},0,36213.144395527757,56891.40410721401,null,null,"Stacks added each year to adjust for perf. degradation and 7 year stack service life to bring beginning of year H2 production to 100% of design capacity."]
[{"$f":"IF(C25<>\"\",'Cash Flow Analysis'!A72,\"\")","v":2045},10,8,{"$f":"SUM('Capital Costs'!$C$19)","v":453524.92141894915},{"$f":"+'Carbon Sequestration'!$C$100*(C25<=anal_period)","v":0},587275.91268631711,36213.144395527757,979510.85151417204,null,null,"Stacks added each year to adjust for perf. degradation and 7 year stack service life to bring beginning of year H2 production to 100% of design capacity."]
[{"$f":"IF(C26<>\"\",'Cash Flow Analysis'!A73,\"\")","v":2046},11,9,null,{"$f":"+'Carbon Sequestration'!$C$100*(C26<=anal_period)","v":0},0,36213.144395527757,56891.40410721401,null,null,"Stacks added each year to adjust for perf. degradation and 7 year stack service life to bring beginning of year H2 production to 100% of design capacity."]
[{"$f":"IF(C27<>\"\",'Cash Flow Analysis'!A74,\"\")","v":2047},12,10,{"$f":"SUM('Capital Costs'!$C$16,'Capital Costs'!$C$19,'Capital Costs'!$C$51)","v":3764256.8477772777},{"$f":"+'Carbon Sequestration'!$C$100*(C27<=anal_period)","v":0},4874390.0752964318,36213.144395527757,7714632.8175849644,null,null,"Stacks added each year to adjust for perf. degradation and 7 year stack service life to bring beginning of year H2 production to 100% of design capacity."]
[{"$f":"IF(C28<>\"\",'Cash Flow Analysis'!A75,\"\")","v":2048},13,11,null,{"$f":"+'Carbon Sequestration'!$C$100*(C28<=anal_period)","v":0},0,36213.144395527757,56891.40410721401,null,null,"Stacks added each year to adjust for perf. degradation and 7 year stack service life to bring beginning of year H2 production to 100% of design capacity."]
[{"$f":"IF(C29<>\"\",'Cash Flow Analysis'!A76,\"\")","v":2049},14,12,{"$f":"SUM('Capital Costs'!$C$19)","v":453524.92141894915},{"$f":"+'Carbon Sequestration'!$C$100*(C29<=anal_period)","v":0},587275.91268631711,36213.144395527757,979510.85151417204,null,null,"Stacks added each year to adjust for perf. degradation and 7 year stack service life to bring beginning of year H2 production to 100% of design capacity."]
[{"$f":"IF(C30<>\"\",'Cash Flow Analysis'!A77,\"\")","v":2050},15,13,null,{"$f":"+'Carbon Sequestration'!$C$100*(C30<=anal_period)","v":0},0,36213.144395527757,56891.40410721401,null,null,"Stacks added each year to adjust for perf. degradation and 7 year stack service life to bring beginning of year H2 production to 100% of design capacity."]
[{"$f":"IF(C31<>\"\",'Cash Flow Analysis'!A78,\"\")","v":2051},16,14,{"$f":"SUM('Capital Costs'!$C$19)","v":453524.92141894915},{"$f":"+'Carbon Sequestration'!$C$100*(C31<=anal_period)","v":0},587275.91268631711,36213.144395527757,979510.85151417204,null,null,"Stacks added each year to adjust for perf. degradation and 7 year stack service life to bring beginning of year H2 production to 100% of design capacity."]
[{"$f":"IF(C32<>\"\",'Cash Flow Analysis'!A79,\"\")","v":2052},17,15,null,{"$f":"+'Carbon Sequestration'!$C$100*(C32<=anal_period)","v":0},0,36213.144395527757,56891.40410721401,null,null,"Stacks added each year to adjust for perf. degradation and 7 year stack service life to bring beginning of year H2 production to 100% of design capacity."]
[{"$f":"IF(C33<>\"\",'Cash Flow Analysis'!A80,\"\")","v":2053},18,16,{"$f":"SUM('Capital Costs'!$C$19)","v":453524.92141894915},{"$f":"+'Carbon Sequestration'!$C$100*(C33<=anal_period)","v":0},587275.91268631711,36213.144395527757,979510.85151417204,null,null,"Stacks added each year to adjust for perf. degradation and 7 year stack service life to bring beginning of year H2 production to 100% of design capacity."]
[{"$f":"IF(C34<>\"\",'Cash Flow Analysis'!A81,\"\")","v":2054},19,17,null,{"$f":"+'Carbon Sequestration'!$C$100*(C34<=anal_period)","v":0},0,36213.144395527757,56891.40410721401,null,null,"Stacks added each year to adjust for perf. degradation and 7 year stack service life to bring beginning of year H2 production to 100% of design capacity."]
[{"$f":"IF(C35<>\"\",'Cash Flow Analysis'!A82,\"\")","v":2055},20,18,{"$f":"SUM('Capital Costs'!$C$19)","v":453524.92141894915},{"$f":"+'Carbon Sequestration'!$C$100*(C35<=anal_period)","v":0},587275.91268631711,36213.144395527757,979510.85151417204,null,null,"Stacks added each year to adjust for perf. degradation and 7 year stack service life to bring beginning of year H2 production to 100% of design capacity."]
[{"$f":"IF(C36<>\"\",'Cash Flow Analysis'!A83,\"\")","v":2056},21,19,null,{"$f":"+'Carbon Sequestration'!$C$100*(C36<=anal_period)","v":0},0,36213.144395527757,56891.40410721401,null,null,"Stacks added each year to adjust for perf. degradation and 7 year stack service life to bring beginning of year H2 production to 100% of design capacity."]
[{"$f":"IF(C37<>\"\",'Cash Flow Analysis'!A84,\"\")","v":2057},22,20,{"$f":"SUM('Capital Costs'!$C$16,'Capital Costs'!$C$19,'Capital Costs'!$C$51)","v":3764256.8477772777},{"$f":"+'Carbon Sequestration'!$C$100*(C37<=anal_period)","v":0},4874390.0752964318,36213.144395527757,7714632.8175849644,null,null,"Stacks added each year to adjust for perf. degradation and 7 year stack service life to bring beginning of year H2 production to 100% of design capacity."]
[{"$f":"IF(C38<>\"\",'Cash Flow Analysis'!A85,\"\")","v":2058},23,21,null,{"$f":"+'Carbon Sequestration'!$C$100*(C38<=anal_period)","v":0},0,36213.144395527757,56891.40410721401,null,null,"Stacks added each year to adjust for perf. degradation and 7 year stack service life to bring beginning of year H2 production to 100% of design capacity."]
[{"$f":"IF(C39<>\"\",'Cash Flow Analysis'!A86,\"\")","v":2059},24,22,{"$f":"SUM('Capital Costs'!$C$19)","v":453524.92141894915},{"$f":"+'Carbon Sequestration'!$C$100*(C39<=anal_period)","v":0},587275.91268631711,36213.144395527757,979510.85151417204,null,null,"100% of BoP replaced every 20 years. Stacks added each year to adjust for perf. degradation and 7 year stack service life to bring beginning of year H2 production to 100% of design capacity."]
[{"$f":"IF(C40<>\"\",'Cash Flow Analysis'!A87,\"\")","v":2060},25,23,null,{"$f":"+'Carbon Sequestration'!$C$100*(C40<=anal_period)","v":0},0,36213.144395527757,56891.40410721401,null,null,"Stacks added each year to adjust for perf. degradation and 7 year stack service life to bring beginning of year H2 production to 100% of design capacity."]
[{"$f":"IF(C41<>\"\",'Cash Flow Analysis'!A88,\"\")","v":2061},26,24,{"$f":"SUM('Capital Costs'!$C$19)","v":453524.92141894915},{"$f":"+'Carbon Sequestration'!$C$100*(C41<=anal_period)","v":0},587275.91268631711,36213.144395527757,979510.85151417204,null,null,"Stacks added each year to adjust for perf. degradation and 7 year stack service life to bring beginning of year H2 production to 100% of design capacity."]
[{"$f":"IF(C42<>\"\",'Cash Flow Analysis'!A89,\"\")","v":2062},27,25,null,{"$f":"+'Carbon Sequestration'!$C$100*(C42<=anal_period)","v":0},0,36213.144395527757,56891.40410721401,null,null,"Stacks added each year to adjust for perf. degradation and 7 year stack service life to bring beginning of year H2 production to 100% of design capacity."]
[{"$f":"IF(C43<>\"\",'Cash Flow Analysis'!A90,\"\")","v":2063},28,26,{"$f":"SUM('Capital Costs'!$C$19)","v":453524.92141894915},{"$f":"+'Carbon Sequestration'!$C$100*(C43<=anal_period)","v":0},587275.91268631711,36213.144395527757,979510.85151417204,null,null,"Stacks added each year to adjust for perf. degradation and 7 year stack service life to bring beginning of year H2 production to 100% of design capacity."]
[{"$f":"IF(C44<>\"\",'Cash Flow Analysis'!A91,\"\")","v":2064},29,27,null,{"$f":"+'Carbon Sequestration'!$C$100*(C44<=anal_period)","v":0},0,36213.144395527757,56891.40410721401,null,null,"Stacks added each year to adjust for perf. degradation and 7 year stack service life to bring beginning of year H2 production to 100% of design capacity."]
[{"$f":"IF(C45<>\"\",'Cash Flow Analysis'!A92,\"\")","v":2065},30,28,{"$f":"SUM('Capital Costs'!$C$19)","v":453524.92141894915},{"$f":"+'Carbon Sequestration'!$C$100*(C45<=anal_period)","v":0},587275.91268631711,36213.144395527757,979510.85151417204,null,null,"Stacks added each year to adjust for perf. degradation and 7 year stack service life to bring beginning of year H2 production to 100% of design capacity."]
[{"$f":"IF(C46<>\"\",'Cash Flow Analysis'!A93,\"\")","v":2066},31,29,null,{"$f":"+'Carbon Sequestration'!$C$100*(C46<=anal_period)","v":0},0,36213.144395527757,56891.40410721401,null,null,"Stacks added each year to adjust for perf. degradation and 7 year stack service life to bring beginning of year H2 production to 100% of design capacity."]
[{"$f":"IF(C47<>\"\",'Cash Flow Analysis'!A94,\"\")","v":2067},32,30,{"$f":"SUM('Capital Costs'!$C$16,'Capital Costs'!$C$19,'Capital Costs'!$C$51)","v":3764256.8477772777},{"$f":"+'Carbon Sequestration'!$C$100*(C47<=anal_period)","v":0},4874390.0752964318,36213.144395527757,7714632.8175849644,null,null,"Stacks added each year to adjust for perf. degradation and 7 year stack service life to bring beginning of year H2 production to 100% of design capacity."]
[{"$f":"IF(C48<>\"\",'Cash Flow Analysis'!A95,\"\")","v":2068},33,31,null,{"$f":"+'Carbon Sequestration'!$C$100*(C48<=anal_period)","v":0},0,36213.144395527757,56891.40410721401,null,null,"Stacks added each year to adjust for perf. degradation and 7 year stack service life to bring beginning of year H2 production to 100% of design capacity."]
[{"$f":"IF(C49<>\"\",'Cash Flow Analysis'!A96,\"\")","v":2069},34,32,{"$f":"SUM('Capital Costs'!$C$19)","v":453524.92141894915},{"$f":"+'Carbon Sequestration'!$C$100*(C49<=anal_period)","v":0},587275.91268631711,36213.144395527757,979510.85151417204,null,null,"Stacks added each year to adjust for perf. degradation and 7 year stack service life to bring beginning of year H2 production to 100% of design capacity."]
[{"$f":"IF(C50<>\"\",'Cash Flow Analysis'!A97,\"\")","v":2070},35,33,null,{"$f":"+'Carbon Sequestration'!$C$100*(C50<=anal_period)","v":0},0,36213.144395527757,56891.40410721401,null,null,"Stacks added each year to adjust for perf. degradation and 7 year stack service life to bring beginning of year H2 production to 100% of design capacity."]
[{"$f":"IF(C51<>\"\",'Cash Flow Analysis'!A98,\"\")","v":2071},36,34,{"$f":"SUM('Capital Costs'!$C$19)","v":453524.92141894915},{"$f":"+'Carbon Sequestration'!$C$100*(C51<=anal_period)","v":0},587275.91268631711,36213.144395527757,979510.85151417204,null,null,"Stacks added each year to adjust for perf. degradation and 7 year stack service life to bring beginning of year H2 production to 100% of design capacity."]
[{"$f":"IF(C52<>\"\",'Cash Flow Analysis'!A99,\"\")","v":2072},37,35,null,{"$f":"+'Carbon Sequestration'!$C$100*(C52<=anal_period)","v":0},0,36213.144395527757,56891.40410721401,null,null,"Stacks added each year to adjust for perf. degradation and 7 year stack service life to bring beginning of year H2 production to 100% of design capacity."]
[{"$f":"IF(C53<>\"\",'Cash Flow Analysis'!A100,\"\")","v":2073},38,36,{"$f":"SUM('Capital Costs'!$C$19)","v":453524.92141894915},{"$f":"+'Carbon Sequestration'!$C$100*(C53<=anal_period)","v":0},587275.91268631711,36213.144395527757,979510.85151417204,null,null,"Stacks added each year to adjust for perf. degradation and 7 year stack service life to bring beginning of year H2 production to 100% of design capacity."]
[{"$f":"IF(C54<>\"\",'Cash Flow Analysis'!A101,\"\")","v":2074},39,37,null,{"$f":"+'Carbon Sequestration'!$C$100*(C54<=anal_period)","v":0},0,36213.144395527757,56891.40410721401,null,null,"Stacks added each year to adjust for perf. degradation and 7 year stack service life to bring beginning of year H2 production to 100% of design capacity."]
[{"$f":"IF(C55<>\"\",'Cash Flow Analysis'!A102,\"\")","v":2075},40,38,{"$f":"SUM('Capital Costs'!$C$19)","v":453524.92141894915},{"$f":"+'Carbon Sequestration'!$C$100*(C55<=anal_period)","v":0},587275.91268631711,36213.144395527757,979510.85151417204,null,null,"Stacks added each year to adjust for perf. degradation and 7 year stack service life to bring beginning of year H2 production to 100% of design capacity."]
[{"$f":"IF(C56<>\"\",'Cash Flow Analysis'!A103,\"\")","v":2076},41,39,null,{"$f":"+'Carbon Sequestration'!$C$100*(C56<=anal_period)","v":0},0,36213.144395527757,56891.40410721401,null,null,"Stacks added each year to adjust for perf. degradation and 7 year stack service life to bring beginning of year H2 production to 100% of design capacity."]
[{"$f":"IF(C57<>\"\",'Cash Flow Analysis'!A104,\"\")","v":2077},42,40,null,{"$f":"+'Carbon Sequestration'!$C$100*(C57<=anal_period)","v":0},0,36213.144395527757,56891.40410721401,null,null,"Stacks added each year to adjust for perf. degradation and 7 year stack service life to bring beginning of year H2 production to 100% of design capacity."]

{"sheet":"Capital Costs","index":5,"n_rows":58,"n_cols":8,"rows_kept":58,"cut":false,"hidden":false,"merged":[[10,3,10,7],[11,3,11,7],[7,3,7,7],[1,5,3,7],[6,3,6,7],[8,3,8,7],[9,3,9,7]]}
[]
[null,"Capital Costs"]
[]
[null,null,"Color Key"]
[]
[]
[null,"Design Plant Hydrogen Production (kg/day)",1000,"Capital costs for the design plant (baseline) are entered on this sheet. Use the Plant Scaling sheet to set scaling parameters for scaling up or down in size from the baseline plant. Enter the output kg/day for the plant you wish to analyze on the Input Sheet"]
[null,null,null,"Comments"]
[null,"Basis year for capital costs",{"$f":"BasisYear","v":2005}]
[null,"Enter current year for capital costs",2010]
[null,{"$f":"\"CEPCI Inflator (\"&BasisYear&\" to \"&CurrentYear&\")\"","v":"CEPCI Inflator (2005 to 2010)"},{"$f":"VLOOKUP(CurrentYear,Tbl_PlantCostIndexes,2,FALSE)/VLOOKUP(BasisYear,Tbl_PlantCostIndexes,2,FALSE)","v":1.176420333190944},"The Chemical Engineering Plant Cost Index (CEPCI) is used to adjust the capital cost of the H2 Production facility from the basis year to the current year."]
[null,{"$f":"\"Consumer Price Inflator (\"&CurrentYear&\" to \"&ref_year&\")\"","v":"Consumer Price Inflator (2010 to 2016)"},{"$f":"VLOOKUP(ref_year,DeflatorTable,2,FALSE)/VLOOKUP(CurrentYear,DeflatorTable,2,FALSE)","v":1.100724186648488},"The Consumer Price Inflator (CPI) is used to deflate all dollars from the current year to the Reference Year."]
[]
[null,{"$f":" \"CAPITAL INVESTMENT (Inputs REQUIRED in Basis Year, (\" & BasisYear & \") $)\"","v":"CAPITAL INVESTMENT (Inputs REQUIRED in Basis Year, (2005) $)"}]
[null,"Major pieces/systems of equipment",{"$f":"\"Baseline Uninstalled Costs $\"&BasisYear&\" Dollars\"","v":"Baseline Uninstalled Costs $2005 Dollars"},{"$f":"\"Baseline Uninstalled Costs $\"&ref_year&\" Dollars\"","v":"Baseline Uninstalled Costs $2016 Dollars"},"Installation Cost Factor","Baseline Installed Costs","Comments","Data Source"]
[null,"Plexiglass concentrating and containment system",2811854.5127974846,{"$f":"C16*CEPCIinflator*CPIinflator","v":3641110.6586551662},1,{"$f":"D16*E16","v":3641110.6586551662}]
[null,"Area ratio",null,{"$f":"C17*CEPCIinflator*CPIinflator","v":0},1,{"$f":"D17*E17","v":0}]
[null,"Pressure",null,0,1,0]
[null,"PEC Electrode",453524.92141894915,587275.91268631711,1,587275.91268631711]
[null,"Make-up Water Pump",212.5,275.16929181177335,1,275.16929181177335]
[null,"Manifold Piping",16178.955988396949,20950.361701557824,1,20950.361701557824]
[null,"Collection Piping",4008.4653600000001,5190.6191734740005,1,5190.6191734740005]
[null,"Column Collection Piping",1891.1615184000002,2448.892121034381,1,2448.892121034381]
[null,"Final Collection Piping",430.99999999999994,558.10806950999665,1,558.10806950999665]
[null,null,null,0,null,0]
[null,null,null,0,null,0]
[null,"Condenser",7098,9191.3018036704325,1,9191.3018036704325]
[null,"Manifold Piping   (diameter)",16178.955988396949,20950.361701557824,1,20950.361701557824]
[null,"Collection Piping   (diameter)",4008.4653600000001,5190.6191734740005,1,5190.6191734740005]
[null,"Column Collection Piping   (diameter)",1891.1615184000002,2448.892121034381,1,2448.892121034381]
[null,"Final Collection Piping   (diameter)",430.99999999999994,558.10806950999665,1,558.10806950999665]
[null,null,null,0,1,0]
[null,null,null,0,null,0]
[null,"PLC",3000,3884.7429432250351,1,3884.7429432250351]
[null,"Control Room building",17526.777020447906,22695.674449221235,1,22695.674449221235]
[null,"Control Room Wiring Panel",3000,3884.7429432250351,1,3884.7429432250351]
[null,"Computer and Monitor",1500,1942.3714716125176,1,1942.3714716125176]
[null,"Labview Software",4299,5566.8366376414751,1,5566.8366376414751]
[null,"Water Level Controllers",70674.300254452915,91517.163060284423,1,91517.163060284423]
[null,"Pressure Sensors",6210,8041.4178924758235,1,8041.4178924758235]
[null,"Hydrogen Area Sensors",136800,177144.27821106161,1,177144.27821106161]
[null,"Oxygen Area Sensors",0,0,1,0]
[null,"Hydrogen Flow Meter",5500,7122.0287292458979,1,7122.0287292458979]
[null,"Instrument Wiring",405.86507671341246,525.56049755463891,1,525.56049755463891]
[null,"Power Wiring",202.9325383567062,262.7802487773194,1,262.7802487773194]
[null,"Conduit",6064.9631824339313,7853.6076412932889,1,7853.6076412932889]
[null,null,null,0,1,0]
[null,null,null,0,null,0]
[null,null,null,0,null,0]
[null,"Piping Installation",7945.0579077679413,10288.169213571924,1,10288.169213571924]
[null,"Reactor Foundation & Erection",498877.41356084408,646003.50395494886,1,646003.50395494886]
[null,"Reactor feed install",63.75,82.550787543531996,1,82.550787543531996]
[null,"Gas processing Subassembly install",2129.4,2757.3905411011301,1,2757.3905411011301]
[null,"Control System Install",76555.151421721457,99132.36141768549,1,99132.36141768549]
[null,null,null,0,null,0]
[null,null,null,0,null,0]
[null,null,null,0,null,0]
[null,null,{"$f":"SUM(C16:C57)","v":4158463.7109127655},{"$f":"SUM(D16:D57)","v":5384854.1852085879},null,{"$f":"SUM(F16:F57)","v":5384854.1852085879}]

{"sheet":"Plant Scaling","index":6,"n_rows":55,"n_cols":10,"rows_kept":55,"cut":false,"hidden":false,"merged":[[7,3,7,5],[2,3,2,5],[4,3,4,5],[3,3,3,5],[6,3,6,5],[5,3,5,5]]}
[null,"leave this sheet as is for scaled costs"]
[null,"Plant Scaling Factors"]
[null,"Baseline Design Capacity (kg H2/day)",{"$f":"Baseline_Design_Capacity","v":1000},"Design capacity for original H2A case.  Imported from capital cost sheet"]
[null,"Scale Ratio",{"$f":"design_cap/Baseline_Design_Capacity","v":1},"Ratio of new design capacity (enter on Input Sheet) to the Baseline Design Capacity.  Used for linear scaling"]
[null,"Scale Factor",{"$f":"$G$55/Det_direct_cap","v":1},"Ratio of total scaled installed capital capital cost to total baseline installed capital costs.  Used for exponential scaling."]
[null,"Default Scaling Factor Exponent",0.78,"Scaling factor exponent used for scaling all capital equipment where an individual factor has not been entered below."]
[null,"Lower Limit for Scaling Capacity (kg H2/day)",500,"http://www.chemicals-technology.com/projects/air-products-plant/\n\n"]
[null,"Upper Limit for Scaling Capacity (kg H2/day)",2000,"http://hydrogen.pnl.gov/filedownloads/hydrogen/datasheets/hydrogen_production_capacity_by_state.xls\n"]
[]
[]
[null,{"$f":" \"CAPITAL INVESTMENT (Inputs REQUIRED in Reference Year, (\" & ref_year & \") $)\"","v":"CAPITAL INVESTMENT (Inputs REQUIRED in Reference Year, (2016) $)"}]
[null,"Major pieces/systems of equipment","Baseline Uninstalled Costs","Scaling Factor Exponent","Scaled Uninstalled Costs","Installation Cost Factor","Installed Cost (scaled)","Installed Cost (baseline)","Comments","Data Source"]
[null,{"$f":"'Capital Costs'!B16","v":"Plexiglass concentrating and containment system"},{"$f":"'Capital Costs'!D16","v":3641110.6586551662},null,{"$f":"IF($D13=\"\",$C13*Scale_Ratio^Scaling_Factor_Exponent,$C13*Scale_Ratio^$D13)","v":3641110.6586551662},{"$f":"'Capital Costs'!E16","v":1},{"$f":"$E13*$F13","v":3641110.6586551662},{"$f":"C13*F13","v":3641110.6586551662}]
[null,{"$f":"'Capital Costs'!B17","v":"Area ratio"},{"$f":"'Capital Costs'!D17","v":0},null,{"$f":"IF($D14=\"\",$C14*Scale_Ratio^Scaling_Factor_Exponent,$C14*Scale_Ratio^$D14)","v":0},{"$f":"'Capital Costs'!E17","v":1},{"$f":"$E14*$F14","v":0},{"$f":"C14*F14","v":0}]
[null,{"$f":"'Capital Costs'!B18","v":"Pressure"},{"$f":"'Capital Costs'!D18","v":0},null,0,{"$f":"'Capital Costs'!E18","v":1},0,0]
[null,{"$f":"'Capital Costs'!B19","v":"PEC Electrode"},{"$f":"'Capital Costs'!D19","v":587275.91268631711},null,587275.91268631711,{"$f":"'Capital Costs'!E19","v":1},587275.91268631711,587275.91268631711]
[null,{"$f":"'Capital Costs'!B20","v":"Make-up Water Pump"},{"$f":"'Capital Costs'!D20","v":275.16929181177335},null,275.16929181177335,{"$f":"'Capital Costs'!E20","v":1},275.16929181177335,275.16929181177335]
[null,{"$f":"'Capital Costs'!B21","v":"Manifold Piping"},{"$f":"'Capital Costs'!D21","v":20950.361701557824},null,20950.361701557824,{"$f":"'Capital Costs'!E21","v":1},20950.361701557824,20950.361701557824]
[null,{"$f":"'Capital Costs'!B22","v":"Collection Piping"},{"$f":"'Capital Costs'!D22","v":5190.6191734740005},null,5190.6191734740005,{"$f":"'Capital Costs'!E22","v":1},5190.6191734740005,5190.6191734740005]
[null,{"$f":"'Capital Costs'!B23","v":"Column Collection Piping"},{"$f":"'Capital Costs'!D23","v":2448.892121034381},null,2448.892121034381,{"$f":"'Capital Costs'!E23","v":1},2448.892121034381,2448.892121034381]
[null,{"$f":"'Capital Costs'!B24","v":"Final Collection Piping"},{"$f":"'Capital Costs'!D24","v":558.10806950999665},null,558.10806950999665,{"$f":"'Capital Costs'!E24","v":1},558.10806950999665,558.10806950999665]
[null,{"$f":"'Capital Costs'!B25","v":0},{"$f":"'Capital Costs'!D25","v":0},null,0,{"$f":"'Capital Costs'!E25","v":0},0,{"$f":"C22*F22","v":0}]
[null,{"$f":"'Capital Costs'!B26","v":0},{"$f":"'Capital Costs'!D26","v":0},null,0,{"$f":"'Capital Costs'!E26","v":0},0,0]
[null,{"$f":"'Capital Costs'!B27","v":"Condenser"},{"$f":"'Capital Costs'!D27","v":9191.3018036704325},null,9191.3018036704325,{"$f":"'Capital Costs'!E27","v":1},9191.3018036704325,9191.3018036704325]
[null,{"$f":"'Capital Costs'!B28","v":"Manifold Piping   (diameter)"},{"$f":"'Capital Costs'!D28","v":20950.361701557824},null,20950.361701557824,{"$f":"'Capital Costs'!E28","v":1},20950.361701557824,20950.361701557824]
[null,{"$f":"'Capital Costs'!B29","v":"Collection Piping   (diameter)"},{"$f":"'Capital Costs'!D29","v":5190.6191734740005},null,5190.6191734740005,{"$f":"'Capital Costs'!E29","v":1},5190.6191734740005,5190.6191734740005]
[null,{"$f":"'Capital Costs'!B30","v":"Column Collection Piping   (diameter)"},{"$f":"'Capital Costs'!D30","v":2448.892121034381},null,2448.892121034381,{"$f":"'Capital Costs'!E30","v":1},2448.892121034381,2448.892121034381]
[null,{"$f":"'Capital Costs'!B31","v":"Final Collection Piping   (diameter)"},{"$f":"'Capital Costs'!D31","v":558.10806950999665},null,558.10806950999665,{"$f":"'Capital Costs'!E31","v":1},558.10806950999665,558.10806950999665]
[null,{"$f":"'Capital Costs'!B32","v":0},{"$f":"'Capital Costs'!D32","v":0},null,0,{"$f":"'Capital Costs'!E32","v":1},0,0]
[null,{"$f":"'Capital Costs'!B33","v":0},{"$f":"'Capital Costs'!D33","v":0},null,0,{"$f":"'Capital Costs'!E33","v":0},0,0]
[null,{"$f":"'Capital Costs'!B34","v":"PLC"},{"$f":"'Capital Costs'!D34","v":3884.7429432250351},null,3884.7429432250351,{"$f":"'Capital Costs'!E34","v":1},3884.7429432250351,3884.7429432250351]
[null,{"$f":"'Capital Costs'!B35","v":"Control Room building"},{"$f":"'Capital Costs'!D35","v":22695.674449221235},null,22695.674449221235,{"$f":"'Capital Costs'!E35","v":1},22695.674449221235,22695.674449221235]
[null,{"$f":"'Capital Costs'!B36","v":"Control Room Wiring Panel"},{"$f":"'Capital Costs'!D36","v":3884.7429432250351},null,3884.7429432250351,{"$f":"'Capital Costs'!E36","v":1},3884.7429432250351,3884.7429432250351]
[null,{"$f":"'Capital Costs'!B37","v":"Computer and Monitor"},{"$f":"'Capital Costs'!D37","v":1942.3714716125176},null,1942.3714716125176,{"$f":"'Capital Costs'!E37","v":1},1942.3714716125176,1942.3714716125176]
[null,{"$f":"'Capital Costs'!B38","v":"Labview Software"},{"$f":"'Capital Costs'!D38","v":5566.8366376414751},null,5566.8366376414751,{"$f":"'Capital Costs'!E38","v":1},5566.8366376414751,5566.8366376414751]
[null,{"$f":"'Capital Costs'!B39","v":"Water Level Controllers"},{"$f":"'Capital Costs'!D39","v":91517.163060284423},null,91517.163060284423,{"$f":"'Capital Costs'!E39","v":1},91517.163060284423,91517.163060284423]
[null,{"$f":"'Capital Costs'!B40","v":"Pressure Sensors"},{"$f":"'Capital Costs'!D40","v":8041.4178924758235},null,8041.4178924758235,{"$f":"'Capital Costs'!E40","v":1},8041.4178924758235,8041.4178924758235]
[null,{"$f":"'Capital Costs'!B41","v":"Hydrogen Area Sensors"},{"$f":"'Capital Costs'!D41","v":177144.27821106161},null,177144.27821106161,{"$f":"'Capital Costs'!E41","v":1},177144.27821106161,177144.27821106161]
[null,{"$f":"'Capital Costs'!B42","v":"Oxygen Area Sensors"},{"$f":"'Capital Costs'!D42","v":0},null,0,{"$f":"'Capital Costs'!E42","v":1},0,0]
[null,{"$f":"'Capital Costs'!B43","v":"Hydrogen Flow Meter"},{"$f":"'Capital Costs'!D43","v":7122.0287292458979},null,7122.0287292458979,{"$f":"'Capital Costs'!E43","v":1},7122.0287292458979,7122.0287292458979]
[null,{"$f":"'Capital Costs'!B44","v":"Instrument Wiring"},{"$f":"'Capital Costs'!D44","v":525.56049755463891},null,525.56049755463891,{"$f":"'Capital Costs'!E44","v":1},525.56049755463891,525.56049755463891]
[null,{"$f":"'Capital Costs'!B45","v":"Power Wiring"},{"$f":"'Capital Costs'!D45","v":262.7802487773194},null,262.7802487773194,{"$f":"'Capital Costs'!E45","v":1},262.7802487773194,262.7802487773194]
[null,{"$f":"'Capital Costs'!B46","v":"Conduit"},{"$f":"'Capital Costs'!D46","v":7853.6076412932889},null,7853.6076412932889,{"$f":"'Capital Costs'!E46","v":1},7853.6076412932889,7853.6076412932889]
[null,{"$f":"'Capital Costs'!B47","v":0},{"$f":"'Capital Costs'!D47","v":0},null,0,{"$f":"'Capital Costs'!E47","v":1},0,0]
[null,{"$f":"'Capital Costs'!B48","v":0},{"$f":"'Capital Costs'!D48","v":0},null,0,{"$f":"'Capital Costs'!E48","v":0},0,0]
[null,{"$f":"'Capital Costs'!B49","v":0},{"$f":"'Capital Costs'!D49","v":0},null,0,{"$f":"'Capital Costs'!E49","v":0},0,0]
[null,{"$f":"'Capital Costs'!B50","v":"Piping Installation"},{"$f":"'Capital Costs'!D50","v":10288.169213571924},null,10288.169213571924,{"$f":"'Capital Costs'!E50","v":1},10288.169213571924,10288.169213571924]
[null,{"$f":"'Capital Costs'!B51","v":"Reactor Foundation & Erection"},{"$f":"'Capital Costs'!D51","v":646003.50395494886},null,646003.50395494886,{"$f":"'Capital Costs'!E51","v":1},646003.50395494886,646003.50395494886]
[null,{"$f":"'Capital Costs'!B52","v":"Reactor feed install"},{"$f":"'Capital Costs'!D52","v":82.550787543531996},null,82.550787543531996,{"$f":"'Capital Costs'!E52","v":1},82.550787543531996,82.550787543531996]
[null,{"$f":"'Capital Costs'!B53","v":"Gas processing Subassembly install"},{"$f":"'Capital Costs'!D53","v":2757.3905411011301},null,2757.3905411011301,{"$f":"'Capital Costs'!E53","v":1},2757.3905411011301,2757.3905411011301]
[null,{"$f":"'Capital Costs'!B54","v":"Control System Install"},{"$f":"'Capital Costs'!D54","v":99132.36141768549},null,99132.36141768549,{"$f":"'Capital Costs'!E54","v":1},99132.36141768549,99132.36141768549]
[null,{"$f":"'Capital Costs'!B55","v":0},{"$f":"'Capital Costs'!D55","v":0},null,0,{"$f":"'Capital Costs'!E55","v":0},0,0]
[null,{"$f":"'Capital Costs'!B56","v":0},{"$f":"'Capital Costs'!D56","v":0},null,0,{"$f":"'Capital Costs'!E56","v":0},0,0]
[null,{"$f":"'Capital Costs'!B57","v":0},{"$f":"'Capital Costs'!D57","v":0},null,0,{"$f":"'Capital Costs'!E57","v":0},0,0]
[null,"TOTALS (including scaling)",{"$f":"SUM(C13:C54)","v":5384854.1852085879},null,{"$f":"SUM(E13:E54)","v":5384854.1852085879},null,{"$f":"SUM(G13:G54)","v":5384854.1852085879},{"$f":"SUM(H13:H54)","v":5384854.1852085879}]

{"sheet":"Carbon Sequestration","index":7,"n_rows":107,"n_cols":11,"rows_kept":107,"cut":false,"hidden":false,"merged":[[46,4,46,5],[47,7,47,9],[44,7,44,9],[47,4,47,5],[40,7,40,8],[42,7,42,8],[46,7,46,9],[40,4,40,5],[45,4,45,5],[43,4,43,5],[3,1,3,9],[4,1,4,9],[29,7,29,8],[20,7,20,8],[21,7,21,8],[25,3,25,5],[27,7,27,8],[19,7,19,10],[22,7,22,8],[20,3,20,5],[24,3,24,5],[23,7,23,8],[25,7,25,8],[24,7,24,8],[26,7,26,8],[32,4,32,5],[45,7,45,9],[37,7,37,8],[39,7,39,8],[34,7,34,8],[38,7,38,8],[33,7,33,8],[30,7,30,8],[36,7,36,8],[29,4,29,5],[33,4,33,5],[44,1,44,5],[41,1,41,5],[38,1,38,5],[31,4,31,5],[39,4,39,5],[37,4,37,5],[36,4,36,5],[35,4,35,5],[34,4,34,5],[30,4,30,5],[35,7,35,8],[32,7,32,8]]}
[]
[null,"Carbon Sequestration"]
[]
[null,"Carbon Sequestration Calculation Information"]
[null,"Costs for carbon (CO2) compression, transport to the sequestration site and injection are calculated in this section.  Capital and operating costs for carbon capture are assumed to be included in the capital and operating costs for the production facility and are not included here.  For H2A analysis of hydrogen production processes, it is assumed that only carbon contained in the process feedstock can be captured.  Carbon contained in fuels such as natural gas used for steam generation (i.e., as a utility) cannot be captured.  Therefore, only CO2 emissions from feedstocks are shown below.  CO2 emissions from fuels used as utilities are included in the total emissions from the process shown on the Results sheet.  All feedstocks and utilities should be specified before completing this section.  See the QuickStart Guide for information on the derivation of the equations used in this section."]
[]
[null,"Table of Contents"]
[null,"Color Key"]
[]
[]
[null,"Use default values (checkboxes)"]
[]
[]
[]
[null,"Carbon Sequestration Input Values"]
[null,"Summary of Output Values"]
[null,"Carbon Sequestration Calculations"]
[]
[]
[null,"Carbon Sequestration Information",null,null,null,null,null,"Summary of Output Values \n(CO2 Seq. costs are reported on Results Tab as part of total H2 Production cost)"]
[null,"CO2 Produced from Feedstock (metric tons CO2/year)",{"$f":"Feed_CO2_MTpY","v":0},"CO2 emissions are based on the carbon content of the feed.  See the Physical Properties Table for specific values",null,null,null,"Capital Costs"]
[null,"CO2 Produced from Feedstock (kg CO2/kg H2)",{"$f":"Feed_CO2_kgpkgH2","v":0},null,null,null,null,"CO2 Pipeline",null,{"$f":"SUM(C54:C57)","v":{"$error":"#VALUE!"}}]
[null,"CO2 Mass Flowrate (metric tons/day)",{"$f":"Feed_CO2_MTpY/365*CO2_Capture_Efficiency","v":0},null,null,null,null,"CO2 Pumps",null,{"$f":"C71","v":80988.893635198634}]
[null,"CO2 Mass Flowrate (G metric tons/year)",{"$f":"CO2_flowrate*365/1000000","v":0},null,null,null,null,"CO2 Other Equipment",null,{"$f":"SUM(C82:C83)","v":0}]
[null,"Electricity Cost ($/kWh)",{"$f":"HLOOKUP(startup_year,INDIRECT(TMP_PriceTable),MATCH(\"Industrial Electricity\",INDIRECT(Energy_Feed_List),0),FALSE)*VLOOKUP(\"kWh\",CC_feedconversion,2,FALSE)","v":7.7596976084681746E-2},"Price for industrial electricity in the startup year",null,null,null,"CO2 Storage (annualized)",null,{"$f":"SUM(C93:C95)","v":39831626.153846137}]
[null,"Carbon Sequestration Electricity Usage (kWh/kg H2)",{"$f":"IF(C21=0,0,(pump_power)*cap_factor*24*365/output_kgyear)","v":0},null,null,null,null,null,null,{"$f":"IF(CO2_Capture_Efficiency,SUM(J22:J25),0)","v":0},{"$f":"\"Total (\"&ref_year&\"$)\"","v":"Total (2016$)"}]
[null,null,null,null,null,null,null,"Approx. Uninstalled Equipment Cost",null,{"$f":"IF(CO2_inUse = \"To Use Carbon Sequestration Click 'Link to Detail Sheet' in the Input Sheet Capital Cost Section\",0,(J23+J24)/1.2+J25/1.5+J22)","v":{"$error":"#VALUE!"}}]
[null,"Carbon Sequestration Input Values"]
[null,"Process Design Parameters"]
[null,"Carbon Capture Efficiency (%)",0,null,"Set to 0 to turn off CCS",null,null,"Electrical Costs (annual cost)"]
[null,"CO2 capture process outlet pressure (psia)",14.7,null,"Inlet pressure for CO2 transport (pump suction pressure)",null,null,"CO2 Compressor",null,{"$f":"C74","v":0}]
[null,"Number of Pumps (H2 Production Site + Booster Pumps)",1,null,null,null,null,"CO2 Injection (Site and wells)",null,0]
[null,"Pump Efficiency",0.75,null,null,null,null,"CO2 Pipeline",null,0]
[null,"Pipeline Control System","Yes",null,null,null,null,null,null,{"$f":"SUM(J31:J33)","v":0},{"$f":"\"Total (\"&ref_year&\"$)\"","v":"Total (2016$)"}]
[null,"CO2 Surge Tank","Yes",null,null,null,null,"O&M (annual cost)"]
[null,"Pipeline length (miles)",100,null,null,null,null,"CO2 Capture Credit",null,{"$f":"-Feed_CO2_MTpY*CO2_Capture_Efficiency*CO2_credit","v":0}]
[null,"Pipeline Elevation Change (ft)",0,null,null,null,null,"CO2 Pipeline",null,{"$f":"+C61","v":693420.37890424987}]
[null,"Pipeline Nominal Diameter (in)",{"$f":"Pipe_Diameter(CO2_PipeLength,\n        C67, C66,\n        C37,\n        0.5,\n        CO2_flowrate,\n        CO2_Pipeline_Temp,\n        n_CO2_pumps)","v":{"$error":"#VALUE!"}},null,null,null,null,"CO2 Pumps",null,{"$f":"C78","v":3239.5557454079453}]
[null,"Process Conditions",null,null,null,null,null,"CO2 Other Equipment",null,{"$f":"C86","v":0}]
[null,"Pipeline Temperature (°F)",53,null,"Ground temperature",null,null,"CO2 Storage",null,{"$f":"SUM(C103:C107)","v":2016053.2255769228}]
[null,"CO2 Density (kg/m3)",{"$f":"denPRCO2(0.00005,AVERAGE(C66:C67)/MPa_to_psi,CO2_Pipeline_Temp)","v":865.79471045444359},null,"PR Equation of state:  ρCO2 = denPRCO2(vCO2-init, Pave, TPipeline)",null,null,null,null,{"$f":"IF(CO2_Capture_Efficiency>0,SUM(J36:J40),0)","v":0},{"$f":"\"Total  (\"&ref_year&\"$)\"","v":"Total  (2016$)"}]
[null,"Other Considerations"]
[null,"CO2 capture credit ($/metric ton CO2 captured)",0,null,null,null,null,"Property tax and insurance",null,{"$f":"Det_CO2_seq*tax_ins_rate","v":0},{"$f":"+K41","v":"Total  (2016$)"}]
[null,"Operation and maintenance factor for equipment (pumps, etc.)",0.04]
[null,"Finance Parameters",null,null,null,null,null,"Carbon Sequestration Energy Charge ($/tonne CO2)",null,null,{"$f":"ROUND(CO2_eCostpY/(Feed_CO2_MTpY*CO2_Capture_Efficiency),1)","v":{"$error":"#DIV/0!"}}]
[null,"After Tax Real Capital Recovery Factor",{"$f":"(real_irr*(1+real_irr)^anal_period)/(((real_irr+1)^anal_period)-1)","v":8.3860161500585326E-2},null,null,null,null,"Carbon Sequestration O&M Charge ($/tonne CO2)",null,null,{"$f":"ROUND((Det_CO2_OandMcost+ CCS_tax_insurance)/(Feed_CO2_MTpY*CO2_Capture_Efficiency),1)","v":{"$error":"#DIV/0!"}}]
[null,"Real Present Value of Depreciation",{"$f":"INDEX(MACRS_Table,MATCH(\"NPV - Real IRR\",recovery_year,0),MATCH(depr_length,recovery_period,0))*(1+real_irr)","v":0.54674112188719604},null,null,null,null,"Approx Carbon Seq. Cap. Charge ($/tonne CO2)",null,null,{"$f":"ROUND((Det_CO2_seq+(-PV(nominal_irr,plant_life,C100)*(1+nominal_irr)))*CO2_cap_charge_rate/(Feed_CO2_MTpY*CO2_Capture_Efficiency),1)","v":{"$error":"#DIV/0!"}}]
[null,"Approx Capital Charge Rate",{"$f":"(CO2_cap_rec*(1-total_tax_rate*CO2_depr_factor))/(1-total_tax_rate)","v":9.7035312812405017E-2},null,null,null,null,"Total transportation and storage cost (w/o capture)",null,null,{"$f":"SUM(K45:K47)","v":{"$error":"#DIV/0!"}}]
[]
[null,"Carbon Transport Calculations"]
[null,{"$f":"\"CO2 Pipeline Costs (\"&ref_year&\" USD)\"","v":"CO2 Pipeline Costs (2016 USD)"},null,"Units","Notes / References"]
[null,"Capital Costs "]
[null,"Adjustment factor (Natural Gas Pipeline -> CO2 Pipeline)",{"$f":"IF(CO2_PipeDia>20,1.25, IF(CO2_PipeDia>16,1.18,IF(CO2_PipeDia>12,1.12,1)))","v":{"$error":"#VALUE!"}},null,"CCost_Type = a0 + L * (a1 * D2 + a2 * D + a3) based on NETL CO2 Transport Model which uses Parker (2004) UCD-ITS-RR-04-35  basis"]
[null,"Material Capital",{"$f":"(35000+CO2_PipeLength*(330.5*CO2_PipeDia^2+687*CO2_PipeDia+26960))*NG_to_CO2Pipeline*VLOOKUP(ref_year,Tbl_PlantCostIndexes,2)/VLOOKUP(2000,Tbl_PlantCostIndexes,2)","v":{"$error":"#VALUE!"}},{"$f":"ref_year&\"$\"","v":"2016$"},"a0 = 35,000 $;   a1 = 330.5 $/mi-in2;   a2 = 687 $/mi-in;   a3 = 26,960 $/mi   (coefficient basis is 2000$)"]
[null,"Labor",{"$f":"(185000+CO2_PipeLength*(343*CO2_PipeDia^2+2074*CO2_PipeDia+170013))*NG_to_CO2Pipeline*VLOOKUP(ref_year,Tbl_labor_indexes,2)/VLOOKUP(2000,Tbl_labor_indexes,2)","v":{"$error":"#VALUE!"}},{"$f":"ref_year&\"$\"","v":"2016$"},"a0 = 185,000 $;   a1 = 343 $/mi-in2;   a2 = 2,074 $/mi-in;   a3 = 170,013 $/mi   (coefficient basis is 2000$)"]
[null,"Right of Way and Damages",{"$f":"(40000+CO2_PipeLength*(0*CO2_PipeDia^2+577*CO2_PipeDia+29788))*NG_to_CO2Pipeline*(VLOOKUP(ref_year,DeflatorTable,2)/VLOOKUP(2000,DeflatorTable,2))","v":{"$error":"#VALUE!"}},{"$f":"ref_year&\"$\"","v":"2016$"},"a0 = 40,000 $;   a1 = 0 $/mi-in2;   a2 = 577 $/mi-in;   a3 = 29,788 $/mi   (coefficient basis is 2000$)"]
[null,"Miscellaneous (Surveying, engineering, supervision, etc.)",{"$f":"(95000+CO2_PipeLength*(0*CO2_PipeDia^2+8417*CO2_PipeDia+7324))*NG_to_CO2Pipeline*VLOOKUP(ref_year,DeflatorTable,2)/VLOOKUP(2000,DeflatorTable,2)","v":{"$error":"#VALUE!"}},{"$f":"ref_year&\"$\"","v":"2016$"},"a0 = 95,000 $;   a1 = 0 $/mi-in2;   a2 = 8,417 $/mi-in;   a3 = 7,324 $/mi   (coefficient basis is 2000$)"]
[null,"Pipeline Capital Cost Per Mile",{"$f":"SUM(C54:C57)/CO2_PipeLength","v":{"$error":"#VALUE!"}},{"$f":"ref_year&\"$/mile\"","v":"2016$/mile"}]
[]
[null,"O&M Costs"]
[null,"Pipeline cost of $5000/mi-yr",{"$f":"5000*CO2_PipeLength*(VLOOKUP(ref_year,Tbl_PlantCostIndexes,2)/VLOOKUP(1999,Tbl_PlantCostIndexes,2))","v":693420.37890424987},{"$f":"ref_year&\"$/year\"","v":"2016$/year"},"Based on NETL CO2 Transport Model which uses Bock (2003) basis. $5000/mi-yr is based in 1999$"]
[]
[]
[null,"CO2 Pump Costs"]
[null,"Capital Costs"]
[null,"Inlet Pressure",{"$f":"CO2_Pin_psia","v":14.7},"psia"]
[null,"Outlet Pressure",{"$f":"15*MPa_to_psi","v":2175.5700000000002},"psia"]
[null,"Pump Power",{"$f":"(1000*1000000*0.001/ (24*3600))*(CO2_flowrate/cap_factor*(C67-C66)/MPa_to_psi)/(C41*Pump_Eff)","v":0},"kW","Wpump = ((1e3 kg/t * 1e6 Pa/MPa * 1e-3 kW/W)  / (24*3600 s/day))*qmax*dPpump/(ηpump*ρCO2)   from NETL CO2 Transport Model"]
[null,"Pump Fixed Cost ",{"$f":"70000*VLOOKUP(ref_year,Tbl_PlantCostIndexes,2)/VLOOKUP(2005,Tbl_PlantCostIndexes,2)","v":80988.893635198634},{"$f":"ref_year&\"$\"","v":"2016$"},"Fixed cost of $70,000 (2005$) from NETL CO2 Transport Model which uses McCollum & Ogden (2006) UCD-ITS-RR-06-14 basis"]
[null,"Pump Variable Cost",{"$f":"1110*C68*VLOOKUP(ref_year,Tbl_PlantCostIndexes,2)/VLOOKUP(2005,Tbl_PlantCostIndexes,2)","v":0},{"$f":"ref_year&\"$\"","v":"2016$"},"Cost of $1,110/kW (2005$) from NETL CO2 Transport Model which uses McCollum & Ogden (2006) UCD-ITS-RR-06-14 basis"]
[null,"Pump Capital Cost",{"$f":"SUM(C69:C70)","v":80988.893635198634},{"$f":"ref_year&\"$\"","v":"2016$"},"Cpump = (Cpump_fix + Cpump_var * Wpump)"]
[]
[null,"Electricity Costs"]
[null,"Ecomp = elec cost*Wcomp*(capacity factor*24*365)*n_pumps",{"$f":"CO2_eCost*pump_power*cap_factor*24*365*n_CO2_pumps","v":0},{"$f":"startup_year&\"$/year\"","v":"2040$/year"},"$/yr (start-up year electricity cost)"]
[null,"Electricity consumption",{"$f":"pump_power*cap_factor*24*365*n_CO2_pumps/output_kgyear","v":0},"kWh/kg H2"]
[]
[null,"O&M Costs"]
[null,"(Total Other Equipment Cost) * O&M Factor",{"$f":"C71*CO2_MaintFactor","v":3239.5557454079453},{"$f":"ref_year&\"$/year\"","v":"2016$/year"}]
[]
[null,"CO2 Other Equipment Costs"]
[null,"Capital Costs"]
[null,"CO2 Surge Tank",{"$f":"IF(C35=\"yes\",701600*(CO2_flowrate_GTpY/3.2)^Scaling_Factor_Exponent*(VLOOKUP(ref_year,Tbl_PlantCostIndexes,2)/VLOOKUP(2000,Tbl_PlantCostIndexes,2)),0)","v":0},{"$f":"ref_year&\"$\"","v":"2016$"},"Based on NETL CO2 Transport Model which uses NETL (2010) DOE/NETL-2010/1447 basis. Original cost is in 2000$"]
[null,"Pipeline Process Control System",{"$f":"IF(C34=\"yes\",94000*(CO2_flowrate_GTpY/3.2)^Scaling_Factor_Exponent*(VLOOKUP(ref_year,Tbl_PlantCostIndexes,2)/VLOOKUP(2000,Tbl_PlantCostIndexes,2)),0)","v":0},{"$f":"ref_year&\"$\"","v":"2016$"},"Based on NETL CO2 Transport Model which uses NETL (2010) DOE/NETL-2010/1447 basis. Original cost is in 2000$"]
[]
[null,"O&M Costs"]
[null,"(Total Other Equipment Cost) * O&M Factor",{"$f":"SUM(C82:C83)*CO2_MaintFactor","v":0},{"$f":"ref_year&\"$/year\"","v":"2016$/year"}]
[]
[]
[null,"Carbon Storage (Saline) Calculations"]
[null,"CO2 Storage Cost Breakdown (2007 USD)",null,"Units","Notes / References"]
[null,"CEPC Inflation Adj: 2008->2005",{"$f":"VLOOKUP(2005,DeflatorTable,2)/VLOOKUP(2008,DeflatorTable,2)","v":0.92676070528967247}]
[null,{"$f":"\"Capital Costs by Stage (Annual Cost of \"&plant_life&\" year project in \"&ref_year&\"$)\"","v":"Capital Costs by Stage (Annual Cost of 40 year project in 2016$)"},null,null,"Based on NETL CO2 Saline Storage Cost Model -- P50 correlation determined (2008$) as function of CO2 flowrate for each stage of cost"]
[null,"Regional Evaluation",{"$f":"94000*VLOOKUP(ref_year,Tbl_labor_indexes,2)/VLOOKUP(2008,Tbl_labor_indexes,2)","v":109497.94871794869},{"$f":"ref_year&\"$\"","v":"2016$"}]
[null,"Site Characterization",{"$f":"(-16600*CO2_flowrate_GTpY^2+53500*CO2_flowrate_GTpY+20300)*1000*VLOOKUP(ref_year,Tbl_labor_indexes,2)/VLOOKUP(2008,Tbl_labor_indexes,2)","v":23646897.435897429},{"$f":"ref_year&\"$\"","v":"2016$"}]
[null,"Permitting",{"$f":" (-400*CO2_flowrate_GTpY^2 + 2200*CO2_flowrate_GTpY + 13800)*1000*VLOOKUP(ref_year,Tbl_labor_indexes,2)/VLOOKUP(2008,Tbl_labor_indexes,2)","v":16075230.769230762},{"$f":"ref_year&\"$\"","v":"2016$"}]
[]
[null,"Ongoing Capital Expences"]
[null,"Operations",{"$f":"(-36000*CO2_flowrate_GTpY^2+224000*CO2_flowrate_GTpY+47000)*1000*(VLOOKUP(ref_year,Tbl_labor_indexes,2)/VLOOKUP(2008,Tbl_labor_indexes,2))/plant_life","v":1368724.3589743585},{"$f":"ref_year&\"$/year\"","v":"2016$/year"}]
[null,"Post Injection Site Care & Site Closure",{"$f":"(-18000*CO2_flowrate_GTpY^2 + 183000*CO2_flowrate_GTpY+ 40000)*1000*(VLOOKUP(ref_year,Tbl_labor_indexes,2)/VLOOKUP(2008,Tbl_labor_indexes,2))/plant_life","v":1164871.7948717945},{"$f":"ref_year&\"$/year\"","v":"2016$/year"}]
[null,"Total ongoing capital expenses",{"$f":"+IF(CO2_Capture_Efficiency,SUM(C98:C99),0)","v":0},{"$f":"ref_year&\"$/year\"","v":"2016$/year"}]
[]
[null,"Expense Costs by Stage"]
[null,"Regional Evaluation",{"$f":"0*(VLOOKUP(ref_year,Tbl_labor_indexes,2)/VLOOKUP(2008,Tbl_labor_indexes,2))","v":0},{"$f":"ref_year&\"$/year\"","v":"2016$/year"}]
[null,"Site Characterization",{"$f":"395000*(VLOOKUP(ref_year,Tbl_labor_indexes,2)/VLOOKUP(2008,Tbl_labor_indexes,2))/plant_life","v":11503.108974358973},{"$f":"ref_year&\"$/year\"","v":"2016$/year"}]
[null,"Permitting",{"$f":"100000*(VLOOKUP(ref_year,Tbl_labor_indexes,2)/VLOOKUP(2008,Tbl_labor_indexes,2))/plant_life","v":2912.1794871794864},{"$f":"ref_year&\"$/year\"","v":"2016$/year"}]
[null,"Operations ",{"$f":" (-30000*CO2_flowrate_GTpY^2 + 143000*CO2_flowrate_GTpY + 41000)*1000*(VLOOKUP(ref_year,Tbl_labor_indexes,2)/VLOOKUP(2008,Tbl_labor_indexes,2))/plant_life","v":1193993.5897435895},{"$f":"ref_year&\"$/year\"","v":"2016$/year"}]
[null,"Post Injection Site Care & Site Closure",{"$f":"(111200*CO2_flowrate_GTpY+27733.33)*1000*(VLOOKUP(ref_year,Tbl_labor_indexes,2)/VLOOKUP(2008,Tbl_labor_indexes,2))/plant_life","v":807644.34737179463},{"$f":"ref_year&\"$/year\"","v":"2016$/year"}]

{"sheet":"Results","index":8,"n_rows":121,"n_cols":9,"rows_kept":121,"cut":false,"hidden":false,"merged":[[107,1,107,2],[85,1,85,2],[58,1,58,2],[76,1,76,2],[77,1,77,2],[78,1,78,2],[79,1,79,2],[89,1,89,2],[87,1,87,2],[82,1,82,2],[83,1,83,2],[84,1,84,2],[88,1,88,2],[16,5,16,7],[22,5,22,7],[29,1,29,2],[51,1,51,2],[92,1,92,2]]}
[]
[null,"Table of Contents"]
[null,"Specific Item Cost Calculation"]
[null,"Energy Data"]
[null,"Production Process Energy Efficiency"]
[null,"Upstream Energy Usage"]
[null,"Emissions Summary"]
[null,"Production Process GHG Emissions Summary"]
[null,"Production Process GHG Emissions"]
[null,"Upstream GHG Emissions"]
[]
[null,"H2a Analysis Results"]
[]
[null,"COST RESULTS"]
[null,"Lang Factor",{"$f":"total_cap/(ProcEqpCap+IF(CO2_Capture_Efficiency>0,CCSEqpCap,0))","v":1.3872166387668436}]
[]
[null,"Specific Item Cost Calculation",null,null,null,{"$f":"IF(CO2_inUse = \"Carbon Sequestration\",\"Approximate Carbon Sequestration Costs*\",\"Carbon Sequestration is not included in this case\")","v":"Approximate Carbon Sequestration Costs*"}]
[null,"Cost Component","Cost Contribution ($/kg)","Percentage of H2 Cost",null,"Cost Component","Cost Contribution ($/ kg H2)","Cost Contribution ($/ tonne CO2 Sequestered)"]
[null,"Capital Costs",{"$f":"'Cash Flow Analysis'!D119","v":3.4952231387548971},{"$f":"'Cash Flow Analysis'!C119","v":0.81902123263137783},null,"Capital Costs",{"$f":"IF(CO2_inUse = \"Carbon Sequestration\",ROUND((Det_CO2_seq+CO2_aprx_indCap)*CO2_cap_charge_rate/output_kgyear,2),\"\")","v":0},{"$f":"IF(CO2_inUse = \"Carbon Sequestration\",CO2_capptonneCO2,\"\")","v":{"$error":"#DIV/0!"}}]
[null,"Decommissioning Costs",{"$f":"'Cash Flow Analysis'!D120","v":8.5941355972066133E-3},{"$f":"'Cash Flow Analysis'!C120","v":2.0138283739826656E-3},null,"O&M Cost",{"$f":"IF(CO2_inUse = \"Carbon Sequestration\",ROUND(Det_CO2_OandMcost/output_kgyear,2),\"\")","v":0},{"$f":"IF(CO2_inUse = \"Carbon Sequestration\",CO2_OandMptonneCO2,\"\")","v":{"$error":"#DIV/0!"}}]
[null,"Fixed O&M",{"$f":"'Cash Flow Analysis'!D121","v":0.74547705829533584},{"$f":"'Cash Flow Analysis'!C121","v":0.1746845666056559},null,"Energy Cost",{"$f":"IF(CO2_inUse = \"Carbon Sequestration\",ROUND(CO2_eCostpY/output_kgyear,2),\"\")","v":0},{"$f":"IF(CO2_inUse = \"Carbon Sequestration\",CO2_energyptonneCO2,\"\")","v":{"$error":"#DIV/0!"}}]
[null,"Feedstock Costs",{"$f":"'Cash Flow Analysis'!D122","v":1.2642866437380175E-2},{"$f":"'Cash Flow Analysis'!C122","v":2.9625507850195988E-3},null,"Total",{"$f":"SUM(G19:G21)","v":0},{"$f":"SUM(H19:H21)","v":{"$error":"#DIV/0!"}}]
[null,"Other Raw Material Costs",{"$f":"'Cash Flow Analysis'!D123","v":0},{"$f":"'Cash Flow Analysis'!C123","v":0},null,"*Carbon sequestration costs presented in this table do not include carbon capture capital and operating costs."]
[null,"Byproduct Credits",{"$f":"'Cash Flow Analysis'!D124","v":0},{"$f":"'Cash Flow Analysis'!C124","v":0}]
[null,"Other Variable Costs (including utilities)",{"$f":"'Cash Flow Analysis'!D125","v":5.6238841917779E-3},{"$f":"'Cash Flow Analysis'!C125","v":1.3178216039639974E-3}]
[null,"Total",{"$f":"SUM(C19:C25)","v":4.2675610832765969}]
[]
[null,"ENERGY"]
[]
[null,"Energy Data"]
[null,"Feedstock","Energy Input (GJ/kg H2)","Energy Input (kWh/kg H2)","LHV (GJ/usage unit)","Usage (/kg H2)","Unit","Unit System Conversion Factor","Real levelized cost"]
[null,{"$f":"IF('Cash Flow Analysis'!$B$131=0,\"\",'Cash Flow Analysis'!$B$131)","v":"Industrial Electricity"},{"$f":"IF($B$32=\"\",\"\",$E$32*$F$32*$H$32)","v":5.7599999999999991E-4},{"$f":"IF($B32=\"\",\"\",$C32*1000*MJ_to_kWh)","v":0.16},{"$f":"IF($B$32<>\"\",VLOOKUP($B$32,MASTER_PROPERTY_TABLE,MATCH(\"H2A LHV (GJ/ H2A usage input unit)\",key_MPTable,0),FALSE),\"\")","v":3.5999999999999995E-3},{"$f":"IF('Cash Flow Analysis'!$B$133=\"\",\"\",'Cash Flow Analysis'!$B$133)","v":0.16},{"$f":"IF($B$32<>\"\",VLOOKUP($B$32,MASTER_PROPERTY_TABLE,MATCH(\"H2A Usage Input Unit/ kg H2\",key_MPTable,0),FALSE),\"\")","v":"kWh"},{"$f":"IF($B32=\"\",\"\",IF(VLOOKUP($B32,MASTER_PROPERTY_TABLE,MATCH(\"Unit System\",key_MPTable,0),FALSE)=\"English\",mmBTU_to_GJ,1))","v":1},{"$f":"+'Cash Flow Analysis'!$B$233","v":8.2049121479903217E-2}]
[null,{"$f":"IF('Cash Flow Analysis'!$C$131=0,\"\",'Cash Flow Analysis'!$C$131)","v":""},{"$f":"IF($B$33=\"\",\"\",$E$33*$F$33*$H$33)","v":""},{"$f":"IF($B33=\"\",\"\",$C33*1000*MJ_to_kWh)","v":""},{"$f":"IF($B$33<>\"\",VLOOKUP($B$33,MASTER_PROPERTY_TABLE,MATCH(\"H2A LHV (GJ/ H2A usage input unit)\",key_MPTable,0),FALSE),\"\")","v":""},{"$f":"IF('Cash Flow Analysis'!$C$133=\"\",\"\",'Cash Flow Analysis'!$C$133)","v":""},{"$f":"IF($B$33<>\"\",VLOOKUP($B$33,MASTER_PROPERTY_TABLE,MATCH(\"H2A Usage Input Unit/ kg H2\",key_MPTable,0),FALSE),\"\")","v":""},{"$f":"IF($B$33=\"\",\"\",IF(VLOOKUP($B$33,MASTER_PROPERTY_TABLE,MATCH(\"Unit System\",key_MPTable,0),FALSE)=\"English\",mmBTU_to_GJ,1))","v":""},{"$f":"+'Cash Flow Analysis'!$C$233","v":""}]
[null,{"$f":"IF('Cash Flow Analysis'!$D$131=0,\"\",'Cash Flow Analysis'!$D$131)","v":""},{"$f":"IF($B$34=\"\",\"\",$E$34*$F$34*$H$34)","v":""},{"$f":"IF($B34=\"\",\"\",$C34*1000*MJ_to_kWh)","v":""},{"$f":"IF($B$34<>\"\",VLOOKUP($B$34,MASTER_PROPERTY_TABLE,MATCH(\"H2A LHV (GJ/ H2A usage input unit)\",key_MPTable,0),FALSE),\"\")","v":""},{"$f":"IF('Cash Flow Analysis'!$D$133=\"\",\"\",'Cash Flow Analysis'!$D$133)","v":""},{"$f":"IF($B$34<>\"\",VLOOKUP($B$34,MASTER_PROPERTY_TABLE,MATCH(\"H2A Usage Input Unit/ kg H2\",key_MPTable,0),FALSE),\"\")","v":""},{"$f":"IF($B$34=\"\",\"\",IF(VLOOKUP($B$34,MASTER_PROPERTY_TABLE,MATCH(\"Unit System\",key_MPTable,0),FALSE)=\"English\",mmBTU_to_GJ,1))","v":""},{"$f":"+'Cash Flow Analysis'!$D$233","v":""}]
[null,{"$f":"IF('Cash Flow Analysis'!$E$131=0,\"\",'Cash Flow Analysis'!$E$131)","v":""},{"$f":"IF($B$35=\"\",\"\",$E$35*$F$35*$H$35)","v":""},{"$f":"IF($B35=\"\",\"\",$C35*1000*MJ_to_kWh)","v":""},{"$f":"IF($B$35<>\"\",VLOOKUP($B$35,MASTER_PROPERTY_TABLE,MATCH(\"H2A LHV (GJ/ H2A usage input unit)\",key_MPTable,0),FALSE),\"\")","v":""},{"$f":"IF('Cash Flow Analysis'!$E$133=\"\",\"\",'Cash Flow Analysis'!$E$133)","v":""},{"$f":"IF($B$35<>\"\",VLOOKUP($B$35,MASTER_PROPERTY_TABLE,MATCH(\"H2A Usage Input Unit/ kg H2\",key_MPTable,0),FALSE),\"\")","v":""},{"$f":"IF($B$35=\"\",\"\",IF(VLOOKUP($B$35,MASTER_PROPERTY_TABLE,MATCH(\"Unit System\",key_MPTable,0),FALSE)=\"English\",mmBTU_to_GJ,1))","v":""},{"$f":"+'Cash Flow Analysis'!$E$233","v":""}]
[null,"Utility"]
[null,{"$f":"IF('Cash Flow Analysis'!$F$131=0,\"\",'Cash Flow Analysis'!$F$131)","v":""},{"$f":"IF($B$37=\"\",\"\",$E$37*$F$37*$H$37)","v":""},{"$f":"IF($B37=\"\",\"\",$C37*1000*MJ_to_kWh)","v":""},{"$f":"IF($B37<>\"\",VLOOKUP($B37,MASTER_PROPERTY_TABLE,MATCH(\"H2A LHV (GJ/ H2A usage input unit)\",key_MPTable,0),FALSE),\"\")","v":""},{"$f":"IF('Cash Flow Analysis'!$F$133=\"\",\"\",'Cash Flow Analysis'!$F$133)","v":""},{"$f":"IF($B$37<>\"\",VLOOKUP($B$37,MASTER_PROPERTY_TABLE,MATCH(\"H2A Usage Input Unit/ kg H2\",key_MPTable,0),FALSE),\"\")","v":""},{"$f":"IF($B$37=\"\",\"\",IF(VLOOKUP($B$37,MASTER_PROPERTY_TABLE,MATCH(\"Unit System\",key_MPTable,0),FALSE)=\"English\",mmBTU_to_GJ,1))","v":""},{"$f":"+'Cash Flow Analysis'!$F$233","v":""}]
[null,{"$f":"IF('Cash Flow Analysis'!$G$131=0,\"\",'Cash Flow Analysis'!$G$131)","v":""},{"$f":"IF($B$38=\"\",\"\",$E$38*$F$38*$H$38)","v":""},{"$f":"IF($B38=\"\",\"\",$C38*1000*MJ_to_kWh)","v":""},{"$f":"IF($B38<>\"\",VLOOKUP($B38,MASTER_PROPERTY_TABLE,MATCH(\"H2A LHV (GJ/ H2A usage input unit)\",key_MPTable,0),FALSE),\"\")","v":""},{"$f":"IF('Cash Flow Analysis'!$G$133=\"\",\"\",'Cash Flow Analysis'!$G$133)","v":""},{"$f":"IF($B$38<>\"\",VLOOKUP($B$38,MASTER_PROPERTY_TABLE,MATCH(\"H2A Usage Input Unit/ kg H2\",key_MPTable,0),FALSE),\"\")","v":""},{"$f":"IF($B$38=\"\",\"\",IF(VLOOKUP($B$38,MASTER_PROPERTY_TABLE,MATCH(\"Unit System\",key_MPTable,0),FALSE)=\"English\",mmBTU_to_GJ,1))","v":""},{"$f":"+'Cash Flow Analysis'!$G$233","v":""}]
[null,{"$f":"IF('Cash Flow Analysis'!$H$131=0,\"\",'Cash Flow Analysis'!$H$131)","v":""},{"$f":"IF($B$39=\"\",\"\",$E$39*$F$39*$H$39)","v":""},{"$f":"IF($B39=\"\",\"\",$C39*1000*MJ_to_kWh)","v":""},{"$f":"IF($B39<>\"\",VLOOKUP($B39,MASTER_PROPERTY_TABLE,MATCH(\"H2A LHV (GJ/ H2A usage input unit)\",key_MPTable,0),FALSE),\"\")","v":""},{"$f":"IF('Cash Flow Analysis'!$H$133=\"\",\"\",'Cash Flow Analysis'!$H$133)","v":""},{"$f":"IF($B$39<>\"\",VLOOKUP($B$39,MASTER_PROPERTY_TABLE,MATCH(\"H2A Usage Input Unit/ kg H2\",key_MPTable,0),FALSE),\"\")","v":""},{"$f":"IF($B$39=\"\",\"\",IF(VLOOKUP($B$39,MASTER_PROPERTY_TABLE,MATCH(\"Unit System\",key_MPTable,0),FALSE)=\"English\",mmBTU_to_GJ,1))","v":""},{"$f":"+'Cash Flow Analysis'!$H$233","v":""}]
[null,{"$f":"IF('Cash Flow Analysis'!$I$131=0,\"\",'Cash Flow Analysis'!$I$131)","v":""},{"$f":"IF($B$40=\"\",\"\",$E$40*$F$40*$H$40)","v":""},{"$f":"IF($B40=\"\",\"\",$C40*1000*MJ_to_kWh)","v":""},{"$f":"IF($B40<>\"\",VLOOKUP($B40,MASTER_PROPERTY_TABLE,MATCH(\"H2A LHV (GJ/ H2A usage input unit)\",key_MPTable,0),FALSE),\"\")","v":""},{"$f":"IF('Cash Flow Analysis'!$I$133=\"\",\"\",'Cash Flow Analysis'!$I$133)","v":""},{"$f":"IF($B$40<>\"\",VLOOKUP($B$40,MASTER_PROPERTY_TABLE,MATCH(\"H2A Usage Input Unit/ kg H2\",key_MPTable,0),FALSE),\"\")","v":""},{"$f":"IF($B$40=\"\",\"\",IF(VLOOKUP($B$40,MASTER_PROPERTY_TABLE,MATCH(\"Unit System\",key_MPTable,0),FALSE)=\"English\",mmBTU_to_GJ,1))","v":""},{"$f":"+'Cash Flow Analysis'!$I$233","v":""}]
[null,"Carbon Sequestration"]
[null,{"$f":"IF('Cash Flow Analysis'!$J$131=0,\"\",'Cash Flow Analysis'!$J$131)","v":""},{"$f":"IF($B$42=\"\",\"\",$E$42*$F$42*$H$42)","v":""},{"$f":"IF($B42=\"\",\"\",$C42*1000*MJ_to_kWh)","v":""},{"$f":"IF($B42<>\"\",VLOOKUP($B42,MASTER_PROPERTY_TABLE,MATCH(\"H2A LHV (GJ/ H2A usage input unit)\",key_MPTable,0),FALSE),\"\")","v":""},{"$f":"CO2_CashFlow_eUse","v":0},{"$f":"IF($B$42<>\"\",VLOOKUP($B$42,MASTER_PROPERTY_TABLE,MATCH(\"H2A Usage Input Unit/ kg H2\",key_MPTable,0),FALSE),\"\")","v":""},{"$f":"IF($B42=\"\",\"\",IF(VLOOKUP($B42,MASTER_PROPERTY_TABLE,MATCH(\"Unit System\",key_MPTable,0),FALSE)=\"English\",mmBTU_to_GJ,1))","v":""}]
[null,null,"Energy Output (GJ/kg H2)","Energy Output (kWh/kg H2)","LHV (GJ/usage unit)","Production (/kg H2)","Unit","Unit System Conversion Factor"]
[null,"Hydrogen (1 kg)",{"$f":"kgH2_to_GJ","v":0.12021163829516093},{"$f":"IF($B44=\"\",\"\",$C44*1000*MJ_to_kWh)","v":33.392121748655818},{"$f":"kgH2_to_GJ","v":0.12021163829516093},1,"kg",1]
[]
[null,"Byproducts"]
[null,{"$f":"IF('Cash Flow Analysis'!$K$131=0,\"\",'Cash Flow Analysis'!$K$131)","v":""},{"$f":"IF($B$47=\"\",\"\",$E$47*$F$47*$H$47)","v":""},{"$f":"IF($B47=\"\",\"\",$C47*1000*MJ_to_kWh)","v":""},{"$f":"IF($B47<>\"\",VLOOKUP($B47,MASTER_PROPERTY_TABLE,MATCH(\"H2A LHV (GJ/ H2A usage input unit)\",key_MPTable,0),FALSE),\"\")","v":""},{"$f":"IF('Cash Flow Analysis'!$K$133=\"\",\"\",'Cash Flow Analysis'!$K$133)","v":""},{"$f":"IF($B$47<>\"\",VLOOKUP($B$47,MASTER_PROPERTY_TABLE,MATCH(\"H2A Usage Input Unit/ kg H2\",key_MPTable,0),FALSE),\"\")","v":""},{"$f":"IF($B$47=\"\",\"\",IF(VLOOKUP($B$47,MASTER_PROPERTY_TABLE,MATCH(\"Unit System\",key_MPTable,0),FALSE)=\"English\",mmBTU_to_GJ,1))","v":""},{"$f":"+'Cash Flow Analysis'!$K$233","v":""}]
[null,{"$f":"IF('Cash Flow Analysis'!$L$131=0,\"\",'Cash Flow Analysis'!$L$131)","v":""},{"$f":"IF($B$48=\"\",\"\",$E$48*$F$48*$H$48)","v":""},{"$f":"IF($B48=\"\",\"\",$C48*1000*MJ_to_kWh)","v":""},{"$f":"IF($B48<>\"\",VLOOKUP($B48,MASTER_PROPERTY_TABLE,MATCH(\"H2A LHV (GJ/ H2A usage input unit)\",key_MPTable,0),FALSE),\"\")","v":""},{"$f":"IF('Cash Flow Analysis'!$L$133=\"\",\"\",'Cash Flow Analysis'!$L$133)","v":""},{"$f":"IF($B$48<>\"\",VLOOKUP($B$48,MASTER_PROPERTY_TABLE,MATCH(\"H2A Usage Input Unit/ kg H2\",key_MPTable,0),FALSE),\"\")","v":""},{"$f":"IF($B$48=\"\",\"\",IF(VLOOKUP($B$48,MASTER_PROPERTY_TABLE,MATCH(\"Unit System\",key_MPTable,0),FALSE)=\"English\",mmBTU_to_GJ,1))","v":""},{"$f":"+'Cash Flow Analysis'!$L$233","v":""}]
[null,{"$f":"IF('Cash Flow Analysis'!$M$131=0,\"\",'Cash Flow Analysis'!$M$131)","v":""},{"$f":"IF($B$49=\"\",\"\",$E$49*$F$49*$H$49)","v":""},{"$f":"IF($B49=\"\",\"\",$C49*1000*MJ_to_kWh)","v":""},{"$f":"IF($B49<>\"\",VLOOKUP($B49,MASTER_PROPERTY_TABLE,MATCH(\"H2A LHV (GJ/ H2A usage input unit)\",key_MPTable,0),FALSE),\"\")","v":""},{"$f":"IF('Cash Flow Analysis'!$M$133=\"\",\"\",'Cash Flow Analysis'!$M$133)","v":""},{"$f":"IF($B$49<>\"\",VLOOKUP($B$49,MASTER_PROPERTY_TABLE,MATCH(\"H2A Usage Input Unit/ kg H2\",key_MPTable,0),FALSE),\"\")","v":""},{"$f":"IF($B$49=\"\",\"\",IF(VLOOKUP($B$49,MASTER_PROPERTY_TABLE,MATCH(\"Unit System\",key_MPTable,0),FALSE)=\"English\",mmBTU_to_GJ,1))","v":""},{"$f":"+'Cash Flow Analysis'!$M$233","v":""}]
[null,{"$f":"IF('Cash Flow Analysis'!$N$131=0,\"\",'Cash Flow Analysis'!$N$131)","v":""},{"$f":"IF($B$50=\"\",\"\",$E$50*$F$50*$H$50)","v":""},{"$f":"IF($B50=\"\",\"\",$C50*1000*MJ_to_kWh)","v":""},{"$f":"IF($B50<>\"\",VLOOKUP($B50,MASTER_PROPERTY_TABLE,MATCH(\"H2A LHV (GJ/ H2A usage input unit)\",key_MPTable,0),FALSE),\"\")","v":""},{"$f":"IF('Cash Flow Analysis'!$N$133=\"\",\"\",'Cash Flow Analysis'!$N$133)","v":""},{"$f":"IF($B$50<>\"\",VLOOKUP($B$50,MASTER_PROPERTY_TABLE,MATCH(\"H2A Usage Input Unit/ kg H2\",key_MPTable,0),FALSE),\"\")","v":""},{"$f":"IF($B$50=\"\",\"\",IF(VLOOKUP($B$50,MASTER_PROPERTY_TABLE,MATCH(\"Unit System\",key_MPTable,0),FALSE)=\"English\",mmBTU_to_GJ,1))","v":""},{"$f":"+'Cash Flow Analysis'!$N$233","v":""}]
[]
[null,"Production Process Energy Efficiency",null,{"$f":"(C56+C57)/(C53+C54+C55)","v":208.70076092909886}]
[null,"Feedstock energy input (GJ)/kg H2",{"$f":"SUM(C32:C35)","v":5.7599999999999991E-4}]
[null,"Utility energy input (GJ/kg H2)",{"$f":"SUM(C37:C40)","v":0}]
[null,"Carbon sequestration energy input (GJ/kg H2)",{"$f":"IF(C42=\"\",0,C42)","v":0}]
[null,"Hydrogen energy output (GJ/kg)",{"$f":"C44","v":0.12021163829516093}]
[null,"Byproduct energy output (GJ/kg H2)",{"$f":"SUM(C47:C50)","v":0}]
[]
[null,"Upstream Energy Usage (GJ/kg H2)"]
[null,"Feedstock","Total Energy","Fossil Fuels","Petroleum"]
[null,{"$f":"B32","v":"Industrial Electricity"},{"$f":"IF($B61=\"\",\"\",$C32/1000000*VLOOKUP($B61,Tbl_Emissions,3,FALSE))","v":9.9219199999999981E-4},{"$f":"IF($B61=\"\",\"\",$C32/1000000*VLOOKUP($B61,Tbl_Emissions,4,FALSE))","v":7.4521599999999983E-4},{"$f":"IF($B61=\"\",\"\",$C32/1000000*VLOOKUP($B61,Tbl_Emissions,5,FALSE))","v":8.847999999999999E-6}]
[null,{"$f":"B33","v":""},{"$f":"IF($B62=\"\",\"\",$C33/1000000*VLOOKUP($B62,Tbl_Emissions,3,FALSE))","v":""},{"$f":"IF($B62=\"\",\"\",$C33/1000000*VLOOKUP($B62,Tbl_Emissions,4,FALSE))","v":""},{"$f":"IF($B62=\"\",\"\",$C33/1000000*VLOOKUP($B62,Tbl_Emissions,5,FALSE))","v":""}]
[null,{"$f":"B34","v":""},{"$f":"IF($B63=\"\",\"\",$C34/1000000*VLOOKUP($B63,Tbl_Emissions,3,FALSE))","v":""},{"$f":"IF($B63=\"\",\"\",$C34/1000000*VLOOKUP($B63,Tbl_Emissions,4,FALSE))","v":""},{"$f":"IF($B63=\"\",\"\",$C34/1000000*VLOOKUP($B63,Tbl_Emissions,5,FALSE))","v":""}]
[null,{"$f":"B35","v":""},{"$f":"IF($B64=\"\",\"\",$C35/1000000*VLOOKUP($B64,Tbl_Emissions,3,FALSE))","v":""},{"$f":"IF($B64=\"\",\"\",$C35/1000000*VLOOKUP($B64,Tbl_Emissions,4,FALSE))","v":""},{"$f":"IF($B64=\"\",\"\",$C35/1000000*VLOOKUP($B64,Tbl_Emissions,5,FALSE))","v":""}]
[null,"Utility"]
[null,{"$f":"B37","v":""},{"$f":"IF($B66=\"\",\"\",$C37/1000000*VLOOKUP($B66,Tbl_Emissions,3,FALSE))","v":""},{"$f":"IF($B66=\"\",\"\",$C37/1000000*VLOOKUP($B66,Tbl_Emissions,4,FALSE))","v":""},{"$f":"IF($B66=\"\",\"\",$C37/1000000*VLOOKUP($B66,Tbl_Emissions,5,FALSE))","v":""}]
[null,{"$f":"B38","v":""},{"$f":"IF($B67=\"\",\"\",$C38/1000000*VLOOKUP($B67,Tbl_Emissions,3,FALSE))","v":""},{"$f":"IF($B67=\"\",\"\",$C38/1000000*VLOOKUP($B67,Tbl_Emissions,4,FALSE))","v":""},{"$f":"IF($B67=\"\",\"\",$C38/1000000*VLOOKUP($B67,Tbl_Emissions,5,FALSE))","v":""}]
[null,{"$f":"B39","v":""},{"$f":"IF($B68=\"\",\"\",$C39/1000000*VLOOKUP($B68,Tbl_Emissions,3,FALSE))","v":""},{"$f":"IF($B68=\"\",\"\",$C39/1000000*VLOOKUP($B68,Tbl_Emissions,4,FALSE))","v":""},{"$f":"IF($B68=\"\",\"\",$C39/1000000*VLOOKUP($B68,Tbl_Emissions,5,FALSE))","v":""}]
[null,{"$f":"B40","v":""},{"$f":"IF($B69=\"\",\"\",$C40/1000000*VLOOKUP($B69,Tbl_Emissions,3,FALSE))","v":""},{"$f":"IF($B69=\"\",\"\",$C40/1000000*VLOOKUP($B69,Tbl_Emissions,4,FALSE))","v":""},{"$f":"IF($B69=\"\",\"\",$C40/1000000*VLOOKUP($B69,Tbl_Emissions,5,FALSE))","v":""}]
[null,"Carbon Sequestration"]
[null,{"$f":"B42","v":""},{"$f":"IF($B71=\"\",\"\",$C42/1000000*VLOOKUP($B71,Tbl_Emissions,3,FALSE))","v":""},{"$f":"IF($B71=\"\",\"\",$C42/1000000*VLOOKUP($B71,Tbl_Emissions,4,FALSE))","v":""},{"$f":"IF($B71=\"\",\"\",$C42/1000000*VLOOKUP($B71,Tbl_Emissions,5,FALSE))","v":""}]
[]
[]
[null,"EMISSIONS"]
[]
[null,"Emissions Summary",null,"CO2","CH4","N2O","Total GHG (CO2 eq)"]
[null,"Total upstream emissions (kg/kg H2) ",null,{"$f":"C121","v":7.2421760000000002E-2},{"$f":"D121","v":1.1782540799999999E-4},{"$f":"E121","v":1.0342335999999999E-6},{"$f":"F121","v":7.5675596812800006E-2}]
[null,"Total process emissions (kg/kg H2)",null,{"$f":"D89","v":0},{"$f":"E89","v":0},{"$f":"F89","v":0},{"$f":"G89","v":0}]
[]
[null,"Total well to pump emissions (kg/kg H2)",null,{"$f":"SUM(D77:D79)","v":7.2421760000000002E-2},{"$f":"SUM(E77:E79)","v":1.1782540799999999E-4},{"$f":"SUM(F77:F79)","v":1.0342335999999999E-6},{"$f":"SUM(G77:G79)","v":7.5675596812800006E-2}]
[]
[null,"Production Process GHG Emissions Summary",null,"CO2","CH4","N2O","Total GHG (CO2 eq)"]
[null,"Total Process Pollutants Produced (kg /kg H2)",null,{"$f":"SUM(C95:C105)","v":0},{"$f":"SUM(D95:D105)","v":0},{"$f":"SUM(E95:E105)","v":0},{"$f":"SUM(F95:F105)","v":0}]
[null,"Total Process Pollutants Produced (metric tons/year)",null,{"$f":"ROUND(D83*output_kgyear/1000,-2)","v":0},{"$f":"ROUND(E83*output_kgyear/1000,-2)","v":0},{"$f":"ROUND(F83*output_kgyear/1000,-2)","v":0},{"$f":"ROUND(G83*output_kgyear/1000,-2)","v":0}]
[null,"Total Feedstock Pollutants Produced (kg /kg H2)",null,{"$f":"SUM(C95:C98)","v":0},{"$f":"SUM(D95:D98)","v":0},{"$f":"SUM(E95:E98)","v":0},{"$f":"SUM(F95:F98)","v":0}]
[null,"Total Feedstock Pollutants Produced (metric tons /year)",null,{"$f":"ROUND(D85*output_kgyear/1000,-2)","v":0},{"$f":"ROUND(E85*output_kgyear/1000,-2)","v":0},{"$f":"ROUND(F85*output_kgyear/1000,-2)","v":0},{"$f":"ROUND(G85*output_kgyear/1000,-2)","v":0}]
[null,"CO2 Captured (kg/kg H2)*",null,{"$f":"IF(CO2_CashFlow_eUse>0,D85*CO2_Capture_Efficiency,0)","v":0}]
[null,"CO2 Captured (metric tons/year)*",null,{"$f":"ROUND(D87*output_kgyear/1000,-2)","v":0}]
[null,"Total Process Emissions (kg/kg H2)",null,{"$f":"D83-D87","v":0},{"$f":"E83-E87","v":0},{"$f":"F83-F87","v":0},{"$f":"D89*GHG_CO2_factor + E89*GHG_CH4_factor + F89*GHG_N2O_factor","v":0}]
[null,"Total Process Emissions (metric tons/year)",null,{"$f":"ROUND(D89*output_kgyear/1000,-2)","v":0},{"$f":"ROUND(E89*output_kgyear/1000,-2)","v":0},{"$f":"ROUND(F89*output_kgyear/1000,-2)","v":0},{"$f":"ROUND(G89*output_kgyear/1000,-2)","v":0}]
[null,"*Carbon sequestration values are only calculated if the detailed Carbon Sequestration sheet is used."]
[]
[null,"Production Process GHG Emissions (/kg H2)"]
[null,"Feedstock","CO2","CH4","N2O","Total GHG (CO2 eq)"]
[null,{"$f":"B32","v":"Industrial Electricity"},{"$f":"IF($B95=\"\",\"\",VLOOKUP($B95,MASTER_PROPERTY_TABLE,MATCH(\"CO2 Emissions Factor (kg CO2 produced/GJ feed)\",key_MPTable,0),FALSE)*$E32*$F32)","v":0},{"$f":"IF($B95=\"\",\"\",VLOOKUP($B95,MASTER_PROPERTY_TABLE,MATCH(\"CH4 Emissions Factor (kg CH4 produced/GJ or mmBtu feed)\",key_MPTable,0),FALSE)*$E32*$F32)","v":0},{"$f":"IF($B95=\"\",\"\",VLOOKUP($B95,MASTER_PROPERTY_TABLE,MATCH(\"N2O Emissions Factor (kg N2O produced/GJ or mmBtu feed)\",key_MPTable,0),FALSE)*$E32*$F32)","v":0},{"$f":"IF($B95=\"\",\"\",$C95*GHG_CO2_factor+$D95*GHG_CH4_factor+$E95*GHG_N2O_factor)","v":0}]
[null,{"$f":"B33","v":""},{"$f":"IF($B96=\"\",\"\",VLOOKUP($B96,MASTER_PROPERTY_TABLE,MATCH(\"CO2 Emissions Factor (kg CO2 produced/GJ feed)\",key_MPTable,0),FALSE)*$E33*$F33)","v":""},{"$f":"IF($B96=\"\",\"\",VLOOKUP($B96,MASTER_PROPERTY_TABLE,MATCH(\"CH4 Emissions Factor (kg CH4 produced/GJ or mmBtu feed)\",key_MPTable,0),FALSE)*$E33*$F33)","v":""},{"$f":"IF($B96=\"\",\"\",VLOOKUP($B96,MASTER_PROPERTY_TABLE,MATCH(\"N2O Emissions Factor (kg N2O produced/GJ or mmBtu feed)\",key_MPTable,0),FALSE)*$E33*$F33)","v":""},{"$f":"IF($B96=\"\",\"\",$C96*GHG_CO2_factor+$D96*GHG_CH4_factor+$E96*GHG_N2O_factor)","v":""}]
[null,{"$f":"B34","v":""},{"$f":"IF($B97=\"\",\"\",VLOOKUP($B97,MASTER_PROPERTY_TABLE,MATCH(\"CO2 Emissions Factor (kg CO2 produced/GJ feed)\",key_MPTable,0),FALSE)*$E34*$F34)","v":""},{"$f":"IF($B97=\"\",\"\",VLOOKUP($B97,MASTER_PROPERTY_TABLE,MATCH(\"CH4 Emissions Factor (kg CH4 produced/GJ or mmBtu feed)\",key_MPTable,0),FALSE)*$E34*$F34)","v":""},{"$f":"IF($B97=\"\",\"\",VLOOKUP($B97,MASTER_PROPERTY_TABLE,MATCH(\"N2O Emissions Factor (kg N2O produced/GJ or mmBtu feed)\",key_MPTable,0),FALSE)*$E34*$F34)","v":""},{"$f":"IF($B97=\"\",\"\",$C97*GHG_CO2_factor+$D97*GHG_CH4_factor+$E97*GHG_N2O_factor)","v":""}]
[null,{"$f":"B35","v":""},{"$f":"IF($B98=\"\",\"\",VLOOKUP($B98,MASTER_PROPERTY_TABLE,MATCH(\"CO2 Emissions Factor (kg CO2 produced/GJ feed)\",key_MPTable,0),FALSE)*$E35*$F35)","v":""},{"$f":"IF($B98=\"\",\"\",VLOOKUP($B98,MASTER_PROPERTY_TABLE,MATCH(\"CH4 Emissions Factor (kg CH4 produced/GJ or mmBtu feed)\",key_MPTable,0),FALSE)*$E35*$F35)","v":""},{"$f":"IF($B98=\"\",\"\",VLOOKUP($B98,MASTER_PROPERTY_TABLE,MATCH(\"N2O Emissions Factor (kg N2O produced/GJ or mmBtu feed)\",key_MPTable,0),FALSE)*$E35*$F35)","v":""},{"$f":"IF($B98=\"\",\"\",$C98*GHG_CO2_factor+$D98*GHG_CH4_factor+$E98*GHG_N2O_factor)","v":""}]
[null,"Utility"]
[null,{"$f":"B37","v":""},{"$f":"IF($B100=\"\",\"\",VLOOKUP($B100,MASTER_PROPERTY_TABLE,MATCH(\"CO2 Emissions Factor (kg CO2 produced/GJ feed)\",key_MPTable,0),FALSE)*$E37*$F37)","v":""},{"$f":"IF($B100=\"\",\"\",VLOOKUP($B100,MASTER_PROPERTY_TABLE,MATCH(\"CH4 Emissions Factor (kg CH4 produced/GJ or mmBtu feed)\",key_MPTable,0),FALSE)*$E37*$F37)","v":""},{"$f":"IF($B100=\"\",\"\",VLOOKUP($B100,MASTER_PROPERTY_TABLE,MATCH(\"N2O Emissions Factor (kg N2O produced/GJ or mmBtu feed)\",key_MPTable,0),FALSE)*$E37*$F37)","v":""},{"$f":"IF($B100=\"\",\"\",$C100*GHG_CO2_factor+$D100*GHG_CH4_factor+$E100*GHG_N2O_factor)","v":""}]
[null,{"$f":"B38","v":""},{"$f":"IF($B101=\"\",\"\",VLOOKUP($B101,MASTER_PROPERTY_TABLE,MATCH(\"CO2 Emissions Factor (kg CO2 produced/GJ feed)\",key_MPTable,0),FALSE)*$E38*$F38)","v":""},{"$f":"IF($B101=\"\",\"\",VLOOKUP($B101,MASTER_PROPERTY_TABLE,MATCH(\"CH4 Emissions Factor (kg CH4 produced/GJ or mmBtu feed)\",key_MPTable,0),FALSE)*$E38*$F38)","v":""},{"$f":"IF($B101=\"\",\"\",VLOOKUP($B101,MASTER_PROPERTY_TABLE,MATCH(\"N2O Emissions Factor (kg N2O produced/GJ or mmBtu feed)\",key_MPTable,0),FALSE)*$E38*$F38)","v":""},{"$f":"IF($B101=\"\",\"\",$C101*GHG_CO2_factor+$D101*GHG_CH4_factor+$E101*GHG_N2O_factor)","v":""}]
[null,{"$f":"B39","v":""},{"$f":"IF($B102=\"\",\"\",VLOOKUP($B102,MASTER_PROPERTY_TABLE,MATCH(\"CO2 Emissions Factor (kg CO2 produced/GJ feed)\",key_MPTable,0),FALSE)*$E39*$F39)","v":""},{"$f":"IF($B102=\"\",\"\",VLOOKUP($B102,MASTER_PROPERTY_TABLE,MATCH(\"CH4 Emissions Factor (kg CH4 produced/GJ or mmBtu feed)\",key_MPTable,0),FALSE)*$E39*$F39)","v":""},{"$f":"IF($B102=\"\",\"\",VLOOKUP($B102,MASTER_PROPERTY_TABLE,MATCH(\"N2O Emissions Factor (kg N2O produced/GJ or mmBtu feed)\",key_MPTable,0),FALSE)*$E39*$F39)","v":""},{"$f":"IF($B102=\"\",\"\",$C102*GHG_CO2_factor+$D102*GHG_CH4_factor+$E102*GHG_N2O_factor)","v":""}]
[null,{"$f":"B40","v":""},{"$f":"IF($B103=\"\",\"\",VLOOKUP($B103,MASTER_PROPERTY_TABLE,MATCH(\"CO2 Emissions Factor (kg CO2 produced/GJ feed)\",key_MPTable,0),FALSE)*$E40*$F40)","v":""},{"$f":"IF($B103=\"\",\"\",VLOOKUP($B103,MASTER_PROPERTY_TABLE,MATCH(\"CH4 Emissions Factor (kg CH4 produced/GJ or mmBtu feed)\",key_MPTable,0),FALSE)*$E40*$F40)","v":""},{"$f":"IF($B103=\"\",\"\",VLOOKUP($B103,MASTER_PROPERTY_TABLE,MATCH(\"N2O Emissions Factor (kg N2O produced/GJ or mmBtu feed)\",key_MPTable,0),FALSE)*$E40*$F40)","v":""},{"$f":"IF($B103=\"\",\"\",$C103*GHG_CO2_factor+$D103*GHG_CH4_factor+$E103*GHG_N2O_factor)","v":""}]
[null,"Carbon Sequestration"]
[null,{"$f":"B42","v":""},{"$f":"IF($B105=\"\",\"\",VLOOKUP($B105,MASTER_PROPERTY_TABLE,MATCH(\"CO2 Emissions Factor (kg CO2 produced/GJ feed)\",key_MPTable,0),FALSE)*$E42*$F42)","v":""},{"$f":"IF($B105=\"\",\"\",VLOOKUP($B105,MASTER_PROPERTY_TABLE,MATCH(\"CH4 Emissions Factor (kg CH4 produced/GJ or mmBtu feed)\",key_MPTable,0),FALSE)*$E42*$F42)","v":""},{"$f":"IF($B105=\"\",\"\",VLOOKUP($B105,MASTER_PROPERTY_TABLE,MATCH(\"N2O Emissions Factor (kg N2O produced/GJ or mmBtu feed)\",key_MPTable,0),FALSE)*$E42*$F42)","v":""},{"$f":"IF($B105=\"\",\"\",$C105*GHG_CO2_factor+$D105*GHG_CH4_factor+$E105*GHG_N2O_factor)","v":""}]
[]
[]
[null,"Upstream GHG Emissions (kg/kg H2) based on GREET.NET 2017"]
[null,"Feedstock","CO2","CH4","N2O","Total GHG (CO2 eq)"]
[null,{"$f":"B32","v":"Industrial Electricity"},{"$f":"IF($B110=\"\",\"\",$C32*VLOOKUP($B110,Tbl_Emissions,6,FALSE))","v":7.2421760000000002E-2},{"$f":"IF($B110=\"\",\"\",$C32*VLOOKUP($B110,Tbl_Emissions,7,FALSE))","v":1.1782540799999999E-4},{"$f":"IF($B110=\"\",\"\",$C32*VLOOKUP($B110,Tbl_Emissions,8,FALSE))","v":1.0342335999999999E-6},{"$f":"IF($B110=\"\",\"\",$C110*GHG_CO2_factor+$D110*GHG_CH4_factor+$E110*GHG_N2O_factor)","v":7.5675596812800006E-2}]
[null,{"$f":"B33","v":""},{"$f":"IF($B111=\"\",\"\",$C33*VLOOKUP($B111,Tbl_Emissions,6,FALSE))","v":""},{"$f":"IF($B111=\"\",\"\",$C33*VLOOKUP($B111,Tbl_Emissions,7,FALSE))","v":""},{"$f":"IF($B111=\"\",\"\",$C33*VLOOKUP($B111,Tbl_Emissions,8,FALSE))","v":""},{"$f":"IF($B111=\"\",\"\",$C111*GHG_CO2_factor+$D111*GHG_CH4_factor+$E111*GHG_N2O_factor)","v":""}]
[null,{"$f":"B34","v":""},{"$f":"IF($B112=\"\",\"\",$C34*VLOOKUP($B112,Tbl_Emissions,6,FALSE))","v":""},{"$f":"IF($B112=\"\",\"\",$C34*VLOOKUP($B112,Tbl_Emissions,7,FALSE))","v":""},{"$f":"IF($B112=\"\",\"\",$C34*VLOOKUP($B112,Tbl_Emissions,8,FALSE))","v":""},{"$f":"IF($B112=\"\",\"\",$C112*GHG_CO2_factor+$D112*GHG_CH4_factor+$E112*GHG_N2O_factor)","v":""}]
[null,{"$f":"B35","v":""},{"$f":"IF($B113=\"\",\"\",$C35*VLOOKUP($B113,Tbl_Emissions,6,FALSE))","v":""},{"$f":"IF($B113=\"\",\"\",$C35*VLOOKUP($B113,Tbl_Emissions,7,FALSE))","v":""},{"$f":"IF($B113=\"\",\"\",$C35*VLOOKUP($B113,Tbl_Emissions,8,FALSE))","v":""},{"$f":"IF($B113=\"\",\"\",$C113*GHG_CO2_factor+$D113*GHG_CH4_factor+$E113*GHG_N2O_factor)","v":""}]
[null,"Utility"]
[null,{"$f":"B37","v":""},{"$f":"IF($B115=\"\",\"\",$C37*VLOOKUP($B115,Tbl_Emissions,6,FALSE))","v":""},{"$f":"IF($B115=\"\",\"\",$C37*VLOOKUP($B115,Tbl_Emissions,7,FALSE))","v":""},{"$f":"IF($B115=\"\",\"\",$C37*VLOOKUP($B115,Tbl_Emissions,8,FALSE))","v":""},{"$f":"IF($B115=\"\",\"\",$C115*GHG_CO2_factor+$D115*GHG_CH4_factor+$E115*GHG_N2O_factor)","v":""}]
[null,{"$f":"B38","v":""},{"$f":"IF($B116=\"\",\"\",$C38*VLOOKUP($B116,Tbl_Emissions,6,FALSE))","v":""},{"$f":"IF($B116=\"\",\"\",$C38*VLOOKUP($B116,Tbl_Emissions,7,FALSE))","v":""},{"$f":"IF($B116=\"\",\"\",$C38*VLOOKUP($B116,Tbl_Emissions,8,FALSE))","v":""},{"$f":"IF($B116=\"\",\"\",$C116*GHG_CO2_factor+$D116*GHG_CH4_factor+$E116*GHG_N2O_factor)","v":""}]
[null,{"$f":"B39","v":""},{"$f":"IF($B117=\"\",\"\",$C39*VLOOKUP($B117,Tbl_Emissions,6,FALSE))","v":""},{"$f":"IF($B117=\"\",\"\",$C39*VLOOKUP($B117,Tbl_Emissions,7,FALSE))","v":""},{"$f":"IF($B117=\"\",\"\",$C39*VLOOKUP($B117,Tbl_Emissions,8,FALSE))","v":""},{"$f":"IF($B117=\"\",\"\",$C117*GHG_CO2_factor+$D117*GHG_CH4_factor+$E117*GHG_N2O_factor)","v":""}]
[null,{"$f":"B40","v":""},{"$f":"IF($B118=\"\",\"\",$C40*VLOOKUP($B118,Tbl_Emissions,6,FALSE))","v":""},{"$f":"IF($B118=\"\",\"\",$C40*VLOOKUP($B118,Tbl_Emissions,7,FALSE))","v":""},{"$f":"IF($B118=\"\",\"\",$C40*VLOOKUP($B118,Tbl_Emissions,8,FALSE))","v":""},{"$f":"IF($B118=\"\",\"\",$C118*GHG_CO2_factor+$D118*GHG_CH4_factor+$E118*GHG_N2O_factor)","v":""}]
[null,"Carbon Sequestration"]
[null,{"$f":"B42","v":""},{"$f":"IF($B120=\"\",\"\",$C42*VLOOKUP($B120,Tbl_Emissions,6,FALSE))","v":""},{"$f":"IF($B120=\"\",\"\",$C42*VLOOKUP($B120,Tbl_Emissions,7,FALSE))","v":""},{"$f":"IF($B120=\"\",\"\",$C42*VLOOKUP($B120,Tbl_Emissions,8,FALSE))","v":""},{"$f":"IF($B120=\"\",\"\",$C120*GHG_CO2_factor+$D120*GHG_CH4_factor+$E120*GHG_N2O_factor)","v":""}]
[null,"TOTAL",{"$f":"SUM(C110:C120)","v":7.2421760000000002E-2},{"$f":"SUM(D110:D120)","v":1.1782540799999999E-4},{"$f":"SUM(E110:E120)","v":1.0342335999999999E-6},{"$f":"SUM(F110:F120)","v":7.5675596812800006E-2}]

{"sheet":"Tornado Charts & Risk Analysis","index":9,"n_rows":2250,"n_cols":25,"rows_kept":2250,"cut":false,"hidden":false,"merged":[[11,15,11,16],[11,17,11,20],[10,1,10,2]]}
[]
[null,"Parameter","Nominal","Enter deviation % for lowering H2 cost","Enter deviation % for increasing H2 cost","Price-decreasing factor","Price-increasing factor","Price-decreasing value","Price-increasing value"]
[null,"Operating Capacity Factor",{"$f":"+cap_factor","v":0.9},0.05,0.05,{"$f":"1+D3","v":1.05},{"$f":"1-E3","v":0.95},{"$f":"+C3*F3","v":0.94500000000000006},{"$f":"+C3*G3","v":0.85499999999999998}]
[null,{"$f":"+Input_Sheet_Template!B26","v":"Plant Design Capacity (kg of H2/day)"},{"$f":"+design_cap","v":1000},0.05,0.05,{"$f":"1+D4","v":1.05},{"$f":"1-E4","v":0.95},1050,950]
[null,"After-tax Real IRR",{"$f":"+real_irr","v":0.08},0.05,0.05,{"$f":"1-D5","v":0.95},{"$f":"1+E5","v":1.05},7.5999999999999998E-2,8.4000000000000005E-2]
[null,"Feedstock Consumption (% of baseline)",1,0.05,0.05,{"$f":"1-D6","v":0.95},{"$f":"1+E6","v":1.05},0.95,1.05]
[null,"Utilities Consumption (% of baseline)",1,0.05,0.05,{"$f":"1-D7","v":0.95},1.05,0.95,1.05]
[null,"Total Capital Investment",{"$f":"+total_cap","v":7469959.3230546284},0.05,0.05,{"$f":"1-D8","v":0.95},1.05,7096461.3569018971,7843457.2892073598]
[null,"Total Fixed Operating Cost",{"$f":"+fixed","v":242512.30982982749},0.05,0.05,{"$f":"1-D9","v":0.95},1.05,230386.69433833609,254637.92532131888]
[]
[null,"Run Risk Analysis (note: Risk analysis could take ~5 min to run)?",null,"Yes",{"$f":"IF(RunRiskAnalysis=\"Yes\",\"          Please click Update Charts and Risk Analysis button before using results below\",\"\")","v":"          Please click Update Charts and Risk Analysis button before using results below"}]
[null,null,null,null,null,null,null,null,null,null,null,null,null,null,null,"Risk variable to plot",null,"Cost of hydrogen ($/kg)"]
[null,null,null,null,null,null,null,null,null,null,null,null,null,null,null,null,null,null,null,null,null,"Percentile","Value"]
[null,null,null,null,null,null,null,null,null,null,null,null,null,null,null,null,null,null,null,null,null,0,{"$f":"+MIN(OFFSET($B$251:$B$2250,0,$C$194))*$C$198","v":3.9776054724860055}]
[null,null,null,null,null,null,null,null,null,null,null,null,null,null,null,null,null,null,null,null,null,0.05,{"$f":"+PERCENTILE(OFFSET($B$251:$B$2250,0,$C$194),V15)*$C$198","v":4.1018525962089782}]
[null,null,null,null,null,null,null,null,null,null,null,null,null,null,null,null,null,null,null,null,null,{"$f":"+V15+0.05","v":0.1},4.1360244589389898]
[null,null,null,null,null,null,null,null,null,null,null,null,null,null,null,null,null,null,null,null,null,0.15000000000000002,4.1601720340347548]
[null,null,null,null,null,null,null,null,null,null,null,null,null,null,null,null,null,null,null,null,null,0.2,4.1804595358679499]
[null,null,null,null,null,null,null,null,null,null,null,null,null,null,null,null,null,null,null,null,null,0.25,4.1962923146054338]
[null,null,null,null,null,null,null,null,null,null,null,null,null,null,null,null,null,null,null,null,null,0.3,4.2113500805968904]
[null,null,null,null,null,null,null,null,null,null,null,null,null,null,null,null,null,null,null,null,null,0.35,4.2260131922161923]
[null,null,null,null,null,null,null,null,null,null,null,null,null,null,null,null,null,null,null,null,null,0.39999999999999997,4.2420196103811483]
[null,null,null,null,null,null,null,null,null,null,null,null,null,null,null,null,null,null,null,null,null,0.44999999999999996,4.256254658038106]
[null,null,null,null,null,null,null,null,null,null,null,null,null,null,null,null,null,null,null,null,null,0.49999999999999994,4.2709302870335275]
[null,null,null,null,null,null,null,null,null,null,null,null,null,null,null,null,null,null,null,null,null,0.54999999999999993,4.2870607291578393]
[null,null,null,null,null,null,null,null,null,null,null,null,null,null,null,null,null,null,null,null,null,0.6,4.3013922202310653]
[null,null,null,null,null,null,null,null,null,null,null,null,null,null,null,null,null,null,null,null,null,0.65,4.3144240949327015]
[null,null,null,null,null,null,null,null,null,null,null,null,null,null,null,null,null,null,null,null,null,0.70000000000000007,4.3290609700928266]
[null,null,null,null,null,null,null,null,null,null,null,null,null,null,null,null,null,null,null,null,null,0.75000000000000011,4.3438610450826465]
[null,null,null,null,null,null,null,null,null,null,null,null,null,null,null,null,null,null,null,null,null,0.80000000000000016,4.3640837420047838]
[null,null,null,null,null,null,null,null,null,null,null,null,null,null,null,null,null,null,null,null,null,0.8500000000000002,4.3866912697690692]
[null,null,null,null,null,null,null,null,null,null,null,null,null,null,null,null,null,null,null,null,null,0.90000000000000024,4.4166375273909386]
[null,null,null,null,null,null,null,null,null,null,null,null,null,null,null,null,null,null,null,null,null,0.95000000000000029,4.4518398079980024]
[null,null,null,null,null,null,null,null,null,null,null,null,null,null,null,null,null,null,null,null,null,1,{"$f":"+MAX(OFFSET($B$251:$B$2250,0,$C$194))*$C$198","v":4.6186941274591948}]
[]
[]
[]
[]
[]
[]
[]
[]
[]
[]
[null,"No user interactions below this row"]
[]
[null,"Displayed case"]
[null,1,{"$f":"+OFFSET(C50,$B$48,0)","v":1},1,1,{"$f":"+OFFSET(F50,$B$48,0)","v":1},{"$f":"+OFFSET(G50,$B$48,0)","v":1},{"$f":"+OFFSET(H50,$B$48,0)","v":1},{"$f":"+OFFSET(I50,$B$48,0)","v":1},null,{"$f":"+'Cash Flow Analysis'!F118","v":4.2675610832766013},{"$f":"+'Cash Flow Analysis'!Q118","v":0},{"$f":"+'Cash Flow Analysis'!L118","v":8.8638869117200307E-3},{"$f":"+'Cash Flow Analysis'!H117","v":0.75876295705749852},{"$f":"+'Cash Flow Analysis'!I117","v":1.8311021179279305},{"$f":"+'Cash Flow Analysis'!J117","v":1.0423480744148488E-2},{"$f":"+'Cash Flow Analysis'!K117","v":6.3290356894116592E-2},{"$f":"+'Cash Flow Analysis'!M117","v":8.5941355972066168E-3},{"$f":"+'Cash Flow Analysis'!N117","v":0.74547705829533562},{"$f":"+'Cash Flow Analysis'!O117","v":1.2642866437380176E-2},{"$f":"+'Cash Flow Analysis'!P117","v":0},{"$f":"+'Cash Flow Analysis'!R117","v":5.6238841917779017E-3},{"$f":"+'Cash Flow Analysis'!S117","v":0.48131534841193468},{"$f":"+'Cash Flow Analysis'!X117","v":0.33535794291467957},{"$f":"+'Cash Flow Analysis'!Z117","v":2.3834821716309802E-2}]
[]
[null,"Case","Operating capacity factor","Plant design capacity (kg of H2/day)","After-tax real IRR (%)","Feedstock consumption (% of most likely value)","Utilities consumption (% of most likely value)","Total capital investment ($)","Total fixed operating cost ($/year)",null,"Cost of hydrogen ($/kg)","Revenue from byproduct sales ($/kg)","Salvage value ($/kg)","Initial equity depreciable capital ($/kg)","Yearly replacement costs ($/kg)","Cash from working capital reserve ($/kg)","Other non-depreciable capital costs ($/kg)","Decommissioning costs ($/kg)","Fixed operating cost ($/kg)","Feedstock cost ($/kg)","Other raw material cost ($/kg)","Other variable operating costs ($/kg)","Debt interest ($/kg)","Taxes ($/kg)","Principal payment ($/kg)"]
[null,1,1,1,1,1,1,1,1,null,4.2675610832766013,0,8.8638869117200307E-3,0.75876295705749852,1.8311021179279305,1.0423480744148488E-2,6.3290356894116592E-2,8.5941355972066168E-3,0.74547705829533562,1.2642866437380176E-2,0,5.6238841917779017E-3,0.48131534841193468,0.33535794291467957,2.3834821716309802E-2]
[null,{"$f":"+B51+1","v":2},{"$f":"+F3","v":1.05},1,1,1,1,1,1,null,4.0652297189895386,0,8.441797058780981E-3,0.72263138767380808,1.7439067789789811,9.9389948950454002E-3,6.0276530375349115E-2,8.1848910449586823E-3,0.70997815075746229,1.2642866437380182E-2,0,5.6238841917779009E-3,0.45839556991612812,0.31939263157141673,2.2699830206009328E-2]
[null,{"$f":"+B52+1","v":3},{"$f":"+G3","v":0.95},1,1,1,1,1,1,null,4.4911904859096694,0,9.33040727549477E-3,0.79869784953420919,1.9274759136083475,1.095896510368348E-2,6.66214283095964E-2,9.0464585233753867E-3,0.78471269294245849,1.2642866437380176E-2,0,5.6238841917779017E-3,0.50664773517045758,0.35300381334670633,2.508928601716821E-2]
[null,4,1,{"$f":"+F4","v":1.05},1,1,1,1,1,null,4.147210742605024,0,8.7825957741813985E-3,0.75066207437674537,1.7480191694860174,1.0254050962147834E-2,6.5745373650483774E-2,8.5023808751713663E-3,0.73306271806942824,1.2642866437380182E-2,0,5.6238841917779009E-3,0.47617661683092577,0.32172385268528036,2.3580350813843402E-2]
[null,5,1,{"$f":"+G4","v":0.95},1,1,1,1,1,null,4.3999716214045099,0,8.95083752936204E-3,0.76737372929887027,1.9228803424736745,1.060681429300428E-2,6.0808173236998934E-2,8.6916655880300928E-3,0.75891014558048575,1.2642866437380176E-2,0,5.6238841917779017E-3,0.48677752444847172,0.35050200373939472,2.410530964577956E-2]
[null,6,1,1,{"$f":"+F5","v":0.95},1,1,1,1,null,4.226760144781843,0,9.8402690655950437E-3,0.72558354042938722,1.8430998587415779,1.0030025449576036E-2,6.0346135188091003E-2,9.5408038826514038E-3,0.7451918513610104,1.2648979825774937E-2,0,5.6238841917778983E-3,0.47508392313757741,0.32299111705876538,2.64602945812475E-2]
[null,7,1,1,{"$f":"+G5","v":1.05},1,1,1,1,null,4.3087263466391486,0,7.9778967077059511E-3,0.79237948164526928,1.8188026579421661,1.0814297884183862E-2,6.6286996678256799E-2,7.7351083976350682E-3,0.74576382253845663,1.2636898698399984E-2,0,5.6238841917779061E-3,0.48752895142938296,0.34767973287232629,2.1452411068995397E-2]
[null,8,1,1,1,{"$f":"+F6","v":0.95},1,1,1,null,4.2669173235683742,0,8.8638869117200307E-3,0.75876295705749852,1.8311021179279305,1.0414854415640318E-2,6.3290356894116592E-2,8.5941355972066168E-3,0.74547705829533562,1.2010723115511166E-2,0,5.6238841917779017E-3,0.48131534841193468,0.33535495285683131,2.3834821716309802E-2]
[null,9,1,1,1,{"$f":"+G6","v":1.05},1,1,1,null,4.2682048429848276,0,8.8638869117200307E-3,0.75876295705749852,1.8311021179279305,1.0432107072656654E-2,6.3290356894116592E-2,8.5941355972066168E-3,0.74547705829533562,1.327500975924919E-2,0,5.6238841917779017E-3,0.48131534841193468,0.33536093297252756,2.3834821716309802E-2]
[null,10,1,1,1,1,{"$f":"+F7","v":0.95},1,1,null,4.2675610832766013,0,8.8638869117200307E-3,0.75876295705749852,1.8311021179279305,1.0423480744148488E-2,6.3290356894116592E-2,8.5941355972066168E-3,0.74547705829533562,1.2642866437380176E-2,0,5.6238841917779017E-3,0.48131534841193468,0.33535794291467957,2.3834821716309802E-2]
[null,11,1,1,1,1,{"$f":"+G6","v":1.05},1,1,null,4.2675610832766013,0,8.8638869117200307E-3,0.75876295705749852,1.8311021179279305,1.0423480744148488E-2,6.3290356894116592E-2,8.5941355972066168E-3,0.74547705829533562,1.2642866437380176E-2,0,5.6238841917779017E-3,0.48131534841193468,0.33535794291467957,2.3834821716309802E-2]
[null,12,1,1,1,1,1,{"$f":"+F8","v":0.95},1,null,4.1795375683311624,0,8.4206925661340307E-3,0.71963401286009732,1.8311021179279305,1.0110090956443945E-2,6.3290356894116592E-2,8.1509412516206151E-3,0.72251458143944225,1.2642866437380176E-2,0,5.6238841917779017E-3,0.45649420864201268,0.33578952583915739,2.2605674457316999E-2]
[null,13,1,1,1,1,1,{"$f":"+G8","v":1.05},1,null,4.3555845982220367,0,9.3070812573060324E-3,0.79789190125489995,1.8311021179279305,1.0736870531853038E-2,6.3290356894116592E-2,9.0373299427926167E-3,0.76843953515122865,1.2642866437380176E-2,0,5.6238841917779017E-3,0.5061364881818563,0.33492635999020109,2.5063968975302584E-2]
[null,14,1,1,1,1,1,1,{"$f":"+F9","v":0.95},null,4.2296021911192296,0,8.8638869117200307E-3,0.75876295705749852,1.8311021179279305,9.9147706025902484E-3,6.3290356894116592E-2,8.5941355972066168E-3,0.7082032053805688,1.2642866437380176E-2,0,5.6238841917779017E-3,0.48131534841193468,0.33518161381363309,2.3834821716309802E-2]
[null,15,1,1,1,1,1,1,{"$f":"+G9","v":1.05},null,4.3055199754339748,0,8.8638869117200307E-3,0.75876295705749852,1.8311021179279305,1.0932190885706732E-2,6.3290356894116592E-2,8.5941355972066168E-3,0.78275091121010265,1.2642866437380176E-2,0,5.6238841917779017E-3,0.48131534841193468,0.33553427201572589,2.3834821716309802E-2]
[null,16,{"$f":"(C$72=1)*$F$3\n+(C$72=2)\n+(C$72=3)\n+(C$72=4)\n+(C$72=5)","v":1.05},1,1,{"$f":"(F$72=1)*$F$6\n+(F$72=2)\n+(F$72=3)\n+(F$72=4)\n+(F$72=5)","v":1},{"$f":"(G$72=1)*$F$7\n+(G$72=2)\n+(G$72=3)\n+(G$72=4)\n+(G$72=5)","v":1},{"$f":"(H$72=1)*$F$8\n+(H$72=2)\n+(H$72=3)\n+(H$72=4)\n+(H$72=5)","v":1},{"$f":"(I$72=1)*$F$9\n+(I$72=2)\n+(I$72=3)\n+(I$72=4)\n+(I$72=5)","v":1},null,4.0652297189895386,0,8.441797058780981E-3,0.72263138767380808,1.7439067789789811,9.9389948950454002E-3,6.0276530375349115E-2,8.1848910449586823E-3,0.70997815075746229,1.2642866437380182E-2,0,5.6238841917779009E-3,0.45839556991612812,0.31939263157141673,2.2699830206009328E-2]
[null,17,{"$f":"(C$72=1)*$F$3\n+(C$72=2)*$F$3\n+(C$72=3)\n+(C$72=4)\n+(C$72=5)","v":1.05},1,1,{"$f":"(F$72=1)*$F$6\n+(F$72=2)*$F$6\n+(F$72=3)\n+(F$72=4)\n+(F$72=5)","v":1},{"$f":"(G$72=1)*$F$7\n+(G$72=2)*$F$7\n+(G$72=3)\n+(G$72=4)\n+(G$72=5)","v":1},{"$f":"(H$72=1)*$F$8\n+(H$72=2)*$F$8\n+(H$72=3)\n+(H$72=4)\n+(H$72=5)","v":0.95},{"$f":"(I$72=1)*$F$9\n+(I$72=2)*$F$9\n+(I$72=3)\n+(I$72=4)\n+(I$72=5)","v":1},null,3.9813977999938861,0,8.0197072058419312E-3,0.68536572653342598,1.7439067789789811,9.6405284305648813E-3,6.0276530375349115E-2,7.7628011920196317E-3,0.68810912518042122,1.2642866437380182E-2,0,5.6238841917779009E-3,0.43475638918286924,0.31980366292806289,2.1529213768873328E-2]
[null,18,{"$f":"(C$72=1)*$F$3\n+(C$72=2)*$F$3\n+(C$72=3)*$F$3\n+(C$72=4)\n+(C$72=5)","v":1.05},1,1,{"$f":"(F$72=1)*$F$6\n+(F$72=2)*$F$6\n+(F$72=3)*$F$6\n+(F$72=4)\n+(F$72=5)","v":1},{"$f":"(G$72=1)*$F$7\n+(G$72=2)*$F$7\n+(G$72=3)*$F$7\n+(G$72=4)\n+(G$72=5)","v":1},{"$f":"(H$72=1)*$F$8\n+(H$72=2)*$F$8\n+(H$72=3)*$F$8\n+(H$72=4)\n+(H$72=5)","v":0.95},{"$f":"(I$72=1)*$F$9\n+(I$72=2)*$F$9\n+(I$72=3)*$F$9\n+(I$72=4)\n+(I$72=5)","v":0.95},null,3.9463600214538528,0,8.0197072058419312E-3,0.68536572653342598,1.7439067789789811,9.1709659046858173E-3,6.0276530375349115E-2,7.7628011920196317E-3,0.6537036689214003,1.2642866437380182E-2,0,5.6238841917779009E-3,0.43475638918286924,0.31964090317293042,2.1529213768873328E-2]
[null,19,{"$f":"(C$72=1)*$F$3\n+(C$72=2)*$F$3\n+(C$72=3)*$F$3\n+(C$72=4)*$F$3\n+(C$72=5)","v":1.05},1,1,{"$f":"(F$72=1)*$F$6\n+(F$72=2)*$F$6\n+(F$72=3)*$F$6\n+(F$72=4)*$F$6\n+(F$72=5)","v":0.95},{"$f":"(G$72=1)*$F$7\n+(G$72=2)*$F$7\n+(G$72=3)*$F$7\n+(G$72=4)*$F$7\n+(G$72=5)","v":1},{"$f":"(H$72=1)*$F$8\n+(H$72=2)*$F$8\n+(H$72=3)*$F$8\n+(H$72=4)*$F$8\n+(H$72=5)","v":0.95},{"$f":"(I$72=1)*$F$9\n+(I$72=2)*$F$9\n+(I$72=3)*$F$9\n+(I$72=4)*$F$9\n+(I$72=5)","v":0.95},null,3.9457162617456278,0,8.0197072058419312E-3,0.68536572653342598,1.7439067789789811,9.1623395761776458E-3,6.0276530375349115E-2,7.7628011920196317E-3,0.6537036689214003,1.2010723115511169E-2,0,5.6238841917779009E-3,0.43475638918286924,0.31963791311508249,2.1529213768873328E-2]
[null,20,{"$f":"(C$72=1)*$F$3\n+(C$72=2)*$F$3\n+(C$72=3)*$F$3\n+(C$72=4)*$F$3\n+(C$72=5)*$F$3","v":1.05},1,1,{"$f":"(F$72=1)*$F$6\n+(F$72=2)*$F$6\n+(F$72=3)*$F$6\n+(F$72=4)*$F$6\n+(F$72=5)*$F$6","v":0.95},{"$f":"(G$72=1)*$F$7\n+(G$72=2)*$F$7\n+(G$72=3)*$F$7\n+(G$72=4)*$F$7\n+(G$72=5)*$F$7","v":0.95},{"$f":"(H$72=1)*$F$8\n+(H$72=2)*$F$8\n+(H$72=3)*$F$8\n+(H$72=4)*$F$8\n+(H$72=5)*$F$8","v":0.95},{"$f":"(I$72=1)*$F$9\n+(I$72=2)*$F$9\n+(I$72=3)*$F$9\n+(I$72=4)*$F$9\n+(I$72=5)*$F$9","v":0.95},null,3.9457162617456278,0,8.0197072058419312E-3,0.68536572653342598,1.7439067789789811,9.1623395761776458E-3,6.0276530375349115E-2,7.7628011920196317E-3,0.6537036689214003,1.2010723115511169E-2,0,5.6238841917779009E-3,0.43475638918286924,0.31963791311508249,2.1529213768873328E-2]
[]
[null,"Waterfall Chart Priority",{"$f":"6-RANK($N$101,($N$101,$N$104:$N$107))","v":1},null,null,{"$f":"6-RANK($N$104,($N$101,$N$104:$N$107))","v":4},{"$f":"6-RANK($N$105,($N$101,$N$104:$N$107))","v":5},{"$f":"6-RANK($N$106,($N$101,$N$104:$N$107))","v":2},{"$f":"6-RANK($N$107,($N$101,$N$104:$N$107))","v":3}]
[]
[null,"Visualization data formatting"]
[]
[null,"parameter","level","Chart titles","Revenue from Hydrogen Sales","Revenue from Byproduct Sales","Salvage Value","Initial Equity Depreciable Capital","Yearly Replacement Costs","Cash for Working Capital Reserve","Other Non-Depreciable Capital Costs","Decommissioning Costs","Fixed Operating Cost","Feedstock Cost","Other Raw Material Cost","Other Variable Operating Costs","Debt Interest","Taxes","Principal Payment"]
[null,{"$f":"+$B$3","v":"Operating Capacity Factor"},{"$f":"+H3","v":0.94500000000000006},{"$f":"+B77&\" = \"&C77*100&\"%\"","v":"Operating Capacity Factor = 94.5%"},{"$f":"+K52","v":4.0652297189895386},0,8.441797058780981E-3,0.72263138767380808,1.7439067789789811,9.9389948950454002E-3,6.0276530375349115E-2,8.1848910449586823E-3,0.70997815075746229,1.2642866437380182E-2,0,5.6238841917779009E-3,0.45839556991612812,0.31939263157141673,2.2699830206009328E-2]
[null,{"$f":"+$B$3","v":"Operating Capacity Factor"},{"$f":"+C3","v":0.9},{"$f":"+B78&\" = \"&C78*100&\"%\"","v":"Operating Capacity Factor = 90%"},{"$f":"+K$51","v":4.2675610832766013},0,8.8638869117200307E-3,0.75876295705749852,1.8311021179279305,1.0423480744148488E-2,6.3290356894116592E-2,8.5941355972066168E-3,0.74547705829533562,1.2642866437380176E-2,0,5.6238841917779017E-3,0.48131534841193468,0.33535794291467957,2.3834821716309802E-2]
[null,"Operating Capacity Factor",{"$f":"+I3","v":0.85499999999999998},"Operating Capacity Factor = 85.5%",{"$f":"+K53","v":4.4911904859096694},0,9.33040727549477E-3,0.79869784953420919,1.9274759136083475,1.095896510368348E-2,6.66214283095964E-2,9.0464585233753867E-3,0.78471269294245849,1.2642866437380176E-2,0,5.6238841917779017E-3,0.50664773517045758,0.35300381334670633,2.508928601716821E-2]
[null,{"$f":"+$B$4","v":"Plant Design Capacity (kg of H2/day)"},{"$f":"ROUND(H4,0)","v":1050},{"$f":"+B80&\" = \"&TEXT(C80,\"0,000\")","v":"Plant Design Capacity (kg of H2/day) = 1,050"},4.147210742605024,0,8.7825957741813985E-3,0.75066207437674537,1.7480191694860174,1.0254050962147834E-2,6.5745373650483774E-2,8.5023808751713663E-3,0.73306271806942824,1.2642866437380182E-2,0,5.6238841917779009E-3,0.47617661683092577,0.32172385268528036,2.3580350813843402E-2]
[null,{"$f":"+$B$4","v":"Plant Design Capacity (kg of H2/day)"},{"$f":"+ROUND(C4,0)","v":1000},{"$f":"+B81&\" = \"&TEXT(C81,\"0,000\")","v":"Plant Design Capacity (kg of H2/day) = 1,000"},{"$f":"+K$51","v":4.2675610832766013},0,8.8638869117200307E-3,0.75876295705749852,1.8311021179279305,1.0423480744148488E-2,6.3290356894116592E-2,8.5941355972066168E-3,0.74547705829533562,1.2642866437380176E-2,0,5.6238841917779017E-3,0.48131534841193468,0.33535794291467957,2.3834821716309802E-2]
[null,"Plant Design Capacity (kg of H2/day)",{"$f":"ROUND(I4,0)","v":950},"Plant Design Capacity (kg of H2/day) = 0,950",{"$f":"+K55","v":4.3999716214045099},0,8.95083752936204E-3,0.76737372929887027,1.9228803424736745,1.060681429300428E-2,6.0808173236998934E-2,8.6916655880300928E-3,0.75891014558048575,1.2642866437380176E-2,0,5.6238841917779017E-3,0.48677752444847172,0.35050200373939472,2.410530964577956E-2]
[null,{"$f":"+$B$5","v":"After-tax Real IRR"},{"$f":"+ROUND(H5,2)","v":0.08},{"$f":"+B83&\" = \"&C83*100&\"%\"","v":"After-tax Real IRR = 8%"},4.226760144781843,0,9.8402690655950437E-3,0.72558354042938722,1.8430998587415779,1.0030025449576036E-2,6.0346135188091003E-2,9.5408038826514038E-3,0.7451918513610104,1.2648979825774937E-2,0,5.6238841917778983E-3,0.47508392313757741,0.32299111705876538,2.64602945812475E-2]
[null,{"$f":"+$B$5","v":"After-tax Real IRR"},{"$f":"ROUND(C5,2)","v":0.08},"After-tax Real IRR = 8%",{"$f":"+K$51","v":4.2675610832766013},0,8.8638869117200307E-3,0.75876295705749852,1.8311021179279305,1.0423480744148488E-2,6.3290356894116592E-2,8.5941355972066168E-3,0.74547705829533562,1.2642866437380176E-2,0,5.6238841917779017E-3,0.48131534841193468,0.33535794291467957,2.3834821716309802E-2]
[null,"After-tax Real IRR",{"$f":"ROUND(I5,2)","v":0.08},"After-tax Real IRR = 8%",{"$f":"+K57","v":4.3087263466391486},0,7.9778967077059511E-3,0.79237948164526928,1.8188026579421661,1.0814297884183862E-2,6.6286996678256799E-2,7.7351083976350682E-3,0.74576382253845663,1.2636898698399984E-2,0,5.6238841917779061E-3,0.48752895142938296,0.34767973287232629,2.1452411068995397E-2]
[null,{"$f":"+$B$6","v":"Feedstock Consumption (% of baseline)"},{"$f":"+ROUND(H6,3)","v":0.95},{"$f":"+B86&\" = \"&C86*100&\"%\"","v":"Feedstock Consumption (% of baseline) = 95%"},4.2669173235683742,0,8.8638869117200307E-3,0.75876295705749852,1.8311021179279305,1.0414854415640318E-2,6.3290356894116592E-2,8.5941355972066168E-3,0.74547705829533562,1.2010723115511166E-2,0,5.6238841917779017E-3,0.48131534841193468,0.33535495285683131,2.3834821716309802E-2]
[null,{"$f":"+$B$6","v":"Feedstock Consumption (% of baseline)"},{"$f":"+ROUND(C6,3)","v":1},{"$f":"+B87&\" = \"&C87*100&\"%\"","v":"Feedstock Consumption (% of baseline) = 100%"},{"$f":"+K$51","v":4.2675610832766013},0,8.8638869117200307E-3,0.75876295705749852,1.8311021179279305,1.0423480744148488E-2,6.3290356894116592E-2,8.5941355972066168E-3,0.74547705829533562,1.2642866437380176E-2,0,5.6238841917779017E-3,0.48131534841193468,0.33535794291467957,2.3834821716309802E-2]
[null,"Feedstock Consumption (% of baseline)",{"$f":"+ROUND(I6,3)","v":1.05},{"$f":"+B88&\" = \"&C88*100&\"%\"","v":"Feedstock Consumption (% of baseline) = 105%"},{"$f":"+K59","v":4.2682048429848276},0,8.8638869117200307E-3,0.75876295705749852,1.8311021179279305,1.0432107072656654E-2,6.3290356894116592E-2,8.5941355972066168E-3,0.74547705829533562,1.327500975924919E-2,0,5.6238841917779017E-3,0.48131534841193468,0.33536093297252756,2.3834821716309802E-2]
[null,{"$f":"+$B$7","v":"Utilities Consumption (% of baseline)"},{"$f":"+ROUND(H7,3)","v":0.95},{"$f":"+B89&\" = \"&C89*100&\"%\"","v":"Utilities Consumption (% of baseline) = 95%"},4.2675610832766013,0,8.8638869117200307E-3,0.75876295705749852,1.8311021179279305,1.0423480744148488E-2,6.3290356894116592E-2,8.5941355972066168E-3,0.74547705829533562,1.2642866437380176E-2,0,5.6238841917779017E-3,0.48131534841193468,0.33535794291467957,2.3834821716309802E-2]
[null,{"$f":"+$B$7","v":"Utilities Consumption (% of baseline)"},{"$f":"+ROUND(C7,3)","v":1},"Utilities Consumption (% of baseline) = 100%",{"$f":"+K$51","v":4.2675610832766013},{"$f":"+L$51","v":0},8.8638869117200307E-3,0.75876295705749852,1.8311021179279305,1.0423480744148488E-2,6.3290356894116592E-2,8.5941355972066168E-3,0.74547705829533562,1.2642866437380176E-2,0,5.6238841917779017E-3,0.48131534841193468,0.33535794291467957,2.3834821716309802E-2]
[null,"Utilities Consumption (% of baseline)",{"$f":"+ROUND(I7,3)","v":1.05},"Utilities Consumption (% of baseline) = 105%",{"$f":"+K61","v":4.2675610832766013},0,8.8638869117200307E-3,0.75876295705749852,1.8311021179279305,1.0423480744148488E-2,6.3290356894116592E-2,8.5941355972066168E-3,0.74547705829533562,1.2642866437380176E-2,0,5.6238841917779017E-3,0.48131534841193468,0.33535794291467957,2.3834821716309802E-2]
[null,{"$f":"+$B$8","v":"Total Capital Investment"},{"$f":"+ROUND(H8,0)","v":7096461},{"$f":"+B92&\" = \"&TEXT(C92/1000,\"$0,000K\")","v":"Total Capital Investment = $7,096K"},4.1795375683311624,0,8.4206925661340307E-3,0.71963401286009732,1.8311021179279305,1.0110090956443945E-2,6.3290356894116592E-2,8.1509412516206151E-3,0.72251458143944225,1.2642866437380176E-2,0,5.6238841917779017E-3,0.45649420864201268,0.33578952583915739,2.2605674457316999E-2]
[null,{"$f":"+$B$8","v":"Total Capital Investment"},{"$f":"+ROUND(C8,0)","v":7469959},"Total Capital Investment = $7,470K",{"$f":"+K$51","v":4.2675610832766013},0,8.8638869117200307E-3,0.75876295705749852,1.8311021179279305,1.0423480744148488E-2,6.3290356894116592E-2,8.5941355972066168E-3,0.74547705829533562,1.2642866437380176E-2,0,5.6238841917779017E-3,0.48131534841193468,0.33535794291467957,2.3834821716309802E-2]
[null,"Total Capital Investment",{"$f":"+ROUND(I8,0)","v":7843457},"Total Capital Investment = $7,843K",{"$f":"+K63","v":4.3555845982220367},0,9.3070812573060324E-3,0.79789190125489995,1.8311021179279305,1.0736870531853038E-2,6.3290356894116592E-2,9.0373299427926167E-3,0.76843953515122865,1.2642866437380176E-2,0,5.6238841917779017E-3,0.5061364881818563,0.33492635999020109,2.5063968975302584E-2]
[null,{"$f":"+$B$9","v":"Total Fixed Operating Cost"},{"$f":"+ROUND(H9,0)","v":230387},"Total Fixed Operating Cost = $0,230K",4.2296021911192296,0,8.8638869117200307E-3,0.75876295705749852,1.8311021179279305,9.9147706025902484E-3,6.3290356894116592E-2,8.5941355972066168E-3,0.7082032053805688,1.2642866437380176E-2,0,5.6238841917779017E-3,0.48131534841193468,0.33518161381363309,2.3834821716309802E-2]
[null,{"$f":"+$B$9","v":"Total Fixed Operating Cost"},{"$f":"+ROUND(C9,0)","v":242512},"Total Fixed Operating Cost = $0,243K",{"$f":"+K$51","v":4.2675610832766013},0,8.8638869117200307E-3,0.75876295705749852,1.8311021179279305,1.0423480744148488E-2,6.3290356894116592E-2,8.5941355972066168E-3,0.74547705829533562,1.2642866437380176E-2,0,5.6238841917779017E-3,0.48131534841193468,0.33535794291467957,2.3834821716309802E-2]
[null,"Total Fixed Operating Cost",{"$f":"+ROUND(I9,0)","v":254638},"Total Fixed Operating Cost = $0,255K",{"$f":"+K65","v":4.3055199754339748},0,8.8638869117200307E-3,0.75876295705749852,1.8311021179279305,1.0932190885706732E-2,6.3290356894116592E-2,8.5941355972066168E-3,0.78275091121010265,1.2642866437380176E-2,0,5.6238841917779017E-3,0.48131534841193468,0.33553427201572589,2.3834821716309802E-2]
[]
[]
[null,"Standard Toranado","Rank","Titles","Low cost price","Default price","High price","dL0","dL1","dL2",null,"Unsorted titles","Results spread ($/kg)","Importance ranking"]
[null,null,1,{"$f":"OFFSET(L$100,MATCH($C101,$N$101:$N$107,0),0)","v":"Operating Capacity Factor\n(95%, 90%, 86%)"},{"$f":"OFFSET(E$76,MATCH($C101,$N$101:$N$107,0)*3-2,0)","v":4.0652297189895386},{"$f":"+$K$51","v":4.2675610832766013},{"$f":"OFFSET(E$76,MATCH($C101,$N$101:$N$107,0)*3,0)","v":4.4911904859096694},{"$f":"+E101","v":4.0652297189895386},{"$f":"+F101-E101","v":0.20233136428706278},{"$f":"+G101-F101","v":0.22362940263306808},null,{"$f":"+B3&\"\n(\"&TEXT(H3,\"0%, \")&TEXT(C3,\"0%, \")&TEXT(I3,\"0%)\")","v":"Operating Capacity Factor\n(95%, 90%, 86%)"},{"$f":"ABS(K52-K53)+0.000000001","v":0.42596076792013088},{"$f":"+RANK(M101,$M$101:$M$107)","v":1}]
[null,null,2,"Plant Design Capacity (kg of H2/day)\n(1,050, 1,000, 0,950) ",4.147210742605024,4.2675610832766013,4.3999716214045099,{"$f":"+E102","v":4.147210742605024},{"$f":"+F102-E102","v":0.12035034067157735},{"$f":"+G102-F102","v":0.13241053812790859},null,{"$f":"+B4&\"\n(\"&TEXT(H4,\"0,000\")&\", \"&TEXT(C4,\"0,000\")&\", \"&TEXT(I4,\"0,000\")&\") \"","v":"Plant Design Capacity (kg of H2/day)\n(1,050, 1,000, 0,950) "},{"$f":"+ABS(K54-K55)+0.000000002","v":0.25276088079948594},2]
[null,null,3,"Total Capital Investment\n($7,096K, $7,470K, $7,843K) ",4.1795375683311624,4.2675610832766013,4.3555845982220367,4.1795375683311624,8.8023514945438919E-2,8.8023514945435366E-2,null,{"$f":"+B5&\"\n(\"&TEXT(H5,\"0%, \")&TEXT(C5,\"0%, \")&TEXT(I5,\"0%)\")","v":"After-tax Real IRR\n(8%, 8%, 8%)"},{"$f":"+ABS(K56-K57)+0.000000003","v":8.1966204857305519E-2},4]
[null,null,4,"After-tax Real IRR\n(8%, 8%, 8%)",4.226760144781843,4.2675610832766013,4.3087263466391486,4.226760144781843,4.0800938494758299E-2,4.1165263362547222E-2,null,{"$f":"+B6&\"\n(\"&TEXT(H6,\"0%, \")&TEXT(C6,\"0%, \")&TEXT(I6,\"0%)\")","v":"Feedstock Consumption (% of baseline)\n(95%, 100%, 105%)"},{"$f":"+ABS(K58-K59)+0.000000004","v":1.2875234164534421E-3},6]
[null,null,5,"Total Fixed Operating Cost\n($0,230K, $0,243K, $0,255K) ",4.2296021911192296,4.2675610832766013,4.3055199754339748,{"$f":"+E105","v":4.2296021911192296},{"$f":"+F105-E105","v":3.7958892157371693E-2},{"$f":"+G105-F105","v":3.7958892157373469E-2},null,{"$f":"+B7&\"\n(\"&TEXT(H7,\"0%, \")&TEXT(C7,\"0%, \")&TEXT(I7,\"0%)\")","v":"Utilities Consumption (% of baseline)\n(95%, 100%, 105%)"},{"$f":"+ABS(K60-K61)+0.000000004","v":4.0000000000000002E-9},7]
[null,null,6,"Feedstock Consumption (% of baseline)\n(95%, 100%, 105%)",4.2669173235683742,4.2675610832766013,4.2682048429848276,4.2669173235683742,6.4375970822716511E-4,6.4375970822627693E-4,null,{"$f":"+B8&\"\n(\"&TEXT(H8/1000,\"$0,000K\")&\", \"&TEXT(C8/1000,\"$0,000K\")&\", \"&TEXT(I8/1000,\"$0,000K\")&\") \"","v":"Total Capital Investment\n($7,096K, $7,470K, $7,843K) "},{"$f":"+ABS(K62-K63)+0.000000006","v":0.17604703589087428},3]
[null,null,7,"Utilities Consumption (% of baseline)\n(95%, 100%, 105%)",4.2675610832766013,4.2675610832766013,4.2675610832766013,4.2675610832766013,0,0,null,{"$f":"+B9&\"\n(\"&TEXT(H9/1000,\"$0,000K\")&\", \"&TEXT(C9/1000,\"$0,000K\")&\", \"&TEXT(I9/1000,\"$0,000K\")&\") \"","v":"Total Fixed Operating Cost\n($0,230K, $0,243K, $0,255K) "},{"$f":"+ABS(K64-K65)+0.00000007","v":7.5917854314745167E-2},5]
[]
[]
[null,"Simple bar chart","Rank",{"$f":"+D76","v":"Chart titles"},"Hydrogen Sales","Byproduct Sales","Salvage Value",{"$f":"+H76","v":"Initial Equity Depreciable Capital"},"Yearly Replacement Costs","Cash for Working Capital Reserve","Other Non-Depreciable Capital Costs","Decommissioning Costs","Fixed Operating Cost","Feedstock Cost","Other Raw Material Cost","Other Variable Operating Costs","Debt Interest","Taxes","Principal Payment"]
[null,null,1,"Base case",{"$f":"OFFSET(E$76,MATCH($C111,$N$101:$N$107,0)*3-1,0)","v":4.2675610832766013},{"$f":"OFFSET(F$76,MATCH($C111,$N$101:$N$107,0)*3-1,0)","v":0},{"$f":"OFFSET(G$76,MATCH($C111,$N$101:$N$107,0)*3-1,0)","v":8.8638869117200307E-3}]
[null,null,null,null,null,null,null,{"$f":"OFFSET(H$76,MATCH($C111,$N$101:$N$107,0)*3-1,0)","v":0.75876295705749852},1.8311021179279305,1.0423480744148488E-2,6.3290356894116592E-2,8.5941355972066168E-3,0.74547705829533562,1.2642866437380176E-2,0,5.6238841917779017E-3,0.48131534841193468,0.33535794291467957,2.3834821716309802E-2]
[]
[]
[null,null,1,{"$f":"OFFSET(D$76,MATCH($C115,$N$101:$N$107,0)*3-2,0)","v":"Operating Capacity Factor = 94.5%"},4.0652297189895386,0,8.441797058780981E-3]
[null,null,null,null,null,null,null,{"$f":"OFFSET(H$76,MATCH($C115,$N$101:$N$107,0)*3-2,0)","v":0.72263138767380808},1.7439067789789811,9.9389948950454002E-3,6.0276530375349115E-2,8.1848910449586823E-3,0.70997815075746229,1.2642866437380182E-2,0,5.6238841917779009E-3,0.45839556991612812,0.31939263157141673,2.2699830206009328E-2]
[null,null,1,{"$f":"OFFSET(D$76,MATCH($C117,$N$101:$N$107,0)*3,0)","v":"Operating Capacity Factor = 85.5%"},4.4911904859096694,0,9.33040727549477E-3]
[null,null,null,null,null,null,null,{"$f":"OFFSET(H$76,MATCH($C117,$N$101:$N$107,0)*3,0)","v":0.79869784953420919},1.9274759136083475,1.095896510368348E-2,6.66214283095964E-2,9.0464585233753867E-3,0.78471269294245849,1.2642866437380176E-2,0,5.6238841917779017E-3,0.50664773517045758,0.35300381334670633,2.508928601716821E-2]
[]
[null,null,2,{"$f":"OFFSET(D$76,MATCH($C120,$N$101:$N$107,0)*3-2,0)","v":"Plant Design Capacity (kg of H2/day) = 1,050"},4.147210742605024,0,8.7825957741813985E-3]
[null,null,null,null,null,null,null,{"$f":"OFFSET(H$76,MATCH($C120,$N$101:$N$107,0)*3-2,0)","v":0.75066207437674537},1.7480191694860174,1.0254050962147834E-2,6.5745373650483774E-2,8.5023808751713663E-3,0.73306271806942824,1.2642866437380182E-2,0,5.6238841917779009E-3,0.47617661683092577,0.32172385268528036,2.3580350813843402E-2]
[null,null,2,{"$f":"OFFSET(D$76,MATCH($C122,$N$101:$N$107,0)*3,0)","v":"Plant Design Capacity (kg of H2/day) = 0,950"},4.3999716214045099,0,8.95083752936204E-3]
[null,null,null,null,null,null,null,{"$f":"OFFSET(H$76,MATCH($C122,$N$101:$N$107,0)*3,0)","v":0.76737372929887027},1.9228803424736745,1.060681429300428E-2,6.0808173236998934E-2,8.6916655880300928E-3,0.75891014558048575,1.2642866437380176E-2,0,5.6238841917779017E-3,0.48677752444847172,0.35050200373939472,2.410530964577956E-2]
[]
[null,null,3,{"$f":"OFFSET(D$76,MATCH($C125,$N$101:$N$107,0)*3-2,0)","v":"Total Capital Investment = $7,096K"},4.1795375683311624,0,8.4206925661340307E-3]
[null,null,null,null,null,null,null,{"$f":"OFFSET(H$76,MATCH($C125,$N$101:$N$107,0)*3-2,0)","v":0.71963401286009732},1.8311021179279305,1.0110090956443945E-2,6.3290356894116592E-2,8.1509412516206151E-3,0.72251458143944225,1.2642866437380176E-2,0,5.6238841917779017E-3,0.45649420864201268,0.33578952583915739,2.2605674457316999E-2]
[null,null,3,{"$f":"OFFSET(D$76,MATCH($C127,$N$101:$N$107,0)*3,0)","v":"Total Capital Investment = $7,843K"},4.3555845982220367,0,9.3070812573060324E-3]
[null,null,null,null,null,null,null,{"$f":"OFFSET(H$76,MATCH($C127,$N$101:$N$107,0)*3,0)","v":0.79789190125489995},1.8311021179279305,1.0736870531853038E-2,6.3290356894116592E-2,9.0373299427926167E-3,0.76843953515122865,1.2642866437380176E-2,0,5.6238841917779017E-3,0.5061364881818563,0.33492635999020109,2.5063968975302584E-2]
[]
[null,null,4,{"$f":"OFFSET(D$76,MATCH($C130,$N$101:$N$107,0)*3-2,0)","v":"After-tax Real IRR = 8%"},4.226760144781843,0,9.8402690655950437E-3]
[null,null,null,null,null,null,null,{"$f":"OFFSET(H$76,MATCH($C130,$N$101:$N$107,0)*3-2,0)","v":0.72558354042938722},1.8430998587415779,1.0030025449576036E-2,6.0346135188091003E-2,9.5408038826514038E-3,0.7451918513610104,1.2648979825774937E-2,0,5.6238841917778983E-3,0.47508392313757741,0.32299111705876538,2.64602945812475E-2]
[null,null,4,{"$f":"OFFSET(D$76,MATCH($C132,$N$101:$N$107,0)*3,0)","v":"After-tax Real IRR = 8%"},4.3087263466391486,0,7.9778967077059511E-3]
[null,null,null,null,null,null,null,{"$f":"OFFSET(H$76,MATCH($C132,$N$101:$N$107,0)*3,0)","v":0.79237948164526928},1.8188026579421661,1.0814297884183862E-2,6.6286996678256799E-2,7.7351083976350682E-3,0.74576382253845663,1.2636898698399984E-2,0,5.6238841917779061E-3,0.48752895142938296,0.34767973287232629,2.1452411068995397E-2]
[]
[null,null,5,{"$f":"OFFSET(D$76,MATCH($C135,$N$101:$N$107,0)*3-2,0)","v":"Total Fixed Operating Cost = $0,230K"},4.2296021911192296,0,8.8638869117200307E-3]
[null,null,null,null,null,null,null,{"$f":"OFFSET(H$76,MATCH($C135,$N$101:$N$107,0)*3-2,0)","v":0.75876295705749852},1.8311021179279305,9.9147706025902484E-3,6.3290356894116592E-2,8.5941355972066168E-3,0.7082032053805688,1.2642866437380176E-2,0,5.6238841917779017E-3,0.48131534841193468,0.33518161381363309,2.3834821716309802E-2]
[null,null,5,{"$f":"OFFSET(D$76,MATCH($C137,$N$101:$N$107,0)*3,0)","v":"Total Fixed Operating Cost = $0,255K"},4.3055199754339748,0,8.8638869117200307E-3]
[null,null,null,null,null,null,null,{"$f":"OFFSET(H$76,MATCH($C137,$N$101:$N$107,0)*3,0)","v":0.75876295705749852},1.8311021179279305,1.0932190885706732E-2,6.3290356894116592E-2,8.5941355972066168E-3,0.78275091121010265,1.2642866437380176E-2,0,5.6238841917779017E-3,0.48131534841193468,0.33553427201572589,2.3834821716309802E-2]
[]
[null,null,6,{"$f":"OFFSET(D$76,MATCH($C140,$N$101:$N$107,0)*3-2,0)","v":"Feedstock Consumption (% of baseline) = 95%"},4.2669173235683742,0,8.8638869117200307E-3]
[null,null,null,null,null,null,null,{"$f":"OFFSET(H$76,MATCH($C140,$N$101:$N$107,0)*3-2,0)","v":0.75876295705749852},1.8311021179279305,1.0414854415640318E-2,6.3290356894116592E-2,8.5941355972066168E-3,0.74547705829533562,1.2010723115511166E-2,0,5.6238841917779017E-3,0.48131534841193468,0.33535495285683131,2.3834821716309802E-2]
[null,null,6,{"$f":"OFFSET(D$76,MATCH($C142,$N$101:$N$107,0)*3,0)","v":"Feedstock Consumption (% of baseline) = 105%"},4.2682048429848276,0,8.8638869117200307E-3]
[null,null,null,null,null,null,null,{"$f":"OFFSET(H$76,MATCH($C142,$N$101:$N$107,0)*3,0)","v":0.75876295705749852},1.8311021179279305,1.0432107072656654E-2,6.3290356894116592E-2,8.5941355972066168E-3,0.74547705829533562,1.327500975924919E-2,0,5.6238841917779017E-3,0.48131534841193468,0.33536093297252756,2.3834821716309802E-2]
[]
[null,null,7,{"$f":"OFFSET(D$76,MATCH($C145,$N$101:$N$107,0)*3-2,0)","v":"Utilities Consumption (% of baseline) = 95%"},4.2675610832766013,0,8.8638869117200307E-3]
[null,null,null,null,null,null,null,{"$f":"OFFSET(H$76,MATCH($C145,$N$101:$N$107,0)*3-2,0)","v":0.75876295705749852},1.8311021179279305,1.0423480744148488E-2,6.3290356894116592E-2,8.5941355972066168E-3,0.74547705829533562,1.2642866437380176E-2,0,5.6238841917779017E-3,0.48131534841193468,0.33535794291467957,2.3834821716309802E-2]
[null,null,7,{"$f":"OFFSET(D$76,MATCH($C147,$N$101:$N$107,0)*3,0)","v":"Utilities Consumption (% of baseline) = 105%"},4.2675610832766013,0,8.8638869117200307E-3]
[null,null,null,null,null,null,null,{"$f":"OFFSET(H$76,MATCH($C147,$N$101:$N$107,0)*3,0)","v":0.75876295705749852},1.8311021179279305,1.0423480744148488E-2,6.3290356894116592E-2,8.5941355972066168E-3,0.74547705829533562,1.2642866437380176E-2,0,5.6238841917779017E-3,0.48131534841193468,0.33535794291467957,2.3834821716309802E-2]
[]
[]
[]
[null,"Parado chart"]
[null,null,null,"Unsorted"]
[null,null,null,"Title","Unsorted values","Unsorted Ranking","Sorted ranking","Sorted titles","Sorted values",null,"Grayed Titles","Revenues\n $/kg H2","Expenses\n $/kg H2","Colored titles"]
[null,"Revenues",1,"Cost of Hydrogen",{"$f":"+K48+C155/10000000000","v":4.2675610833766013},{"$f":"+RANK(E155,$E$155:$E$157)","v":1},1,{"$f":"OFFSET($D$154,MATCH($G155,$F$155:$F$157,0),0)","v":"Cost of Hydrogen"},{"$f":"OFFSET($E$154,MATCH($G155,$F$155:$F$157,0),0)-OFFSET($C$154,MATCH($G155,$F$155:$F$157,0),0)/10000000000","v":4.2675610832766013},null,{"$f":"+H155","v":"Cost of Hydrogen"},{"$f":"+I155","v":4.2675610832766013},null,{"$f":"+IF(L155>0,K155,\"\")","v":"Cost of Hydrogen"}]
[null,null,2,{"$f":"+F110","v":"Byproduct Sales"},{"$f":"+L48+C156/10000000000","v":2.0000000000000001E-10},{"$f":"+RANK(E156,$E$155:$E$157)","v":3},2,{"$f":"OFFSET($D$154,MATCH($G156,$F$155:$F$157,0),0)","v":"Salvage Value"},{"$f":"OFFSET($E$154,MATCH($G156,$F$155:$F$157,0),0)-OFFSET($C$154,MATCH($G156,$F$155:$F$157,0),0)/10000000000","v":8.8638869117200307E-3},null,{"$f":"+H156","v":"Salvage Value"},{"$f":"+I156","v":8.8638869117200307E-3},null,{"$f":"+IF(L156>0,K156,\"\")","v":"Salvage Value"}]
[null,null,3,{"$f":"+G110","v":"Salvage Value"},{"$f":"+M48+C157/10000000000","v":8.8638872117200312E-3},{"$f":"+RANK(E157,$E$155:$E$157)","v":2},3,{"$f":"OFFSET($D$154,MATCH($G157,$F$155:$F$157,0),0)","v":"Byproduct Sales"},{"$f":"OFFSET($E$154,MATCH($G157,$F$155:$F$157,0),0)-OFFSET($C$154,MATCH($G157,$F$155:$F$157,0),0)/10000000000","v":0},null,"Byproduct Sales",0,null,""]
[null,null,null,null,null,null,null,null,null,null,null,null,null,{"$f":"+IF(L158>0.01,K158,\"\")","v":""}]
[null,"Expenses",1,{"$f":"+H110","v":"Initial Equity Depreciable Capital"},{"$f":"+N48+C159/10000000000","v":0.75876295715749853},{"$f":"+RANK(E159,$E$159:$E$170)","v":2},1,{"$f":"OFFSET($D$158,MATCH($G159,$F$159:$F$170,0),0)","v":"Yearly Replacement Costs"},{"$f":"OFFSET($E$158,MATCH($G159,$F$159:$F$170,0),0)-OFFSET($C$158,MATCH($G159,$F$159:$F$170,0),0)/10000000000","v":1.8311021179279305},null,"Yearly Replacement Costs",null,{"$f":"+I159","v":1.8311021179279305},{"$f":"+IF(M159>0,K159,\"\")","v":"Yearly Replacement Costs"}]
[null,null,{"$f":"+C159+1","v":2},{"$f":"+I110","v":"Yearly Replacement Costs"},{"$f":"+O48+C160/10000000000","v":1.8311021181279306},1,2,"Initial Equity Depreciable Capital",0.75876295705749852,null,"Initial Equity Depreciable Capital",null,{"$f":"+I160","v":0.75876295705749852},{"$f":"+IF(M160>0,K160,\"\")","v":"Initial Equity Depreciable Capital"}]
[null,null,{"$f":"+C160+1","v":3},{"$f":"+J110","v":"Cash for Working Capital Reserve"},{"$f":"+P48+C161/10000000000","v":1.0423481044148489E-2},9,3,"Fixed Operating Cost",0.74547705829533562,null,"Fixed Operating Cost",null,0.74547705829533562,"Fixed Operating Cost"]
[null,null,4,{"$f":"+K110","v":"Other Non-Depreciable Capital Costs"},{"$f":"+Q48+C162/10000000000","v":6.3290357294116598E-2},6,4,"Debt Interest",0.48131534841193468,null,"Debt Interest",null,0.48131534841193468,"Debt Interest"]
[null,null,5,{"$f":"+L110","v":"Decommissioning Costs"},{"$f":"+R48+C163/10000000000","v":8.5941360972066165E-3},10,5,"Taxes",0.33535794291467957,null,"Taxes",null,0.33535794291467957,"Taxes"]
[null,null,6,{"$f":"+M110","v":"Fixed Operating Cost"},{"$f":"+S48+C164/10000000000","v":0.74547705889533566},3,6,"Other Non-Depreciable Capital Costs",6.3290356894116592E-2,null,"Other Non-Depreciable Capital Costs",null,6.3290356894116592E-2,"Other Non-Depreciable Capital Costs"]
[null,null,7,{"$f":"+N110","v":"Feedstock Cost"},{"$f":"+T48+C165/10000000000","v":1.2642867137380177E-2},8,7,"Principal Payment",2.3834821716309802E-2,null,"Principal Payment",null,2.3834821716309802E-2,"Principal Payment"]
[null,null,8,{"$f":"+O110","v":"Other Raw Material Cost"},{"$f":"+U48+C166/10000000000","v":8.0000000000000003E-10},12,8,"Feedstock Cost",1.2642866437380176E-2,null,"Feedstock Cost",null,1.2642866437380176E-2,"Feedstock Cost"]
[null,null,9,{"$f":"+P110","v":"Other Variable Operating Costs"},{"$f":"+V48+C167/10000000000","v":5.6238850917779016E-3},11,9,"Cash for Working Capital Reserve",1.0423480744148488E-2,null,"Cash for Working Capital Reserve",null,1.0423480744148488E-2,"Cash for Working Capital Reserve"]
[null,null,10,{"$f":"+Q110","v":"Debt Interest"},{"$f":"+W48+C168/10000000000","v":0.48131534941193471},4,10,"Decommissioning Costs",8.5941355972066168E-3,null,"Decommissioning Costs",null,8.5941355972066168E-3,"Decommissioning Costs"]
[null,null,11,{"$f":"+R110","v":"Taxes"},{"$f":"+X48+C169/10000000000","v":0.33535794401467955},5,11,"Other Variable Operating Costs",5.6238841917779017E-3,null,"Other Variable Operating Costs",null,5.6238841917779017E-3,"Other Variable Operating Costs"]
[null,null,12,{"$f":"+S110","v":"Principal Payment"},{"$f":"+Y48+C170/10000000000","v":2.3834822916309801E-2},7,12,"Other Raw Material Cost",0,null,"Other Raw Material Cost",null,0,""]
[null,null,null,null,null,null,null,null,null,null,"Total",{"$f":"+SUM(L155:L170)","v":4.2764249701883212},{"$f":"+SUM(M155:M170)","v":4.2764249701883186},{"$f":"+IF(M171<0.01,K171,\"\")","v":""}]
[]
[]
[null,"Waterfall Chart",null,"Values","Base","Decrease","Increase"]
[null,0,"Baseline",{"$f":"+K51","v":4.2675610832766013},{"$f":"+D175","v":4.2675610832766013}]
[null,1,{"$f":"OFFSET($B$50,0,MATCH($B176,$C$72:$I$72,0))&\nIF(OFFSET($F$2,MATCH($B176,$C$72:$I$72,0),0)<1,\n\"\n= \"&OFFSET($F$2,MATCH($B176,$C$72:$I$72,0),0)*100-100,\n\"\n= +\"&OFFSET($F$2,MATCH($B176,$C$72:$I$72,0),0)*100-100)\n&\"%\"","v":"Operating capacity factor\n= +5%"},{"$f":"+K66","v":4.0652297189895386},{"$f":"+E175+G175-F176","v":4.0652297189895386},{"$f":"+MAX(D175-D176,0)","v":0.20233136428706278},{"$f":"+MAX(D176-D175,0)","v":0}]
[null,2,{"$f":"OFFSET($B$50,0,MATCH($B177,$C$72:$I$72,0))&\nIF(OFFSET($F$2,MATCH($B177,$C$72:$I$72,0),0)<1,\n\"\n= \"&OFFSET($F$2,MATCH($B177,$C$72:$I$72,0),0)*100-100,\n\"\n= +\"&OFFSET($F$2,MATCH($B177,$C$72:$I$72,0),0)*100-100)\n&\"%\"","v":"Total capital investment ($)\n= -5%"},{"$f":"+K67","v":3.9813977999938861},3.9813977999938861,{"$f":"+MAX(D176-D177,0)","v":8.3831918995652455E-2},{"$f":"+MAX(D177-D176,0)","v":0}]
[null,3,{"$f":"OFFSET($B$50,0,MATCH($B178,$C$72:$I$72,0))&\nIF(OFFSET($F$2,MATCH($B178,$C$72:$I$72,0),0)<1,\n\"\n= \"&OFFSET($F$2,MATCH($B178,$C$72:$I$72,0),0)*100-100,\n\"\n= +\"&OFFSET($F$2,MATCH($B178,$C$72:$I$72,0),0)*100-100)\n&\"%\"","v":"Total fixed operating cost ($/year)\n= -5%"},{"$f":"+K68","v":3.9463600214538528},3.9463600214538528,{"$f":"+MAX(D177-D178,0)","v":3.5037778540033315E-2},{"$f":"+MAX(D178-D177,0)","v":0}]
[null,4,{"$f":"OFFSET($B$50,0,MATCH($B179,$C$72:$I$72,0))&\nIF(OFFSET($F$2,MATCH($B179,$C$72:$I$72,0),0)<1,\n\"\n= \"&OFFSET($F$2,MATCH($B179,$C$72:$I$72,0),0)*100-100,\n\"\n= +\"&OFFSET($F$2,MATCH($B179,$C$72:$I$72,0),0)*100-100)\n&\"%\"","v":"Feedstock consumption (% of most likely value)\n= -5%"},{"$f":"+K69","v":3.9457162617456278},3.9457162617456278,{"$f":"+MAX(D178-D179,0)","v":6.4375970822494466E-4},{"$f":"+MAX(D179-D178,0)","v":0}]
[null,5,{"$f":"OFFSET($B$50,0,MATCH($B180,$C$72:$I$72,0))&\nIF(OFFSET($F$2,MATCH($B180,$C$72:$I$72,0),0)<1,\n\"\n= \"&OFFSET($F$2,MATCH($B180,$C$72:$I$72,0),0)*100-100,\n\"\n= +\"&OFFSET($F$2,MATCH($B180,$C$72:$I$72,0),0)*100-100)\n&\"%\"","v":"Utilities consumption (% of most likely value)\n= -5%"},{"$f":"+K70","v":3.9457162617456278},3.9457162617456278,{"$f":"+MAX(D179-D180,0)","v":0},{"$f":"+MAX(D180-D179,0)","v":0}]
[null,6,"Adjusted",{"$f":"+K70","v":3.9457162617456278},3.9457162617456278]
[]
[]
[]
[]
[]
[]
[]
[null,"Min factor",{"$f":"+MIN(F3:G3)","v":0.95},{"$f":"+MIN(F4:G4)","v":0.95},{"$f":"+MIN(F5:G5)","v":0.95},{"$f":"+MIN(F6:G6)","v":0.95},{"$f":"+MIN(F7:G7)","v":0.95},{"$f":"+MIN(F8:G8)","v":0.95},{"$f":"+MIN(F9:G9)","v":0.95}]
[null,"Nominal factor",1,1,1,1,1,1,1]
[null,"Max factor",{"$f":"+MAX(F3:G3)","v":1.05},{"$f":"+MAX(F4:G4)","v":1.05},{"$f":"+MAX(F5:G5)","v":1.05},{"$f":"+MAX(F6:G6)","v":1.05},{"$f":"+MAX(F7:G7)","v":1.05},{"$f":"+MAX(F8:G8)","v":1.05},{"$f":"+MAX(F9:G9)","v":1.05}]
[]
[]
[null,"Variable",{"$f":"+MATCH(R12,C50:Y50,0)","v":9}]
[null,"Min",{"$f":"+MIN(OFFSET($B$251:$B$2250,0,C194))","v":3.9776054724860055}]
[null,"max",{"$f":"+MAX(OFFSET($B$251:$B$2250,0,C194))","v":4.6186941274591948}]
[null,"max-min",{"$f":"+C196-C195","v":0.64108865497318934}]
[null,"gain",{"$f":"+OFFSET(B199,0,C194)","v":1}]
[null,"gain",{"$f":"+C3","v":0.9},{"$f":"+C4","v":1000},{"$f":"+C5","v":0.08},{"$f":"+C6","v":1},{"$f":"+C7","v":1},{"$f":"+C8","v":7469959.3230546284},{"$f":"+C9","v":242512.30982982749},null,1,1,1,1,1,1,1,1,1,1,1,1,1,1]
[null,"Range to plot"]
[null,"Min","Max",null,"Min*gain","Max*gain","Average","Probability","Cumulative probability"]
[null,{"$f":"+C195","v":3.9776054724860055},{"$f":"+B202+($C$197/20)","v":4.0096599052346651},{"$f":"+COUNTIFS(OFFSET(B$251:B$2250,0,$C$194),\">=\"&$B202,\nOFFSET(B$251:B$2250,0,$C$194),\"<=\"&$C202)","v":4},{"$f":"+B202*$C$198","v":3.9776054724860055},{"$f":"+C202*$C$198","v":4.0096599052346651},{"$f":"+AVERAGE(E202:F202)","v":3.9936326888603353},{"$f":"+D202/$D$223","v":2E-3},{"$f":"+H202","v":2E-3}]
[null,{"$f":"+C202","v":4.0096599052346651},{"$f":"+B203+($C$197/20)","v":4.0417143379833247},18,{"$f":"+B203*$C$198","v":4.0096599052346651},{"$f":"+C203*$C$198","v":4.0417143379833247},{"$f":"+AVERAGE(E203:F203)","v":4.0256871216089944},{"$f":"+D203/$D$223","v":8.9999999999999993E-3},{"$f":"+I202+H203","v":1.0999999999999999E-2}]
[null,{"$f":"+C203","v":4.0417143379833247},4.0737687707319843,31,4.0417143379833247,4.0737687707319843,4.0577415543576549,1.55E-2,{"$f":"+I203+H204","v":2.6499999999999999E-2}]
[null,4.0737687707319843,4.1058232034806439,57,4.0737687707319843,4.1058232034806439,4.0897959871063136,2.8500000000000001E-2,5.5E-2]
[null,4.1058232034806439,4.1378776362293035,101,4.1058232034806439,4.1378776362293035,4.1218504198549741,5.0500000000000003E-2,0.10550000000000001]
[null,4.1378776362293035,4.1699320689779631,146,4.1378776362293035,4.1699320689779631,4.1539048526036328,7.2999999999999995E-2,0.17849999999999999]
[null,4.1699320689779631,4.2019865017266227,173,4.1699320689779631,4.2019865017266227,4.1859592853522933,8.6499999999999994E-2,0.26500000000000001]
[null,4.2019865017266227,4.2340409344752823,228,4.2019865017266227,4.2340409344752823,4.218013718100952,0.114,0.379]
[null,4.2340409344752823,4.2660953672239419,215,4.2340409344752823,4.2660953672239419,4.2500681508496125,0.1075,0.48649999999999999]
[null,4.2660953672239419,4.2981497999726015,198,4.2660953672239419,4.2981497999726015,4.2821225835982712,9.9000000000000005E-2,0.58550000000000002]
[null,4.2981497999726015,4.3302042327212611,236,4.2981497999726015,4.3302042327212611,4.3141770163469317,0.11799999999999999,0.70350000000000001]
[null,4.3302042327212611,4.3622586654699207,184,4.3302042327212611,4.3622586654699207,4.3462314490955904,9.1999999999999998E-2,0.79549999999999998]
[null,4.3622586654699207,4.3943130982185803,140,4.3622586654699207,4.3943130982185803,4.3782858818442509,7.0000000000000007E-2,0.86549999999999994]
[null,4.3943130982185803,4.4263675309672399,100,4.3943130982185803,4.4263675309672399,4.4103403145929096,0.05,0.91549999999999998]
[null,4.4263675309672399,4.4584219637158995,81,4.4263675309672399,4.4584219637158995,4.4423947473415701,4.0500000000000001E-2,0.95599999999999996]
[null,4.4584219637158995,4.4904763964645591,37,4.4584219637158995,4.4904763964645591,4.4744491800902289,1.8499999999999999E-2,0.97449999999999992]
[null,4.4904763964645591,4.5225308292132187,31,4.4904763964645591,4.5225308292132187,4.5065036128388893,1.55E-2,0.98999999999999988]
[null,4.5225308292132187,4.5545852619618783,9,4.5225308292132187,4.5545852619618783,4.5385580455875481,4.4999999999999997E-3,0.99449999999999983]
[null,4.5545852619618783,4.5866396947105379,9,4.5545852619618783,4.5866396947105379,4.5706124783362085,4.4999999999999997E-3,0.99899999999999978]
[null,4.5866396947105379,{"$f":"+B221+($C$197/20)+0.000001","v":4.6186951274591976},2,4.5866396947105379,4.6186951274591976,4.6026674110848678,1E-3,0.99999999999999978]
[null,null,null,null,null,0,0]
[null,"Variable to plot",null,{"$f":"+SUM(D202:D221)","v":2000}]
[null,{"$f":"+TRANSPOSE(Sensitivity_output)","v":"Cost of hydrogen ($/kg)"}]
[null,"Revenue from byproduct sales ($/kg)"]
[null,"Salvage value ($/kg)"]
[null,"Initial equity depreciable capital ($/kg)"]
[null,"Yearly replacement costs ($/kg)"]
[null,"Cash from working capital reserve ($/kg)"]
[null,"Other non-depreciable capital costs ($/kg)"]
[null,"Decommissioning costs ($/kg)"]
[null,"Fixed operating cost ($/kg)"]
[null,"Feedstock cost ($/kg)"]
[null,"Other raw material cost ($/kg)"]
[null,"Other variable operating costs ($/kg)"]
[null,"Debt interest ($/kg)"]
[null,"Taxes ($/kg)"]
[null,"Principal payment ($/kg)"]
[null,{"$f":"+TRANSPOSE(C50:I50)","v":"Operating capacity factor"}]
[null,"Plant design capacity (kg of H2/day)"]
[null,"After-tax real IRR (%)"]
[null,"Feedstock consumption (% of most likely value)"]
[null,"Utilities consumption (% of most likely value)"]
[null,"Total capital investment ($)"]
[null,"Total fixed operating cost ($/year)"]
[]
[]
[null,null,{"$f":"+RAND()","v":0.68693628656763484},{"$f":"+RAND()","v":0.97127030843744577},0.86769970494012028,0.22570015094792018,0.96727240858911734,0.57127361929008513,0.45664878706748968]
[null,null,{"$f":"IFERROR(IF(C$248<=(C$190-C$189)/(C$191-C$189),C$189+SQRT(C$248*(C$191-C$189)*(C$190-C$189)),C$191-SQRT((1-C$248)*(C$191-C$189)*(C$191-C$190))),1)","v":1.0104358929437069},{"$f":"IFERROR(IF(D$248<=(D$190-D$189)/(D$191-D$189),D$189+SQRT(D$248*(D$191-D$189)*(D$190-D$189)),D$191-SQRT((1-D$248)*(D$191-D$189)*(D$191-D$190))),1)","v":1.038014656541727},1.0242803290203899,0.98359316529801266,1.0372078947372056,1.0037006273957241,0.99778330184632957]
[]
[null,1,0.97209580612582613,0.97758676982194193,0.97150180856982959,1.0058248141125201,0.96677176830970379,0.96293997388540864,1.0233117592401009,null,4.3765448709951995,0,9.3604154749440394E-3,0.73562258790495949,1.9320365310109209,1.0567521052977907E-2,6.2263416815442479E-2,9.0710232097118027E-3,0.77278858542806927,1.2719995677999805E-2,0,5.623884191777893E-3,0.47507017653122247,0.34498415136884564,2.515741327822002E-2]
[null,2,0.98544810586594056,0.99195893441823102,1.0070160935174637,0.98301511902640715,1.0322164507630103,1.0213983129077049,0.98103181990363575,null,4.3802348426717428,0,9.0667933718501913E-3,0.7932298525047341,1.8707412325570749,1.0592648369864425E-2,6.4242658587192844E-2,8.7987544092806205E-3,0.75405370866224519,1.2427296993077401E-2,0,5.6238841917779052E-3,0.50099419878101303,0.34419509312300334,2.4402307864325911E-2]
[null,3,1.0153326897613275,1.009031774427031,0.96246149864298958,0.98443390991804214,0.97052551064337111,1.0350493293520733,1.0006199122418782,null,4.210739250499798,0,9.7576105319681465E-3,0.74738258816071834,1.7968943861504059,1.0162233552699945E-2,6.0575944502481598E-2,9.4682046971901104E-3,0.74801517811555795,1.2450571449148507E-2,0,5.6238841917779043E-3,0.48545420750093149,0.31821071341007356,2.6258949300777219E-2]
[null,4,0.9996353695522654,0.99080337691207132,1.0215971160979824,0.99006986409886522,1.0088258911034722,1.00069671983234,1.0174649421089512,null,4.3246891683663637,0,8.4944058446465003E-3,0.7756441181559004,1.8426361133074132,1.0813557330558348E-2,6.4138096368270767E-2,8.2383828706761916E-3,0.761659088096307,1.2514751127717045E-2,0,5.6238841917779017E-3,0.48551181402210247,0.34355558526304336,2.2848183477241307E-2]
[null,5,1.002457869193695,1.0405439235946921,1.0061491484238776,0.99679899689296447,1.0036055141242808,0.99497372928485794,0.96907033894113626,null,4.132116859611414,0,8.6198911152953143E-3,0.75046332546056693,1.7573649665313138,9.9659555985802256E-3,6.5499363568231217E-2,8.3458886823011905E-3,0.70866605966556495,1.2601657131070877E-2,0,5.6238841917778965E-3,0.47423774597546059,0.32482156575241944,2.3146338169422555E-2]
[null,6,0.98496381679159173,1.00745091959936,0.99398392531634461,0.99043979232464729,0.967316343911233,1.0258745954348505,0.98748005681673101,null,4.3446182333778429,0,9.3361338799120806E-3,0.78543890491492596,1.8474291678543675,1.0536103382318477E-2,6.4265040376077345E-2,9.0571766698253151E-3,0.75732677046480357,1.2522718954969333E-2,0,5.6238841917778956E-3,0.50010874384185466,0.33652684507430025,2.5119011532535505E-2]
[null,7,0.96304111120751934,1.0017315919915961,0.98361348331286558,0.98984629977483118,1.0165189559002874,0.95549812173580728,0.99248884762591205,null,4.3256393215133073,0,9.0987161850812001E-3,0.74061355928341221,1.9023565166321301,1.0310344282811237E-2,6.4798608210092409E-2,8.8084355069578176E-3,0.74666298814819632,1.2516461982037463E-2,0,5.6238841917778965E-3,0.47464401700429881,0.34397406520946994,2.4429157247203837E-2]
[null,8,0.99749353982602795,1.0295199619546442,0.98214416392225112,1.0318702962284934,0.99280668102616687,0.99654933305270887,0.97327992276197517,null,4.1653229212890315,0,9.14264612889008E-3,0.74131200984189272,1.7897629556972121,9.9265459943668494E-3,6.3821111393769961E-2,8.8554640991228076E-3,0.71848117737273676,1.3048033970652859E-2,0,5.6238841917778922E-3,0.47553153057249509,0.32354326878161627,2.4559585502278828E-2]
[null,9,0.95589966589744413,0.99539397124044482,1.0087369148645968,1.0006046571882448,1.0150468185954769,0.95751754734824357,1.0045097637940714,null,4.408132488650403,0,8.7251292711082399E-3,0.76561599819243686,1.9217860956054815,1.074817543630636E-2,6.651419527937022E-2,8.4490585315482904E-3,0.76417122457061326,1.2649457049063383E-2,0,5.6238841917778904E-3,0.48303945857488501,0.3548276029088166,2.343246758121615E-2]
[null,10,1.0383195606010909,0.98396391297837316,0.98090910826889921,1.0112167708093636,0.98413577409474318,1.0432363791797372,0.96785881327497481,null,4.1839762409470582,0,9.2977815872489142E-3,0.75320758307973257,1.7954215386325494,9.8972678369056277E-3,5.9115724656397521E-2,9.030771820649609E-3,0.7172559718238205,1.2787021691685701E-2,0,5.6238841917778965E-3,0.48353860786689823,0.32234987013706279,2.504578079682852E-2]
[null,11,1.0032943646991859,0.98100638303112642,1.0172811271435003,1.0310816356537136,1.0028503844985095,0.98695494756924773,0.9654211949568855,null,4.267450625408542,0,8.4392858094270422E-3,0.76068211949703302,1.854459783981361,1.016143231395601E-2,6.3157267029955361E-2,8.1838565354763037E-3,0.716433271972721,1.3033683625289843E-2,0,5.6238841917779052E-3,0.47740771926599063,0.34404993168846093,2.269696111594233E-2]
[null,12,1.0229769554026826,0.99415088498405035,0.992363488860868,0.99013703354023197,1.0183379575499925,1.0460591399974082,1.0064061229448811,null,4.2643267914000909,0,9.2204582530340199E-3,0.77272749001360941,1.801827752862764,1.0500942374850615E-2,6.1145437248645781E-2,8.9537323175799353E-3,0.7556819570995984,1.2519085480677991E-2,0,5.6238841917778983E-3,0.49251365448354939,0.32722119276102629,2.4832120819043711E-2]
[null,13,0.97422998777460157,0.97864928838328602,1.0131598745977439,0.97728942829772214,0.97834754712677607,0.96977668911178638,1.0060440099267989,null,4.3966068186500964,0,8.6180690309820614E-3,0.7669623653913088,1.915227036538675,1.0739565681309484E-2,6.4671053128858152E-2,8.3532269731229642E-3,0.76129249251666786,1.235419080813027E-2,0,5.6238841917778956E-3,0.48257054794574716,0.3542638344517467,2.3166690053734944E-2]
[null,14,0.98534774268734304,1.0030115779097279,0.96849323712347279,1.0028190272291768,1.0041286856471079,1.0140546871821121,1.0167594217804625,null,4.3346568056326387,0,9.7384183233696093E-3,0.75912662386862551,1.8607036609525895,1.0570997297816102E-2,6.2488706985748557E-2,9.4453070262789044E-3,0.77491149047271246,1.2682353262378505E-2,0,5.6238841917778922E-3,0.4911881705609048,0.33145858402673378,2.6195445310443998E-2]
[null,15,0.97478264667270353,1.0334172406378184,1.0096668746984303,1.0036670770355449,1.0246456025851198,1.0012502848915319,1.0005387878431147,null,4.3045580190253983,0,8.8663369815323387E-3,0.78037486602652684,1.8182602656412317,1.0660159781188635E-2,6.7219444531664785E-2,8.5881254002188687E-3,0.7571921691043757,1.2688059321572642E-2,0,5.6238841917779017E-3,0.49206835412494676,0.3369308747397754,2.381815314364619E-2]
[null,16,0.99925913184039294,1.0021182320463586,1.0116349588996394,1.0084091285244567,0.99410630848280723,1.0403943342422384,0.97501286744654891,null,4.3271524548809355,0,9.0023911564097968E-3,0.79870576838052221,1.8259371124739181,1.0508864073729102E-2,6.4136276287101418E-2,8.7385210256463834E-3,0.74501643996765721,1.2747768373792847E-2,0,5.6238841917778974E-3,0.50301582027227876,0.33748913331378944,2.4235257677130959E-2]
[null,17,1.0131330693075569,0.97664452993412065,1.0100274307546493,0.99547180744268937,0.99943727703514273,0.95208886499177525,0.98389372631792704,null,4.1841305766831525,0,8.1929384275020948E-3,0.72198304660869372,1.8460623198214661,9.9922756234132638E-3,6.1907292787444966E-2,7.9369932903069311E-3,0.70851521028690645,1.2584414013715597E-2,0,5.6238841917779052E-3,0.45514784930704427,0.34055791416596426,2.2012315013915026E-2]
[null,18,0.99923319283119305,1.0036519507589206,0.95989928754107545,0.98409560967531517,1.0117967241631796,1.0069135761858874,1.0105856613639783,null,4.2486396701985258,0,9.7068043648921697E-3,0.73731179346890829,1.8357761385892886,1.0247455889948871E-2,6.1145148294375E-2,9.4123904634659961E-3,0.75597298668538637,1.2446603125068133E-2,0,5.6238841917779052E-3,0.47969904173498445,0.32460687701542856,2.6104155104781618E-2]
[null,19,0.98329329825985756,1.034704679897005,1.0457162502277089,0.97067050899847285,1.0320252645913031,1.0473861292496089,1.0242101087078701,null,4.3968291479656951,0,8.5200599526508401E-3,0.83588119439739428,1.7916626809015166,1.1403329380520195E-2,6.8961002759917858E-2,8.2641818220656783E-3,0.79021753577635234,1.2266755599168917E-2,0,5.6238841917779043E-3,0.5156183758355255,0.34253053342722201,2.2919733826881582E-2]
[null,20,0.99227373741488945,0.97480305821988167,0.97816478022732101,0.99581494709784535,0.98776620898150425,0.98142792120558164,1.0380983923329108,null,4.3445256628826794,0,9.2218888334461395E-3,0.73979906354022129,1.8962492435567693,1.0686196449264362E-2,6.1249360925472153E-2,8.9429230949521453E-3,0.77774769467060256,1.2592596230271765E-2,0,5.6238841917778939E-3,0.47575442376675148,0.3403000225754077,2.4802142714636204E-2]
[null,21,1.0193569301966499,0.98157997311117184,1.0046953074588088,0.98270635853302779,1.0186626196466546,0.98852531747282613,0.98463984092901469,null,4.2054450141551332,0,8.5415825663670824E-3,0.74161995402329017,1.8272960899702506,1.0103408713852209E-2,6.1464588720091105E-2,8.2833213932548885E-3,0.71966428731966525,1.2423668401687876E-2,0,5.6238841917779078E-3,0.46907157676876993,0.33546300204808832,2.2972815170765621E-2]
[null,22,1.0052758594290239,0.99941154759449247,0.98474742921383274,0.99008422339750457,1.0187351831446725,0.98474236881751542,0.98787804019931746,null,4.1986087830994583,0,8.9658732308654163E-3,0.73304180130868335,1.8261905954638922,1.0037096081559829E-2,6.2030662037127218E-2,8.688948671171863E-3,0.72575328845391385,1.2519333815921536E-2,0,5.6238841917779078E-3,0.46945633591835495,0.33013493579068215,2.4097774597233793E-2]
[null,23,1.0020743697683605,0.98951549131706873,0.98329503645634153,1.0245914149639896,0.96641686055285703,0.99656904260719059,0.98038644232890271,null,4.2512262091229625,0,9.1475087577195698E-3,0.74516663827229934,1.8498326503918237,1.0094234179052659E-2,6.166276682264276E-2,8.871008210238859E-3,0.73037338040634825,1.2955848626380394E-2,0,5.6238841917778922E-3,0.47765774954387791,0.33353286197463988,2.4602695261602393E-2]
[null,24,1.003611728961471,0.99996330472255068,0.98176326126910629,0.98969252370342264,0.97971783088178044,0.97124462276931112,1.0062214943635894,null,4.1920064976970774,0,8.9121996659459485E-3,0.72186491046400858,1.8289738689242425,1.0126527524316413E-2,6.1984659905645875E-2,8.6329580184422491E-3,0.73408210224557224,1.2514740585342153E-2,0,5.6238841917778922E-3,0.4631679304920473,0.33000462388770191,2.3942491123928576E-2]
[null,25,1.0093502262464011,0.98035351895954559,1.0001478599121505,0.99828250139248964,0.99935439920354441,0.99823595345196803,0.99897628197070532,null,4.2744580786270854,0,8.7966406825290937E-3,0.75374798773888352,1.8487311971743949,1.0378341362163777E-2,6.1749643726954948E-2,8.5335742351958493E-3,0.74210760206923332,1.2621134499034726E-2,0,5.6238841917778983E-3,0.47809018170532469,0.33800431068689157,2.3666861919760543E-2]
[null,26,1.0133461631651706,0.99825866323744927,0.99573602542561312,1.022902887872315,1.0373002563071405,1.042520632227057,1.0258912697568139,null,4.3064382549810656,0,9.204047572225418E-3,0.77897144391045114,1.8110120706233055,1.0794749685347346E-2,6.2122468008837473E-2,8.9358223200090309E-3,0.77491200643602265,1.2932952095907817E-2,0,5.6238841917778956E-3,0.49544854645207848,0.33010590927694966,2.4782449552607E-2]
[null,27,0.9662821486642128,1.0374422811728008,1.0185068902896151,0.99948103846681258,1.0277468034358515,1.0135028411255442,1.0170821769056737,null,4.3752381624872934,0,8.8805349011437575E-3,0.80267495686394275,1.8253268496970114,1.1063677573064621E-2,6.8578841145077382E-2,8.6042081827391887E-3,0.78138315359317423,1.2634080461617165E-2,0,5.6238841917779078E-3,0.50338383631845496,0.34098245251697712,2.3862756844592985E-2]
[null,28,1.0353142179228336,1.0265994546843982,1.01610760995212,1.0115617924403999,1.0229201886973591,0.97416167776291496,0.99841052805950958,null,4.0271541976771443,0,8.0228711659185784E-3,0.71930656598257414,1.7212857918579834,9.9377972222129962E-3,6.3342396971562367E-2,7.7657796445462545E-3,0.70112140781600096,1.2787079703179282E-2,0,5.6238841917779017E-3,0.45176573116117907,0.3207031601362878,2.1537474155756874E-2]
[null,29,0.97180677444982988,1.0369459036760793,0.98240199204600809,1.0220251505369873,1.0153931466155841,1.0059188743494403,0.98517966559108261,null,4.2827587162177068,0,9.4546029056622235E-3,0.76725566794047162,1.8244875353160044,1.0337578626294391E-2,6.5892409177335839E-2,9.1583328423760543E-3,0.74897937549091809,1.2923509670306414E-2,0,5.6238841917778939E-3,0.49209372524054923,0.33006174437788394,2.5399556249450929E-2]
[null,30,1.0213934319071776,0.98099373110639798,0.98903340481851887,0.98462030035515657,1.0375614730984046,0.98382573478280999,0.9782813137918428,null,4.1734608914310494,0,8.7683199733169844E-3,0.72650253218890737,1.8284859758103376,9.8767810520335418E-3,6.0416920263250275E-2,8.5020911457786719E-3,0.71157965775434617,1.2449730982693993E-2,0,5.6238841917779061E-3,0.46401784338825974,0.33119424734343911,2.3579547283535698E-2]
[null,31,1.005569040576249,1.0196199250124061,1.0100098738482248,0.99123492326822527,0.98643501530236122,1.0035141397008833,0.99442668135432855,null,4.2057587539916499,0,8.6299832770002308E-3,0.76072147407088619,1.7852001562209459,1.0340891595022782E-2,6.4502521382215544E-2,8.3632944008835055E-3,0.73393277719923145,1.2530854865950602E-2,0,5.6238841917779E-3,0.47957427358488902,0.3304039988792985,2.3194610877545575E-2]
[null,32,1.0219446031803898,1.0026270859773661,0.98365334161234819,0.96786861643590705,1.0012335404576664,1.0091830278242977,1.0004330412521454,null,4.172352192082454,0,9.0537380298717236E-3,0.73831221153671511,1.7911725920948067,1.0124833203039495E-2,6.1108587672397081E-2,8.7800208467440112E-3,0.73315737110092694,1.2238552686506464E-2,0,5.6238841917778956E-3,0.47315725819659232,0.32338026604525416,2.435035253756606E-2]
[null,33,1.0126255562258641,0.99946268413600292,1.0053813245546481,1.0074768780472239,1.0341518342743894,1.0212050591852984,1.0262570374202342,null,4.277296291648458,0,8.8394795396921928E-3,0.76941141517201062,1.8079032968970998,1.0741663057618287E-2,6.2790963016271975E-2,8.5761941341343812E-3,0.76555502261809782,1.2736741435717611E-2,0,5.6238841917778983E-3,0.48644277019763282,0.3325687572837715,2.378506318401535E-2]
[null,34,0.99342347135699749,0.99947104917127061,0.96759830846167016,0.95813353387818134,1.022906862864301,0.99295716619526475,1.0005317202328119,null,4.2579636254533932,0,9.4823314850559903E-3,0.73678566726258554,1.8520214595801703,1.0191234140150733E-2,6.1757113592344891E-2,9.1918615471255957E-3,0.7475052396874805,1.2117334336338657E-2,0,5.6238841917779E-3,0.47700439994602495,0.32975521849585399,2.5492544158594907E-2]
[null,35,1.0287892262214942,1.0099068836724854,1.0321373486326522,0.97752255126199583,0.97700863000382476,1.0088293803597748,0.9936933958108326,null,4.1606607235649964,0,8.108622831572777E-3,0.76373633697399812,1.7556504123988257,1.0335948036729168E-2,6.3874999026506896E-2,7.8616670733934711E-3,0.72168352859335916,1.2354921061830287E-2,0,5.6238841917778956E-3,0.47499638125131738,0.33084786115556558,2.1803406633265323E-2]
[null,36,0.98508848165483331,0.98190118501279666,0.99828200460356697,0.97851601882872874,1.0126584988369831,1.0303297838265173,1.0062565432046429,null,4.4366055427643918,0,9.3367637420756263E-3,0.7963221252092183,1.8918862128614129,1.0885222918942608E-2,6.3237455178793187E-2,9.0658278538930121E-3,0.78060325113747853,1.237145052276009E-2,0,5.6238841917778974E-3,0.50568102814346305,0.34512284391726961,2.5143004571457937E-2]
[null,37,1.0085524315032697,0.97369619486969405,1.0274545441524783,0.99926876549909149,0.99827207900240167,1.0360975563962478,1.0070644710545518,null,4.3910499893900123,0,8.6388226802026295E-3,0.80394579258986099,1.855446130826766,1.0951107838594295E-2,6.3054112311619795E-2,8.3915566049224365E-3,0.76809769145784512,1.2630328960352566E-2,0,5.623884191777893E-3,0.50143040597808231,0.34684480854243699,2.3272992767958953E-2]
[null,38,1.0247011205350629,0.98264986022447098,0.99339203997138947,1.0388552997849487,1.0227369574515681,1.0375173661589872,1.0260914117826205,null,4.2881201198276537,0,9.1302727845217341E-3,0.76758901981268612,1.8186075556031431,1.0688843011925943E-2,6.0549709139030211E-2,8.8669697218585405E-3,0.76830546411441925,1.3134939506269231E-2,0,5.6238841917779E-3,0.48892404963841457,0.33036846288238053,2.4591494990270905E-2]
[null,39,1.0050482111082244,0.99206732080900517,1.008056732676724,0.99164823586236051,1.0042568648544119,1.0087458973684289,1.0250110133642376,null,4.307197450683347,0,8.7604986074645719E-3,0.76851478371241311,1.8338130483820729,1.0773668292119093E-2,6.3056489453698059E-2,8.4982383958573347E-3,0.76653477414407767,1.2536312806258136E-2,0,5.6238841917778983E-3,0.48507220797168271,0.33796567980493497,2.3568862135919171E-2]
[null,40,1.0223159346892592,1.0072931266599676,1.0060266707022436,1.0253765118197378,1.0110536167114108,0.97782149261838847,0.99803656338039903,null,4.1224158152475265,0,8.3600006581278259E-3,0.72790531342181919,1.7773524869553718,1.0071217021107391E-2,6.2613326216440612E-2,8.097973934843343E-3,0.71604896447212407,1.2962952764294499E-2,0,5.6238841917779009E-3,0.46001761575655331,0.327623305321535,2.2458775849784215E-2]
[null,41,1.0294172223426059,0.98748496688510157,1.0178890310948023,1.0151147639265943,0.99908314331979675,0.99514419393078113,0.97653209502835547,null,4.1658889968877446,0,8.2724210871718915E-3,0.74703503241040592,1.7959513116349299,1.0049998323401794E-2,6.1906369782025322E-2,8.0225120768471839E-3,0.70824979600091964,1.283177587431795E-2,0,5.6238841917779095E-3,0.4686678354384568,0.33357341095724302,2.2249491284585522E-2]
[null,42,0.99809356993060383,1.0025100804190565,1.0071729856603981,0.98471939463385416,1.0196860125572884,0.9834736893872692,0.97344269488129165,null,4.2258253733992968,0,8.5994218576716189E-3,0.7515624694458648,1.8284780106650547,1.0114247697442746E-2,6.3963740137922387E-2,8.3326736891830011E-3,0.71907570585542013,1.2448823877917185E-2,0,5.6238841917778983E-3,0.47463152629216232,0.33708402545998983,2.3109687944232172E-2]
[null,43,1.0106382988665374,0.99913495287664089,1.0271989516285833,0.99123990880321056,1.0205625264369496,0.98433858847808142,1.006475063998727,null,4.224149701104829,0,8.1546858853728445E-3,0.75654396591622053,1.8067299031825697,1.0495419313622471E-2,6.4187449255754744E-2,7.9027803709672863E-3,0.7356182623422215,1.2528877857186503E-2,0,5.6238841917778939E-3,0.47193883214555499,0.33881758289804614,2.1917429516283362E-2]
[null,44,1.0001197137753566,0.97319962083039391,0.9812491308430521,1.0029381131387796,0.96725299448502189,1.0230336561789886,1.0192964207303414,null,4.3764615405398084,0,9.4790603309988734E-3,0.76846930081554576,1.8835664917638977,1.0711757286159133E-2,6.0868976142874405E-2,9.2044157605622335E-3,0.77769660969239407,1.2682294969120503E-2,0,5.6238841917778983E-3,0.49323042340852424,0.33835908505069484,2.5527361789253189E-2]
[null,45,0.99277742169093008,1.0010507259731696,1.0108664917053287,0.9598719231384345,0.98818057161590334,0.99763348589270373,1.0004389064137444,null,4.3003864973139816,0,8.704550808756881E-3,0.76954441999231704,1.8399140581905586,1.0561998121067348E-2,6.4455157952988021E-2,8.4387496268039236E-3,0.74992465480296266,1.2134275641231474E-2,0,5.6238841917779078E-3,0.48488006821640911,0.34020990433715292,2.3403877049464214E-2]
[null,46,0.95392273161429775,1.020223936965047,0.97448293970014088,0.96930731551509464,1.0477325932305639,0.99210410932773696,0.97146750418053029,null,4.3613121600506872,0,9.6878790184513151E-3,0.76787719893562156,1.8896315593213877,1.0282079660049809E-2,6.5784722752468119E-2,9.3848814673596487E-3,0.75013118780752508,1.2257829575095268E-2,0,5.6238841917778956E-3,0.49496323734896908,0.33903559586112803,2.602786214775607E-2]
[null,47,0.963373077126221,0.9959182544539783,1.035029004656572,1.0090561241617448,1.0107631223238949,1.0156728458405131,1.0006037699453558,null,4.4995012764862468,0,8.6878930314052468E-3,0.82587851343157836,1.8991892181589145,1.1222863605507429E-2,6.7654068409850623E-2,8.428607889923858E-3,0.78307691604615925,1.2753127534292159E-2,0,5.6238841917779009E-3,0.51274480094229413,0.35824141916927815,2.3375750138072599E-2]
[null,48,0.99350222287700207,1.0153671959604311,0.98633727538401872,0.9933553974626671,1.0112583150010508,0.96992899995097193,1.0023389745724891,null,4.194543271247241,0,8.8792920420085169E-3,0.72869256545297412,1.8197856174863707,1.016361153991188E-2,6.3641730216309131E-2,8.5965451558852254E-3,0.73418530182933939,1.2560504748926707E-2,0,5.6238841917779E-3,0.46620482820994502,0.33012647011462032,2.384150434318601E-2]
[null,49,1.0120320676648766,1.0159261705228722,1.0131673380934576,0.99920692060575467,0.98793589863799913,0.99154491284483215,1.0056231823836224,null,4.1780361289994286,0,8.4223256223334604E-3,0.74922264188757848,1.7791872240909528,1.0352842035888269E-2,6.4097858748130607E-2,8.1598368644745008E-3,0.73295045353132626,1.2631255103745142E-2,0,5.6238841917779087E-3,0.471406597506139,0.33019551527108498,2.2630345390656535E-2]
[null,50,1.0379228127823283,0.96232867515943632,1.0032163342100484,0.99506218905606258,0.99370213256460105,1.0227262427028139,0.9729712287306892,null,4.2283107587443052,0,8.7389160231579749E-3,0.75664006860298827,1.8291879124745107,1.0072942626367707E-2,5.9357396802985976E-2,8.4883863723005954E-3,0.71809145438824262,1.2580051980435544E-2,0,5.6238841917778983E-3,0.47901080414453262,0.33445523447305048,2.3541538710268772E-2]
[null,51,1.0017737981491344,0.98433581197791686,0.96824153481782815,1.0097274811577639,1.0134641032358891,1.0364013105130125,0.9909682131912072,null,4.3303858708791916,0,9.8299653113821106E-3,0.76661948382507372,1.8633326149409766,1.03432782514945E-2,6.0554995086468173E-2,9.54570661545486E-3,0.75788655630816637,1.2769753591911119E-2,0,5.6238841917779087E-3,0.49611588582580579,0.33094978582085688,2.6473891732580686E-2]
[null,52,0.99084355729702756,1.0072780042021554,0.98124704294547038,0.98582369965367156,0.9847714908230305,1.015566360242466,1.0092621827953943,null,4.3072597587421368,0,9.4361443049855182E-3,0.76403699882095966,1.8398497711487816,1.0532512851156667E-2,6.3110412848928252E-2,9.1513844258637542E-3,0.76459440858292504,1.2465881029379223E-2,0,5.6238841917778956E-3,0.49038626295768584,0.33156410055410201,2.5380285635564503E-2]
[null,53,0.96488139481000645,0.9731941771588527,0.96458378082611607,0.99765595953910391,1.0315480901487359,1.0284846906421068,1.0377925381461641,null,4.5459212443577748,0,1.0227590388997763E-2,0.78904399955407201,1.9566211646045653,1.1181755011418036E-2,6.2096698177976466E-2,9.9328302249960133E-3,0.82332890716594331,1.2617536278467031E-2,0,5.6238841917779017E-3,0.51182027938290009,0.34633424673801877,2.7547533416636356E-2]
[null,54,1.009288623601077,0.98923945954305048,0.95813476681286847,0.98315804706736087,1.0433394919086569,0.98685479620373873,0.99390898489773583,null,4.1944881004049828,0,9.4793320288289826E-3,0.71611040835359252,1.8431323665945092,9.8989813150864945E-3,5.9755346977887716E-2,9.1900592841938581E-3,0.73068370772643976,1.243495877310114E-2,0,5.6238841917779061E-3,0.46643276179267396,0.32521741162967915,2.5487545794864432E-2]
[null,55,1.0116685865222834,1.0344305862165137,1.0126526611112374,1.0175740937502034,0.98443718532308289,1.0173752767440907,0.99534895373959376,null,4.1727027506188801,0,8.6247500353348484E-3,0.76625741865731845,1.7496354396069622,1.0350220690090728E-2,6.499887690663167E-2,8.3581555062426649E-3,0.73281277717521509,1.2863502574408095E-2,0,5.6238841917779E-3,0.48227764233935522,0.32496922424700514,2.3180358759203032E-2]
[null,56,0.98347732761656415,0.98973694170685467,1.0244335719887574,0.97178632798003517,1.0083106748425359,1.0399441537117626,1.01425522825161,null,4.469421629324918,0,8.9209842016818638E-3,0.82248501544963182,1.8741161099938941,1.1235805167030353E-2,6.5308471209487129E-2,8.6625216894531398E-3,0.79066405408002172,1.2283312963633055E-2,0,5.6238841917778983E-3,0.51393976126522112,0.34999919503691695,2.4024482479528472E-2]
[null,57,1.010714926896644,1.0165830945324186,0.98812040613661634,1.0376673284778424,1.0172555597511532,0.9967326423635593,1.0036894548655264,null,4.1697543757615794,0,8.933822094015843E-3,0.73770043189869572,1.7863379439353881,1.0189765521660123E-2,6.2722016682265569E-2,8.6566677142400315E-3,0.73454830311718589,1.3120583036809458E-2,0,5.6238841917778922E-3,0.47143983435681874,0.32434052023122067,2.4008247169536218E-2]
[null,58,0.98224192740352023,0.98071854264356895,0.98974512968315675,1.0434298567090823,0.99262653046374083,1.0139391802789055,0.99355815321947438,null,4.4067114768027871,0,9.3834032737537768E-3,0.7798477952743319,1.9016981372041071,1.0623969658365338E-2,6.2853595097473375E-2,9.1070356664702656E-3,0.7656150450887681,1.3193240292980508E-2,0,5.6238841917779E-3,0.49786735498523321,0.34440753303633875,2.525728958069345E-2]
[null,59,1.0040122403664682,1.0125228068984105,0.97648648634488289,0.99579554322102637,0.97308910323683562,1.0027029022345817,1.0320542438509004,null,4.2291196802324533,0,9.2772963654242334E-3,0.74016865609666682,1.8078859840066783,1.0490165245167287E-2,6.2253132542955933E-2,8.9923075231098416E-3,0.76414426893055964,1.2592554975287697E-2,0,5.6238841917779052E-3,0.47649764003488571,0.32480927844773044,2.4939104603052681E-2]
[null,60,0.98994205116590517,0.97494185541679868,0.99007754292560368,1.0239935639103939,1.0025874260590197,1.0243211667265102,1.0169034044463943,null,4.4247434338898888,0,9.40976824476541E-3,0.78318944816300107,1.8974807254378003,1.0872706285797621E-2,6.2097472959015368E-2,9.1370010284348904E-3,0.78402587968851412,1.2947444373459769E-2,0,5.6238841917779061E-3,0.49989659054770264,0.34354165448035617,2.5340394978788826E-2]
[null,61,1.0304920759051179,0.99257196951161397,0.9854195388439938,0.99120939825091636,1.0159783977059622,1.0257863616726517,0.98551327609429007,null,4.1813698028938431,0,9.1100793495091613E-3,0.74742955530852018,1.7930398908008698,1.0046290066926511E-2,6.0227828964520683E-2,8.8417520906893393E-3,0.7260427360198658,1.2533480265203314E-2,0,5.6238841917778983E-3,0.47846831015743319,0.32370459751382752,2.452155686371623E-2]
[null,62,0.99245721567500522,1.0052335796879275,1.0285725404092585,0.97932338496646654,1.005728493906201,0.96601114086110573,0.98745995688766375,null,4.2395204385825807,0,8.1165409539470847E-3,0.75548344323117433,1.8288573201066405,1.0356210914083968E-2,6.575767712446827E-2,7.8595451486268425E-3,0.72502902109969791,1.2378097410951928E-2,0,5.6238841917779017E-3,0.4708831176439488,0.34361114094002493,2.1797521725128145E-2]
[null,63,1.0314105584429338,0.97796658802969461,1.0305621908908924,1.006213908959011,0.97402746165125997,1.0358885782530709,1.0071138552717991,null,4.285492498585608,0,8.38354799911902E-3,0.78732600834969113,1.8060135465752556,1.0723116586960799E-2,6.2045241320656155E-2,8.1425188884308719E-3,0.74990369259668133,1.2717740111325971E-2,0,5.6238841917779E-3,0.49013653325400225,0.33866144868382453,2.2582316026118543E-2]
[null,64,1.0094627743676741,0.97780196924436069,0.98621742431630655,1.0075902483298176,0.99758677563946729,1.0171987297191878,0.95589265432308756,null,4.2694462304453014,0,9.2328774066056992E-3,0.75944975130727777,1.8565429210287414,9.9582792866405503E-3,6.0813629201208579E-2,8.962596719117066E-3,0.71887211662196193,1.2740512328569892E-2,0,5.6238841917779009E-3,0.48591932860300113,0.33493938337213447,2.4856705191476456E-2]
[null,65,1.0148766733536905,0.97708293672904112,1.0166286150442445,1.0197726504184161,0.99537503895217827,0.97134847745108321,1.0251186427066419,null,4.2454636431748565,0,8.2285950087140763E-3,0.73997282185367019,1.8404733586172546,1.0560749094107721E-2,6.2203884594721884E-2,7.9765231229148425E-3,0.74582907566634893,1.2890808883549831E-2,0,5.6238841917778974E-3,0.46459659133880149,0.34144259447686121,2.2121946343561651E-2]
[null,66,0.97792755236341966,0.98199679732995782,0.98035420458891398,1.0152409047075299,1.0072385568198656,1.0023358510793341,1.0380996012225099,null,4.4284339055629705,0,9.4995613137045243E-3,0.76739981645662925,1.9100772178701462,1.09711686446413E-2,6.2635514254944777E-2,9.2161757458269211E-3,0.79737136644979678,1.2837976301916897E-2,0,5.6238841917779E-3,0.49282214144833963,0.34341822879092582,2.5559976721726618E-2]
[null,67,0.9781278887763557,0.96495849287255808,1.0160821243972036,0.97549838178539783,0.99204335837101254,1.0386886508158051,1.0280295735518514,null,4.5624534895188571,0,9.1618992611172401E-3,0.82454164306239563,1.9326339349871748,1.1465241200933708E-2,6.388290655986785E-2,8.9025938958997974E-3,0.81218493823141513,1.2331207708900532E-2,0,5.6238841917778965E-3,0.51786749818972888,0.35749124631546791,2.4690294436411846E-2]
[null,68,0.97359090676619509,1.0105191552956285,1.0032871905392973,0.98443109997178102,1.0173809748819285,1.0145247320695503,0.9852903136302168,null,4.3731326309372642,0,9.1548933326776136E-3,0.7914897272038145,1.8613077484881213,1.0624029282408435E-2,6.5742271348588649E-2,8.8774747447347025E-3,0.75846729786772593,1.2445640254781632E-2,0,5.6238841917778939E-3,0.50105126758624563,0.3420375538692067,2.4620629432536449E-2]
[null,69,0.99800766355343751,1.0251163398306267,0.99204071261980442,1.0071429425967247,0.99453822972482187,1.0223493963012757,0.97460522525165338,null,4.2272875395178913,0,9.1896700227491242E-3,0.76816748121131451,1.79381757945058,1.0176248072454996E-2,6.4173258674899716E-2,8.9094615501955614E-3,0.73172157131119853,1.2734144059932704E-2,0,5.6238841917779009E-3,0.48970609959328515,0.32673814035918702,2.4709341065813642E-2]
[null,70,1.0100978967483514,1.0039730027325064,0.98117844969796397,0.99052937046275313,1.0122723810769869,0.99351627231774686,1.0195811874136547,null,4.2032809856834783,0,9.0622394352657468E-3,0.73317969805591909,1.8104537159465968,1.0313949205697047E-2,6.1744895752911047E-2,8.7835827678762902E-3,0.74833304750584728,1.2525393189704252E-2,0,5.6238841917779017E-3,0.47060130119110871,0.32642352620547349,2.43602311058287E-2]
[null,71,0.99418614719433773,1.0482156958292643,0.99709641012272088,1.0355943960390588,0.97611615924671091,1.0111102387380819,0.97193692856270197,null,4.1717894019428199,0,8.9895506454770232E-3,0.76205004790723585,1.7617639669042717,1.0087373733119409E-2,6.5862245037966616E-2,8.7063509965181682E-3,0.72200255293862459,1.3093245179925012E-2,0,5.6238841917779043E-3,0.48427508456063068,0.32316816324360725,2.4146037894616862E-2]
[null,72,0.97696719132317233,0.97888301760675567,0.99860441165992853,0.99774865599816531,1.0208055854667204,0.99802050099649919,0.99765588282831752,null,4.4167515079262554,0,9.1183306557365961E-3,0.7777580089082482,1.913137576696081,1.0691813542841558E-2,6.3629478148190102E-2,8.8459820109437967E-3,0.7659819715020425,1.2614571285294716E-2,0,5.6238841917778983E-3,0.49379330138957844,0.34925996285821348,2.453328804877827E-2]
[null,73,1.0060922990143053,0.98986670126680765,1.0038295697601933,1.0011027384999998,1.0074977381969947,1.002777890618749,0.99608099663511518,null,4.2725203653493624,0,8.7809100901382903E-3,0.76058218367113328,1.8368253222389956,1.0405205277558565E-2,6.2633855837611024E-2,8.5170432550047987E-3,0.7419559596571722,1.2656345449215138E-2,0,5.623884191777893E-3,0.48132335392312425,0.33715710674248656,2.3621015195422427E-2]
[null,74,0.96454772724058024,0.9990025892792338,1.0339674279644615,1.0092666504191601,1.0117611721318662,0.99776377063681454,1.0105329468028055,null,4.4595482016475643,0,8.5384077872154435E-3,0.80858942142877344,1.8915702514182016,1.1177055498776366E-2,6.766872487974078E-2,8.2782311346230424E-3,0.78041542104556727,1.2755915588511137E-2,0,5.6238841917778974E-3,0.50233404789470337,0.35671495841544715,2.2958697938659199E-2]
[null,75,0.99585883003420272,0.9939398990769297,1.0042455252764364,0.9644299571149032,1.0049318946481687,0.9909377626062118,1.0226274806172662,null,4.3048200400952785,0,8.7519216681163758E-3,0.75863491295228325,1.8483514441577673,1.0688477567664953E-2,6.3505222406220932E-2,8.4847215579248892E-3,0.76287515983080734,1.2192664951471626E-2,0,5.6238841917778939E-3,0.47996725450833716,0.33971684485941539,2.353137477972796E-2]
[null,76,0.96728869275907281,0.98289435029348105,0.97843639043108388,1.015753307569895,1.0091453053297854,1.0246705065497979,0.95319519248290718,null,4.4456121546953575,0,9.8557947374416869E-3,0.79214459123330161,1.9298896058670545,1.0320552007357783E-2,6.3254185950423189E-2,9.5679357751696833E-3,0.75010193970400008,1.2844693454151403E-2,0,5.6238841917778956E-3,0.50932965809863517,0.34585536146499235,2.653554168593706E-2]
[null,77,0.97165678926603383,0.99898490486769642,1.0076671888617199,0.99874945188856357,0.98824412421407382,1.0106272666146194,1.000869517888048,null,4.4206142494320639,0,9.0739210227452453E-3,0.79496729145351364,1.8844154084336013,1.0863742339591224E-2,6.5554056861099441E-2,8.8009505391569657E-3,0.77323352730086148,1.2626132459770359E-2,0,5.6238841917779E-3,0.50188939548143818,0.34730538282240869,2.4408398571585128E-2]
[null,78,1.0016421405566969,0.97806928433433293,0.97720774966658797,0.99038158420680344,1.0092185858793781,1.0295057750724013,1.021887969808766,null,4.3667458018080687,0,9.5962557527651763E-3,0.76868055248423461,1.8727660724642103,1.0709954986143005E-2,6.0779660478480928E-2,9.3186221945071798E-3,0.78016656900493409,1.2524004283051894E-2,0,5.6238841917779009E-3,0.4946269378589751,0.33530169974717028,2.5844099867346593E-2]
[null,79,1.0108496778104872,0.99384452863064598,1.0259692618876672,1.0158292721168916,0.98221433060642638,1.035348975931448,1.0098981478046947,null,4.3287825109125428,0,8.606391340109933E-3,0.79691012823025764,1.8158113252712249,1.0867935821717179E-2,6.3836228022732908E-2,8.3549286780939102E-3,0.76275981916050173,1.2839826599221359E-2,0,5.6238841917778965E-3,0.49749246464487595,0.33972095210043135,2.3171409531818288E-2]
[null,80,1.0362911592357267,0.97793320427969843,0.9734832244589684,1.0292747671694218,0.98296301942870146,0.9927179483510834,0.96253809998527962,null,4.1132992275328215,0,9.0140929932173517E-3,0.71328189980998102,1.8112714205709157,9.5407464628972528E-3,5.8533063592455817E-2,8.7436744529582524E-3,0.69454325299267838,1.3016301941076726E-2,0,5.623884191777893E-3,0.4600633867218234,0.32344613968935426,2.4249550100123016E-2]
[null,81,1.0275871969383321,1.0025209672213395,1.037707135720374,1.0078991822561791,0.98389633837871071,1.0244386761269264,0.97399022008207081,null,4.2007576870911763,0,8.1587649247509934E-3,0.78182681969261436,1.7686958260353842,1.0314756310726125E-2,6.3911223565593894E-2,7.9158031429639262E-3,0.71681979926524975,1.2738184952935185E-2,0,5.6238841917779E-3,0.48460915324103615,0.33450745497878603,2.1953546638858547E-2]
[null,82,0.97754144043157754,1.04803326672227,0.99578791108821862,0.96785637030014493,1.0200341541651268,0.98826830743107297,0.96045568617968924,null,4.1918548857850118,0,8.9609245884716346E-3,0.75610301212155995,1.7923682316697063,9.976613155158973E-3,6.6892203568466493E-2,8.6721506427678893E-3,0.71544239873984394,1.2236971859546026E-2,0,5.6238841917778939E-3,0.48088799135424787,0.32856116582424388,2.4051187246165652E-2]
[null,83,0.98859743177253101,1.0445411010270162,0.95799950641349718,1.0159562978152383,0.99848072976836721,0.99963043037959143,0.98766171708223505,null,4.1631157488331691,0,9.7054463022537649E-3,0.73195790522110182,1.7867473448031497,9.9376613276084234E-3,6.364187218630285E-2,9.3972320971503955E-3,0.7332733067312931,1.2849807177357685E-2,0,5.6238841917779147E-3,0.47679628348697872,0.3165337827495146,2.6062115163177687E-2]
[null,84,1.0027372308841822,0.97939611461311527,0.97630077481799382,1.0009737081222381,0.98133154330456895,0.99988016514260736,0.99933972351567468,null,4.2887928964158508,0,9.3251949226944731E-3,0.74426156468116356,1.8685261837074576,1.02750850559402E-2,6.0725078139974444E-2,9.0470442552500335E-3,0.74814637693120534,1.2658059330250918E-2,0,5.6238841917779009E-3,0.47918884960646374,0.33457505496360218,2.5090910475456994E-2]
[null,85,0.99999536442111681,0.99270857311939853,1.0207499810352307,1.0201246637302459,0.98923419623161368,1.008520050113906,1.0059768962475035,null,4.3231479595300213,0,8.5698810992610695E-3,0.780710160997383,1.8388142334790367,1.0732342287898187E-2,6.4160731675781221E-2,8.3131090336455889E-3,0.75590201009627522,1.2894755271395702E-2,0,5.6238841917778974E-3,0.48893637755025998,0.34257480836679693,2.3055427679031473E-2]
[null,86,0.99703421885111276,1.0149209772111771,1.0063302941938501,0.98986712339370164,0.99994189997340133,0.98668518952655215,0.96924511972427374,null,4.2014387119510941,0,8.6318412853893262E-3,0.75229583754251472,1.8093036788687848,1.005440998443982E-2,6.4598248624576943E-2,8.3617570301108644E-3,0.71510690775122865,1.2514001923843141E-2,0,5.6238841917779078E-3,0.47534245692823585,0.33367902322997967,2.3190347160984063E-2]
[null,87,0.96072529572138987,0.99016404772290867,1.0010129545027346,0.99710185044679855,1.0006047627756807,1.0035235148281254,1.0394790478497942,null,4.5059935617024651,0,9.256436002016262E-3,0.79508483745426695,1.9237334787697777,1.1327330552188779E-2,6.5433893703265147E-2,8.9784052820571121E-3,0.81111418877665031,1.2606103520872845E-2,0,5.6238841917779017E-3,0.50403835984449052,0.35240896723237825,2.4900548376751489E-2]
[null,88,0.98107571163728502,1.0432948486814471,0.9611564607190638,0.99180285594948636,0.99107846532272226,0.97406146402351967,0.98408668130922938,null,4.1529890696481147,0,9.469316963236999E-3,0.72032460768810114,1.8017581818818356,9.8463785222858355E-3,6.4264865531650658E-2,9.1610642707669436E-3,0.72485850647780559,1.2543929015593867E-2,0,5.6238841917779E-3,0.46826987141459936,0.32039996607290949,2.5407131544021435E-2]
[null,89,1.0190003329237058,0.99427898838852591,1.0047704720701152,1.0359401137646431,0.981215617832642,1.0014278300795638,1.0386039129082842,null,4.2381935089964093,0,8.6336283021440953E-3,0.74979127450159355,1.8056621757589226,1.0693405300465697E-2,6.2110053159123352E-2,8.3727145709874412E-3,0.76202700954381819,1.3096656108764697E-2,0,5.6238841917778983E-3,0.47421781452842432,0.33201141302610587,2.3220736608565884E-2]
[null,90,0.98950449602757451,1.0392177040764312,1.0134213609817797,1.0123778445189575,0.96905257244556287,0.95560547554229314,0.98164823292772563,null,4.1351168549026651,0,8.261989314285104E-3,0.73408051518182516,1.7808038547592162,1.0038134591399722E-2,6.6742337306250066E-2,7.9888816556984849E-3,0.70981257123974806,1.2797721578439445E-2,0,5.6238841917778983E-3,0.46180701826995274,0.33152770416563904,2.2156221277002199E-2]
[null,91,0.99859658733975676,1.0114086126876463,0.96282080531920955,1.0354369667530094,1.0073732262844239,1.010700332144107,0.97199955641405922,null,4.2122112980367783,0,9.6761870971288841E-3,0.74134244910167479,1.8228351608879911,9.8993726841972388E-3,6.17255889101649E-2,9.3816112730886036E-3,0.72734762635315175,1.3095583932504118E-2,0,5.6238841917779052E-3,0.48142027088374717,0.32319714426606011,2.6018792649544594E-2]
[null,92,1.0025288313663716,0.99459727184953794,1.0011135827910351,1.0007232691825156,1.0170891769494639,1.0261523073065291,1.0197867720746951,null,4.3326750117155886,0,9.0608824898217952E-3,0.77895027435269126,1.8356624976546581,1.0794131713912752E-2,6.2930242607874193E-2,8.7935715633651098E-3,0.77197051699115515,1.2651876030893846E-2,0,5.6238841917779017E-3,0.493779092388136,0.33619187285863811,2.4387933852305498E-2]
[null,93,0.98562852203271423,0.97949103604793286,0.97034666949824233,1.0012246488640588,1.0037418107262697,0.98773864465451988,0.99271600680889072,null,4.3312014620484574,0,9.4890080818253644E-3,0.74371307121662067,1.9022636104034027,1.0258502710850968E-2,6.1434014469223031E-2,9.2024651199054796E-3,0.7503910968543609,1.2661962139844843E-2,0,5.6238841917779017E-3,0.48064779318744699,0.33897211791944681,2.5521951917398082E-2]
[null,94,1.0029034467459272,1.0223621197874373,1.0075967658071725,0.98433196624319663,0.98553708637104742,0.98240963624606648,1.0426397904356153,null,4.2070401545304144,0,8.5096833676643474E-3,0.74417480879720665,1.785949775694198,1.069001912494813E-2,6.466369209874516E-2,8.2403628461195158E-3,0.76079968384959995,1.2443875789309481E-2,0,5.6238841917778983E-3,0.46984286466201669,0.33026719613848848,2.2853674705668004E-2]
[null,95,0.96461008045805108,0.99871905346505885,0.97156078815205338,1.0128155732109454,1.0272474052047074,1.0273578883423962,1.0109123966204716,null,4.4608163407066552,0,1.0022070996801588E-2,0.7888419913464616,1.9077264460117749,1.0860600253991557E-2,6.3805678439740485E-2,9.7255637284183547E-3,0.79460471661119936,1.280839583062867E-2,0,5.6238841917778983E-3,0.50942055047493517,0.34044788058668124,2.6972704227846454E-2]
[null,96,0.99091235616389939,1.0017845156442897,0.98969394132271227,0.99384844388064653,0.98713124897890825,0.97973524432240033,1.0113161040794827,null,4.266150368607561,0,8.9523059553904306E-3,0.74263141906153607,1.8472770426147587,1.0414477561979359E-2,6.3341988861100318E-2,8.6737475434255727E-3,0.75080343579672293,1.256633370777443E-2,0,5.6238841917778956E-3,0.47412303131676958,0.33559169784526466,2.4055616061843973E-2]
[null,97,1.034862084452586,1.0216414250373302,1.0146235413726656,1.0075074350731261,0.98558525157731836,0.98774071941665431,1.0045581612966914,null,4.0668221193579894,0,8.1711668287382487E-3,0.7298179535698881,1.7303335690275314,1.0089509644699892E-2,6.3044117197065985E-2,7.9141313682830877E-3,0.71295417374946701,1.2736008170527089E-2,0,5.6238841917779017E-3,0.45878589977678658,0.32174512932179267,2.1948910168905648E-2]
[null,98,0.99193921440913702,0.99946301451729991,1.0161433095680912,0.99416855443021679,1.0285803092165058,0.97104567700109634,1.0270860525252685,null,4.2852926390121633,0,8.3886867375121601E-3,0.75274473153298105,1.8429525282158579,1.0725577350440826E-2,6.4747242234137053E-2,8.1259217446499419E-3,0.75835887069483054,1.2567208780648334E-2,0,5.6238841917779052E-3,0.4727564441774339,0.34254263102204802,2.2536285804865462E-2]
[null,99,0.97020322515944923,1.0098339843618249,0.95572202476325796,0.99514630364235435,0.98313719510737307,0.99595927971297438,0.96453850987892098,null,4.3006902148189008,0,9.9633593612365977E-3,0.74701357582739114,1.8806911595094655,9.9596436221227273E-3,6.3023184537054092E-2,9.6560161645356159E-3,0.73652996404461479,1.2586882022039361E-2,0,5.6238841917779061E-3,0.48731583225495378,0.3314736097461784,2.6779822259997643E-2]
[null,100,0.9717481869335115,0.97933797442530168,1.0150145051223927,0.99010261744602279,1.0042661480142463,1.0219477075655148,0.97923921990375928,null,4.4820027025417257,0,9.0682365950636029E-3,0.81278769776528159,1.9183542472304722,1.0834835227370783E-2,6.4983922987033899E-2,8.8036064609525299E-3,0.76697149526365005,1.2515945594950541E-2,0,5.6238841917779E-3,0.51082037025283644,0.35495916970494512,2.4415764457516725E-2]
[null,101,0.98039828326306167,1.006726231784036,1.0097366845824665,1.035637106384756,0.99011938125690757,1.0068370307971859,1.0032231582869477,null,4.35875325661919,0,8.9073782637188962E-3,0.78492347980478905,1.8534209500486762,1.0764415708139505E-2,6.548838785240807E-2,8.6363886949447303E-3,0.76433207563418482,1.3092206186960822E-2,0,5.6238841917779095E-3,0.4949151682390211,0.34251167282131423,2.3952005700685969E-2]
[null,102,1.0036092747402445,0.95500312358942718,0.97920856935557776,1.0027748039787363,1.0055977254853632,1.0234993238071126,0.96605263614228598,null,4.368206049659511,0,9.5250348560616798E-3,0.7679362554547623,1.9116326418191647,1.018236053028599E-2,5.9655141854495365E-2,9.254191437112284E-3,0.73953049060027087,1.2680479473710201E-2,0,5.6238841917779017E-3,0.49352346460813723,0.34204676578690324,2.5665408758952485E-2]
[null,103,1.0460824524241978,0.99787458227580972,0.96439469180907489,1.0131852033712765,1.0111722346816268,1.0170176272387914,0.97511404165241022,null,4.0677637845459751,0,9.287885370894226E-3,0.71537447233687479,1.76220608171865,9.577685351968783E-3,5.8395776908405569E-2,9.0105330642716031E-3,0.70251088733573919,1.2813960989150585E-2,0,5.6238841917778922E-3,0.46408993422793954,0.31245880279966476,2.4989650992431847E-2]
[null,104,0.9863367514259328,1.0346925285033071,0.95932946844790012,1.0347425476133141,0.99526284955404598,0.96924197411741486,1.0153427332925438,null,4.1653352000388431,0,9.4226631501118496E-3,0.71294735317166658,1.8067480315670932,1.0089674019225134E-2,6.3399190221405569E-2,9.1168657075339568E-3,0.74375013610808394,1.3087245955264183E-2,0,5.6238841917778965E-3,0.46401684374265334,0.32069408646376102,2.5284552040491414E-2]
[null,105,1.002474843934849,0.98546501087329252,1.0251395907845269,1.0344046797868574,1.0001066605580127,1.0047978533256758,0.95024547759889144,null,4.2857422532725815,0,8.4505178685089725E-3,0.78003291883719139,1.8460182909126412,1.0165395297136316E-2,6.3896756272740843E-2,8.1981829543550048E-3,0.7124658130719308,1.3074717487336133E-2,0,5.6238841917779017E-3,0.48720300025230939,0.34477711811424067,2.2736693749427658E-2]
[null,106,0.9595307344052828,1.0172507718641921,0.98480280771956763,0.97271972031151188,1.044308087925645,1.0198719848376889,0.98420899109463345,null,4.4123362493154632,0,9.6947577543200891E-3,0.79321396817761225,1.8812712645554528,1.0623303519922089E-2,6.5894447258874889E-2,9.4006335590522475E-3,0.76938638838575668,1.2299758050105362E-2,0,5.6238841917779043E-3,0.50797424104661271,0.34027156960792698,2.6071548716685017E-2]
[null,107,0.97239591476896103,0.99546515756279264,1.0138273900313817,0.99751278716331659,1.0341270064424941,0.96965995008734351,0.983668236158173,null,4.3437264608606636,0,8.5933217876051037E-3,0.76587280620535958,1.8877695869706654,1.0472403502811997E-2,6.5700627194530931E-2,8.3248077572355503E-3,0.74127820921611198,1.2609760058488871E-2,0,5.6238841917779052E-3,0.48168700259527009,0.34989282224653778,2.3087872709473583E-2]
[null,108,1.0278202961814198,0.99356463174150345,1.0115413855933717,1.0171930760102341,1.005240964145252,0.96568536253896964,0.99421775189300432,null,4.11448873279247,0,8.1385657123410667E-3,0.72037285245983196,1.7897752072467481,9.9935210518347379E-3,6.1933121558393187E-2,7.8836874632005199E-3,0.70751987859377541,1.2858821770955452E-2,0,5.6238841917778965E-3,0.45370881398775342,0.33109303259264322,2.186447758789923E-2]
[null,109,1.0250392049138408,0.98886951464820794,1.0076229890803192,0.98560049691120188,1.0396770872869356,1.0138343824310141,1.0231834040500258,null,4.2386492846181474,0,8.6461428529713974E-3,0.75769421333050568,1.803693257812321,1.0589146218942126E-2,6.1646226200628582E-2,8.3894103373619109E-3,0.75341916688138821,1.2459909379809895E-2,0,5.6238841917778965E-3,0.47837073076676662,0.33214244200366411,2.3267040347953238E-2]
[null,110,0.99236839925590314,0.98584278993960894,0.99192896028532329,1.0266573372861709,0.97315741511645171,1.0153621324165785,0.96957667773432266,null,4.333995983978669,0,9.2490605044591636E-3,0.77361672398491932,1.8724249241430668,1.0275188480669139E-2,6.2594501167087771E-2,8.9756527437893103E-3,0.73883113924224242,1.298089466232712E-2,0,5.6238841917778983E-3,0.49321446768737914,0.33981475364344044,2.4892914536426503E-2]
[null,111,1.0335356352111402,1.004231802364393,1.0360652823166081,0.98486987858411101,1.0134079273021579,0.99418513388624752,0.96869546209450963,null,4.1149346165485685,0,7.8970184423651502E-3,0.75231985762977649,1.7560546738174858,9.9980307388131961E-3,6.3532041446119528E-2,7.654294121689823E-3,0.69538037533253616,1.2447324371251331E-2,0,5.6238841917779043E-3,0.46678300197168482,0.33180986916605881,2.1228282203735967E-2]
[null,112,0.9959613949108943,1.042805691144713,0.9813816918371453,1.0212310848497215,0.99337026750901403,0.99802768153206112,0.97688535457929371,null,4.1448606564732344,0,9.1627621051834241E-3,0.74099102625070468,1.7709576535509857,9.9358548194956008E-3,6.4515083270361664E-2,8.871783406648669E-3,0.71973312588966709,1.2913595693203165E-2,0,5.6238841917779043E-3,0.47555415255255562,0.32032241377557447,2.4604845177439067E-2]
[null,113,0.99332931645401445,0.98299499698129789,0.99215696708424705,1.0210928076398949,1.0120685546716095,0.97824782632950258,1.0043253579923221,null,4.2985416624794173,0,8.9030015388738681E-3,0.74438246466971902,1.8757222274101741,1.0401047683477424E-2,6.2406423229109241E-2,8.6306040899210394E-3,0.74804803343051218,1.2910509384268113E-2,0,5.623884191777893E-3,0.47450866347773968,0.3408748436708593,2.3935962780734385E-2]
[null,114,0.97253975631514178,0.98753743129535143,0.99291470705804974,0.96992630979548367,0.98061921589826051,0.98106527028358659,1.0035715359498931,null,4.3824173545587524,0,9.0970633104289073E-3,0.7622892364049566,1.9072273032008451,1.0609023519805916E-2,6.4015808356485779E-2,8.8182837109274485E-3,0.76357897333020464,1.2263480494951552E-2,0,5.6238841917779052E-3,0.4856931854635621,0.34693876911598032,2.4456470079679767E-2]
[null,115,0.98052006418929794,0.99695471650692924,1.0013989856300234,1.0116956823488588,0.99813907974773963,0.96926835186285931,0.9958650901162881,null,4.3027572892548092,0,8.7415395769397958E-3,0.75073848452135961,1.8725662482202821,1.0410840728185178E-2,6.4478962200808704E-2,8.4678873784421026E-3,0.74360902429563891,1.2790562445222203E-2,0,5.6238841917779061E-3,0.47581117004677587,0.34351707763534417,2.3484687167905426E-2]
[null,116,0.9885283488846216,0.99902450212515548,1.0350035471786139,1.0073571070786589,1.0170715045711112,0.99796558190819862,0.97084736400705607,null,4.3224947820877642,0,8.3147348448509833E-3,0.78983977246813208,1.8453850422798199,1.0502507885108387E-2,6.6091260428250129E-2,8.0614196525911185E-3,0.73166980916240898,1.2731657263546749E-2,0,5.6238841917778965E-3,0.49037779460710124,0.34816897213568354,2.2357396858192252E-2]
[null,117,0.97241926580816473,1.010766842429156,0.99883964061704689,0.95612506882822168,0.99807643817819613,0.98856854657670612,0.98964148576792577,null,4.3302522034123889,0,9.0147523076873192E-3,0.76848063353825524,1.8642162246070433,1.0475912797981738E-2,6.5559934757828411E-2,8.7343412852688204E-3,0.75053757197222726,1.2088295621687523E-2,0,5.6238841917779061E-3,0.48783172387685408,0.34149476741110474,2.4223665660040604E-2]
[null,118,1.0269633682543857,0.98260521949648771,0.96749454042405403,1.0308652602837123,1.0441264114153808,1.0044650331609364,1.0337552698886461,null,4.2066824909576104,0,9.3109943265533845E-3,0.72388018883919381,1.8208572196802115,1.032738853428E-2,5.894652842194581E-2,9.0336561653631704E-3,0.75687090711267946,1.3037171906366302E-2,0,5.6238841917778965E-3,0.46868021500408263,0.32368254524147527,2.5053780186789092E-2]
[null,119,1.0340668651603431,1.0176485013549068,1.0292462128713518,0.959895807162093,1.0103325537743131,0.99725919509026961,0.99075044816296953,null,4.0965260241775825,0,8.0118854032991873E-3,0.74771927430532426,1.7347169199896277,1.013298743205554E-2,6.3758446960046442E-2,7.7632112503484042E-3,0.70890337427624572,1.2132466707800748E-2,0,5.6238841917778983E-3,0.46585275148120964,0.32640424196914808,2.1530351017296862E-2]
[null,120,0.98464953262965083,1.0169267879795996,0.96517130008104024,1.0371491609063772,0.98067577404969264,1.0099046691432658,0.98079892798858548,null,4.2652530535852513,0,9.7475163483327198E-3,0.75192489249807615,1.8385402420018624,1.0120156800015491E-2,6.3007992616832945E-2,9.4489650363683529E-3,0.74258673677489684,1.311693911479108E-2,0,5.6238841917779061E-3,0.48755973688852772,0.32686543364032949,2.6205590370099202E-2]
[null,121,1.0192568116675627,0.96814905743981983,1.000360290160734,1.0254684076856477,0.99512020279256475,1.0141925571746424,1.0415133576826061,null,4.3253892637686464,0,8.8675616439087921E-3,0.76095333054648429,1.8527087380209464,1.0862017957539357E-2,6.0566954479468367E-2,8.6097001131994061E-3,0.77707375851713867,1.2964815479779632E-2,0,5.6238841917779009E-3,0.48259666878854918,0.33841896925151593,2.3877988066152985E-2]
[null,122,0.98113258966470884,1.0355570421996119,1.001334940949786,1.0027163664153638,1.022480744438927,0.99525926336311166,1.0082033745461578,null,4.2598244970799684,0,8.9073298359710184E-3,0.76457369903424621,1.8049400357806462,1.0559755645117384E-2,6.6372722949535098E-2,8.6255856244800717E-3,0.75465919203316845,1.2677047424034478E-2,0,5.6238841917779087E-3,0.4845990826601036,0.33217877691424563,2.3922044658577481E-2]
[null,123,0.99343216507269483,1.0011946729854873,0.97142404950405492,0.98848094525270158,1.0333795732396041,1.0035512900985013,1.0004981300563129,null,4.2755385027884163,0,9.5040582248838486E-3,0.74716679141023001,1.8480469661583103,1.0285585171606689E-2,6.2066159060504972E-2,9.2155145101147796E-3,0.75194672057272072,1.2500668748276449E-2,0,5.6238841917778983E-3,0.48254933985144016,0.33008278847586608,2.5558142862447446E-2]
[null,124,0.98077220771460005,1.0194642625887249,1.0055509431849707,0.99016099488323306,0.96270259667225688,1.0112771155752058,1.0381849035626121,null,4.3560379305856731,0,9.0007984877401772E-3,0.78314135197496204,1.8316896208565703,1.1066458310696171E-2,6.5850494377750354E-2,8.7248264687408757E-3,0.78937553742138444,1.2517810043304815E-2,0,5.6238841917779017E-3,0.49507119716875686,0.33778027082114187,2.4197277438323384E-2]
[null,125,0.96737625707949515,1.0335805011335641,1.0244331736994485,0.98802804763846797,0.99518118958887325,0.99203351601046486,0.97957449279872033,null,4.3162716489041699,0,8.5809674972733806E-3,0.78893394264841088,1.828286096853043,1.0573351389373264E-2,6.8678597390558357E-2,8.3091671638379893E-3,0.74278641548892133,1.2488607240311657E-2,0,5.6238841917778983E-3,0.49297508543530544,0.34315297323198241,2.3044495367918808E-2]
[null,126,1.0291386378487393,0.976836491966936,0.99964336534589104,1.0456985180291503,0.99342607145431094,1.0209815335892074,0.99984514710927108,null,4.2415329329792755,0,8.8394678896417597E-3,0.7568790532572004,1.8195285768594449,1.034805104301024E-2,6.0364180120337604E-2,8.5819094843576985E-3,0.7395740260281034,1.3220671758081674E-2,0,5.6238841917779052E-3,0.4802268167508198,0.33222431734183677,2.3800914033944139E-2]
[null,127,1.02270826342634,0.991292929303069,1.0136758161497315,0.99783971890341505,0.99366541332377678,1.0023524901551377,1.0071467278028923,null,4.2152261113508196,0,8.4554748826893272E-3,0.75413545508472501,1.8021335730632781,1.0419270372864909E-2,6.2255368813069561E-2,8.2009243583770573E-3,0.73750488660730873,1.2613911020321512E-2,0,5.6238841917779052E-3,0.47434918408589311,0.33370083192565275,2.2744296710234944E-2]
[null,128,1.0066321876837137,0.98164280371226098,1.0178293827391256,1.006851167821919,0.97851466314311253,0.99491711112831183,0.96376104405723306,null,4.2645649537230961,0,8.468340869413591E-3,0.76472303889037796,1.8470325263585918,1.0157853256491827E-2,6.3011790936765663E-2,8.2139233752012535E-3,0.71618522633754222,1.2727325308860459E-2,0,5.6238841917778922E-3,0.47978233306637419,0.34279504491988849,2.278034795064041E-2]
[null,129,1.0010510089980966,1.0310534111488214,0.97269941544836647,1.0100465693895035,0.96506411689904048,1.019711508403778,0.98032119710561605,null,4.183994411941601,0,9.5051382261863819E-3,0.74980623316270656,1.7830771284497309,1.0019750615937153E-2,6.3098686605443793E-2,9.2129306901120415E-3,0.73104071417428629,1.2773237296587567E-2,0,5.6238841917779009E-3,0.48386198299843269,0.31943402504043245,2.5550976942336486E-2]
[null,130,1.01353563226586,1.0397740132861206,1.0013192531083359,0.99926742117491274,1.0124796991689091,0.986839345025051,0.9775195373243275,null,4.0773446358885304,0,8.5433485821195289E-3,0.73299694464751342,1.7404976115651312,9.8616197681352154E-3,6.445380658941284E-2,8.2697369048469558E-3,0.70360871605273578,1.2633445318868661E-2,0,5.6238841917779E-3,0.46458975686699622,0.32041732237127296,2.2935140193957548E-2]
[null,131,1.0052360162831091,0.9974757074608589,1.0256521242388033,1.0281437027626679,0.99462406375946011,1.0139799663500471,1.0242778252135416,null,4.3164393101640526,0,8.4756286536625414E-3,0.78347983693671031,1.8196970924968019,1.0926002634025407E-2,6.4356706882080311E-2,8.2218719051041483E-3,0.76695957077427324,1.2995516808609572E-2,0,5.6238841917779E-3,0.48920288569165615,0.34064917823558427,2.2802392261089013E-2]
[null,132,0.99675683929957548,1.006177049605683,0.99565512036811166,0.98565711582368698,0.96336695007458406,0.99202306115663985,1.0002218405313708,null,4.248219700516918,0,8.8921750074859897E-3,0.75106301765295325,1.8273685849461145,1.0350579736731149E-2,6.3541968423939069E-2,8.6177533577143171E-3,0.74278022375007413,1.2462049221669899E-2,0,5.623884191777893E-3,0.47772208591096482,0.33368140554223541,2.3900322790230771E-2]
[null,133,1.0297063413028131,0.97751219867778316,1.0102203806035952,1.0202315525885268,1.0304277002297282,0.95381245990993757,0.96684137246413737,null,4.1059930199620931,0,8.0710275229332971E-3,0.71167025637955195,1.8147658329500282,9.6823631930332988E-3,6.0964067689790964E-2,7.8191295326913244E-3,0.68556253397474742,1.2897394573762926E-2,0,5.6238841917778939E-3,0.44859310100078043,0.33480005021899506,2.1685433779867997E-2]
[null,134,1.0002387417735499,1.0136662760823094,0.99600232777282238,0.98509462149465921,0.98427807456282868,1.0195949646187761,0.97376073320767242,null,4.2433371838269531,0,9.0881125959560872E-3,0.76889706015375303,1.8081101794990997,1.0193722598767557E-2,6.3708911228622531E-2,8.8132600320896121E-3,0.7310623593512996,1.2454895978606476E-2,0,5.6238841917779E-3,0.48895971338725003,0.3301587725028578,2.4442537498781388E-2]
[null,135,0.98052478273337751,0.99160703088543933,1.0165154078195471,1.0024002134232777,1.0216407801452532,1.0388864035467318,0.99890176914087259,null,4.4572162082221398,0,9.085713979872052E-3,0.81810591390784138,1.8783812072612478,1.1028807842094757E-2,6.5121570201504581E-2,8.8217279766378692E-3,0.77999107530814493,1.2671219845071054E-2,0,5.6238841917779043E-3,0.51368866472303853,0.34840182860014568,2.446602234450302E-2]
[null,136,1.0360640091032984,0.97613411932091843,0.98320146786063667,0.95874943262725398,0.96753737812936635,1.0116382153817092,0.96236862759218567,null,4.1570092491590298,0,9.0062295054065857E-3,0.73408918967855297,1.8125418887342375,9.7157946534829984E-3,5.9004566971625101E-2,8.7415732382732821E-3,0.70317817180214337,1.212329474251817E-2,0,5.6238841917778939E-3,0.47058474267656575,0.32616864934630663,2.4243722628955328E-2]
[null,137,1.002678749519383,0.96529761810637915,0.98347233618001417,0.95700238409092986,1.0107572670395606,0.97387850721951019,1.0080164209703777,null,4.2926998971069654,0,8.9727262804741911E-3,0.73133825392137863,1.8928717737527014,1.0300984423927738E-2,6.045612162353256E-2,8.7017825351830697E-3,0.74646549111876237,1.2101171911285267E-2,0,5.6238841917779061E-3,0.46874131488579229,0.34093847721730836,2.4133367805786128E-2]
[null,138,1.0117981876760005,0.97797713833096589,0.9685000107595958,0.97333352655518512,1.0071398142341736,1.0475708041482359,0.96475563563172662,null,4.3026869234221996,0,9.8442797587391766E-3,0.768714370087347,1.8562441185186578,1.0061812269861995E-2,5.96674847146021E-2,9.5644075376566176E-3,0.73707270365603672,1.2309458117397859E-2,0,5.6238841917779009E-3,0.49738971715481134,0.32935749039756917,2.6525756535220549E-2]
[null,139,0.97791827504497142,0.9944078728069824,0.96970750204110712,1.0018782381656464,0.97236234959757384,0.97106292547506479,1.0059292236220643,null,4.3058835599591436,0,9.3879261920484115E-3,0.7336518214297878,1.8899941752449507,1.0307888495359147E-2,6.2614419482508954E-2,9.095308806194552E-3,0.75446131066383959,1.2670306222081248E-2,0,5.6238841917778974E-3,0.47433816773499959,0.33728943736322009,2.5224766516471073E-2]
[null,140,1.0040698655569453,1.0096261861133544,1.0217683913876594,0.99876887638796874,1.0463563792977946,1.0234803071061029,1.0160150459535706,null,4.2979764428874629,0,8.6155259479902355E-3,0.78720882525424729,1.8018677944493184,1.0833238607883952E-2,6.4809360707100569E-2,8.3569577758930719E-3,0.76287065443055913,1.2624688547303668E-2,0,5.6238841917779E-3,0.49269906103200672,0.33652046684405362,2.3177036995306731E-2]
[null,141,0.99719199246432233,0.97731205719619962,0.99392989484405558,0.98608648948248534,1.0271667277410763,1.0302021212239418,0.9964105436576508,null,4.3835883204196557,0,9.3151409583603247E-3,0.78434552487732112,1.878372048166564,1.0635560248906885E-2,6.1987692841792612E-2,9.0460249237081305E-3,0.76473364377261044,1.2467684015569618E-2,0,5.6238841917779061E-3,0.49942941758833642,0.34117389727180614,2.5088083479618221E-2]
[null,142,1.0187149639623934,1.0393659841875607,0.9798567779935955,0.99023282288493397,0.98601106469254318,0.98994166198145961,1.0391718149064659,null,4.0908037626927616,0,8.9194666761236458E-3,0.71792558707649323,1.7371993724607564,1.0266872403720029E-2,6.2820737446311115E-2,8.6348127554224455E-3,0.74560319193265534,1.2521802905086549E-2,0,5.6238841917778896E-3,0.46119469745790259,0.31398463572051605,2.3947635018245077E-2]
[null,143,0.98641168425489234,0.98987969662970188,1.0281309316724558,1.035890264695891,0.98515304655649116,0.97330696776368097,1.005280936985921,null,4.3317018791287945,0,8.2596964435059754E-3,0.76835706126327452,1.8673521132323758,1.0711684343277105E-2,6.5344493051653491E-2,8.0039734311347834E-3,0.75006493576773181,1.3093125502445336E-2,0,5.6238841917778922E-3,0.47903587611545595,0.35017635213652198,2.2198076536654329E-2]
[null,144,1.0110002673092457,1.0267255571450395,1.0227285453514083,1.0139808873489822,1.0096485616925719,1.0111669666299907,1.0331063796039703,null,4.2193694189084754,0,8.4097127056852392E-3,0.76991435067395808,1.7609105521645594,1.0806755849680546E-2,6.5271853088407286E-2,8.1500563596402613E-3,0.76022268549335825,1.2816855813196124E-2,0,5.6238841917778922E-3,0.48159185228876883,0.32986706537706745,2.2603220313749992E-2]
[null,145,1.0137318224494354,0.97356884389117393,0.9910341491875152,1.0064477661515925,0.99015759134324066,1.0067818486810884,1.0026578142505003,null,4.2841007087853979,0,9.0159377475666578E-3,0.75219298694070447,1.8552087251940372,1.0379198803379373E-2,6.0628301765643232E-2,8.7503970869236471E-3,0.7472678189631643,1.2725477261557436E-2,0,5.6238841917779052E-3,0.47982452793050506,0.33624713386252691,2.4268194532738364E-2]
[null,146,0.96489740145796943,0.97132428486745837,1.0033623228747783,1.0020963028142393,1.0120750814173749,1.003542981594346,0.95987898718644737,null,4.4766245454585647,0,9.2048135383345133E-3,0.7966579702157992,1.9502037545191468,1.0522475933367543E-2,6.4323551106355487E-2,8.9334435650016818E-3,0.75077830805653722,1.2668962962915314E-2,0,5.6238841917778983E-3,0.50429951068414713,0.35704164540577138,2.4775852356080885E-2]
[null,147,1.0212071584851079,0.9883989469501322,0.98958910534045508,1.010476833079877,1.0249497500909639,1.0037212763671868,1.0189861041660186,null,4.2206764957545024,0,8.9240993473726875E-3,0.74092886505847488,1.8156237409477685,1.0385575339541736E-2,6.0815361756195133E-2,8.6565670257536965E-3,0.74851955887584076,1.2776597830555615E-2,0,5.6238841917778983E-3,0.47306713824609453,0.32919533790797895,2.4007967921891884E-2]
[null,148,0.96784053915187285,0.97341290286720672,0.99360958305118785,1.0093861325923701,1.0404682720770986,0.96943958388310525,0.98856953193733954,null,4.4099667728465644,0,9.0445028615682051E-3,0.75950532282866312,1.9428103334319344,1.0493323268589767E-2,6.3649525620943823E-2,8.7679030053622355E-3,0.75415517658728504,1.2762314583946437E-2,0,5.6238841917779E-3,0.48370929169176879,0.35321745536451027,2.4316745133347879E-2]
[null,149,0.99047888471836909,1.0060116930716314,0.99232593048293138,0.96876642361073895,1.0316821931711466,1.0020548466548651,0.97732026635209279,null,4.2727045110001862,0,9.1026150116506749E-3,0.76149399815765761,1.8400487160440173,1.0215471179509467E-2,6.3736302857425375E-2,8.8245555828947997E-3,0.73493672741708416,1.2248884372432831E-2,0,5.623884191777893E-3,0.48536516013333797,0.33483956169865686,2.4473864377044352E-2]
[null,150,0.99173208010339042,0.97947010078232843,1.0118193423804873,0.98100061139794958,1.0035710655632806,0.9941917388514282,0.98893637369058207,null,4.3468450814945774,0,8.7022225151247353E-3,0.77194933290168921,1.8802617310341463,1.0521024756479669E-2,6.3491925374986852E-2,8.4411494890589585E-3,0.74614238587400428,1.2401262843023956E-2,0,5.6238841917778965E-3,0.48610966308635306,0.34719441167372878,2.3410532784452973E-2]
[null,151,0.9809058722870464,0.98752269483586086,1.0427517619979887,0.97949638115853732,1.0113868124181207,0.98936009840294736,1.0358096314805203,null,4.4264357081891612,0,8.1903272265673524E-3,0.79619892187741104,1.8783728152511234,1.1317418237827412E-2,6.6476990990432666E-2,7.941442496990532E-3,0.78572296304599409,1.237863500578272E-2,0,5.6238841917778939E-3,0.49201714335456298,0.35655116659979585,2.2024654364031535E-2]
[null,152,1.0060786397839125,0.98031828740837479,1.01472821428538,1.0134896106071132,0.99556590069808737,0.97933622864381686,1.0041949756089303,null,4.2709300456662209,0,8.3970483458914256E-3,0.75098169462509978,1.8511990872372821,1.0461820313150084E-2,6.2798741660470003E-2,8.141094590480822E-3,0.73980619219047339,1.2811616758843609E-2,0,5.6238841917778974E-3,0.47205967959440093,0.34286491694643612,2.25783659036977E-2]
[null,153,1.0021844888034348,0.97886106281085516,1.0322981152780411,1.0013761628243691,0.99504058477384427,1.0011774253386367,1.0109999255583264,null,4.3496008388891454,0,8.3070114314494573E-3,0.78334713415310786,1.8566256580346712,1.0854025995718809E-2,6.4002500902729367E-2,8.0596832219420479E-3,0.7583663535695726,1.2656388042003227E-2,0,5.6238841917778983E-3,0.4871455194443774,0.34887412169215493,2.2352581072535252E-2]
[null,154,1.0334977994825918,0.99970495562122796,0.99384290332076874,1.0223892352000044,0.96459951250619924,1.0204325668547092,0.98017172139625275,null,4.1459210721854376,0,8.8660729330546188E-3,0.74562941990465692,1.7736970298487755,9.9783705998231532E-3,6.0871387751844447E-2,8.6017334133335517E-3,0.71595055256747719,1.29266922207514E-2,0,5.6238841917778904E-3,0.47480286823920936,0.32284931301739184,2.3855893363454575E-2]
[null,155,0.9833943152201704,0.99565236128785517,0.95113242577697266,1.0079491154081011,1.043748592984749,1.0102498835292748,1.0122415595439445,null,4.3374816325058481,0,1.0093531593068963E-2,0.74711774621600935,1.8817472685160324,1.0406698590529544E-2,6.1223921294336132E-2,9.7907573729212518E-3,0.77306403673763935,1.2749386858322559E-2,0,5.6238841917779043E-3,0.48882633087558414,0.32987162233207995,2.7153511113680112E-2]
[null,156,0.97352516371986586,1.0388287629912392,1.0075521225157447,1.0432634306161912,1.0088283134850602,1.0213518228364116,1.0025396544092282,null,4.3335095246932447,0,9.0873997330305975E-3,0.79519124312068579,1.812096370187148,1.0795318003965611E-2,6.7447663218958148E-2,8.806446064785662E-3,0.7677527363104717,1.3188890039108319E-2,0,5.6238841917778965E-3,0.50206650580318279,0.33520422772227154,2.4423639763920972E-2]
[null,157,0.99953400157297467,0.97343969037567213,0.98206541145099091,1.0164825984809038,0.96986815688453398,1.0285221025077096,1.0262221772311884,null,4.3943108256927701,0,9.5187805306252878E-3,0.77368826775028043,1.8840249115301348,1.0832204144977209E-2,6.0963567318262496E-2,9.2443911623178998E-3,0.78597839780978007,1.2853465779328933E-2,0,5.6238841917779052E-3,0.49632465433911743,0.33865763334502186,2.5638228852392603E-2]
[null,158,0.99619411611645381,0.98608797220693434,0.97581928349216074,0.99434048367385253,1.0222273852984896,1.0179399560763325,1.0235222910842732,null,4.3491632710337349,0,9.5532313446047672E-3,0.76162980823091453,1.8687466256494518,1.0670279957580173E-2,6.1421277372456111E-2,9.2714793051792924E-3,0.77799991169544724,1.2574235767617511E-2,0,5.6238841917778956E-3,0.49052080223280603,0.33454484335254414,2.5713354622567446E-2]
[null,159,0.98450713092625541,0.96515117488453073,1.0071823016574308,1.0244097789141795,1.0062790941291211,1.0343927153536285,0.98456239921328337,null,4.4828904972807981,0,9.2357123576851767E-3,0.80935527849414113,1.9220358715329748,1.0829689394759576E-2,6.2954266547860266E-2,8.9731814237501047E-3,0.77071138472667688,1.2950588619003545E-2,0,5.623884191777893E-3,0.51112626444464049,0.35267973964119947,2.4886060621699173E-2]
[null,160,0.97193764866685217,1.0074544223372646,1.03539931437386,1.0052615917307428,0.99412515725362027,1.010505934818241,0.96297814874101384,null,4.3913511791389626,0,8.5421742957606274E-3,0.81251014214824613,1.861827616832282,1.064543301063187E-2,6.7686064485825481E-2,8.2830573482000451E-3,0.74168589525542183,1.2705125482440767E-2,0,5.6238841917778922E-3,0.50433191935848243,0.35162213244847579,2.2972082872940437E-2]
[null,161,1.002897978160429,1.0268836471542502,0.98160204652616079,0.95098783343826787,1.0176027717188494,0.97574934919683498,0.975821591058744,null,4.1139092266943216,0,8.918000346319007E-3,0.7214890445678781,1.7845942377108441,9.7657213389836673E-3,6.3317790598307111E-2,8.6326130433144483E-3,0.70785862623911222,1.2025335388433046E-2,0,5.6238841917779017E-3,0.4629738168082882,0.32260462277761215,2.3941534376088775E-2]
[null,162,0.97995117633216988,1.0092967851303385,1.002494536284295,1.0359781365612644,0.97262059039332571,1.0328083421104388,1.0298502977762987,null,4.4157581840982205,0,9.27693663693702E-3,0.80062142192386931,1.8515547821795,1.1150215178461525E-2,6.5205486004455734E-2,9.0011201321879199E-3,0.79675597240944196,1.3097421171957618E-2,0,5.6238841917779052E-3,0.50708142953753266,0.33997984267076037,2.4963545335207261E-2]
[null,163,0.99623963511729319,0.9876731584347761,1.0194254517452077,1.0129842406167169,0.97100251174805796,1.0095170392430899,1.0077213719728364,null,4.3543179901842493,0,8.643071151019097E-3,0.784424897990739,1.855041551989854,1.080322611108751E-2,6.4068877689981318E-2,8.3856347235302681E-3,0.76186292537002442,1.2804658196555291E-2,0,5.6238841917778939E-3,0.49166162593602775,0.34502721000750652,2.3256569128186112E-2]
[null,164,0.98525431304076228,1.0158910003212076,0.9576427528149114,1.0295241638324717,1.0039919574700471,1.0190516535173206,1.0174740642448883,null,4.3031075602556301,0,9.9872340325672555E-3,0.75352084152262599,1.8409871235407045,1.0481114942502819E-2,6.2466015355665851E-2,9.6843854614958244E-3,0.77443084197076495,1.3021458710701976E-2,0,5.623884191777893E-3,0.49095474790610705,0.32506587952585025,2.6858501160000506E-2]
[null,165,1.0227795294580249,0.99430905806626102,0.97506856303477918,0.96480911565502891,1.0186926294872987,0.97754275858100248,1.0069015421510275,null,4.1334996460738669,0,8.9355795702272638E-3,0.70971899861544452,1.8060028245074748,9.9500168946649089E-3,6.0170377967278518E-2,8.6589344941979118E-3,0.72505329048009637,1.2200876390709514E-2,0,5.6238841917779017E-3,0.45730550780628665,0.32373598047969587,2.4014533816465976E-2]
[null,166,1.0307368261836638,0.98539326098021329,1.0105277518139899,0.99415430716800979,1.0230059615596965,0.98884435924028757,1.0025966532637973,null,4.1680997883645068,0,8.3409558256209455E-3,0.73680587182182555,1.7990543502295779,1.0207283130470647E-2,6.1303357865519929E-2,8.0878920823583625E-3,0.72389491099076941,1.2567698829877341E-2,0,5.6238841917779009E-3,0.46434896036955475,0.33211571965769188,2.2430815020701215E-2]
[null,167,0.96364385058709656,0.98366433988674296,1.0091143978496486,1.0371190692415191,0.99833328973036017,0.99222472308252729,1.0259299204882322,null,4.4856607208552868,0,8.9818121954751782E-3,0.79021181917884387,1.9278997190399392,1.1173563066969396E-2,6.5395474561721567E-2,8.7106955551643894E-3,0.79445005092985077,1.3111018325432735E-2,0,5.6238841917779061E-3,0.49844111131332713,0.35546710987199037,2.4158087015741077E-2]
[null,168,0.99359148969434474,1.0259676798904926,1.0128485736593533,1.0077529364261613,1.0093401755106111,0.98124400195066819,0.96846550237268336,null,4.1844680416678663,0,8.479436963118623E-3,0.75309883678188627,1.7953993522682252,1.0062409167899883E-2,6.5770743352693783E-2,8.2098369109776977E-3,0.71193996920805025,1.2739326255229723E-2,0,5.6238841917778965E-3,0.47393851308078333,0.33339559278949454,2.27690146239647E-2]
[null,169,0.99874392650672661,1.015688884076259,1.0273658608409444,0.99589747655925165,1.013530839401654,1.0336098153088611,0.98593762054858591,null,4.3053833871064304,0,8.6348922163052358E-3,0.80231947324170472,1.7998240671411752,1.0660470142278868E-2,6.5799894847795415E-2,8.3767892162142747E-3,0.74732025737869467,1.2587727841899226E-2,0,5.6238841917778965E-3,0.50044309417977539,0.33783058398477028,2.323203715664781E-2]
[null,170,1.0209782177601556,1.0287521022685966,0.97560161658840294,0.99320339638721034,1.0170473378721652,0.98254249855316611,0.96204801507996185,null,4.0342964432372757,0,8.9293820060521601E-3,0.70971360579834819,1.7513345831279623,9.4619693667323933E-3,6.1930484509917824E-2,8.6451059280528951E-3,0.68796946625498512,1.2559882807959197E-2,0,5.6238841917778974E-3,0.45714764909731204,0.31486301224144347,2.3976181918834088E-2]
[null,171,0.99885833718536821,0.9576590384575272,1.0372291095749993,0.98261034555564464,1.0035290819429856,1.004601250021719,0.99235238044940322,null,4.4166248628870148,0,8.311241526147959E-3,0.79590740594993148,1.900837002689397,1.0830773345523813E-2,6.3415123910915555E-2,8.0698164186289913E-3,0.75418424808301532,1.2418631444536171E-2,0,5.6238841917779009E-3,0.4934795496571594,0.35778898442356538,2.2380684298708237E-2]
[null,172,0.99209039219869299,0.98130989894694109,0.9837899215233421,1.0268157172783732,0.9920774445669942,0.9992714915671872,0.97735895281592711,null,4.3180705511105808,0,9.2696845427690192E-3,0.75648738751205236,1.8832156479227418,1.0212102866219432E-2,6.1909121177752678E-2,8.9924967549636289E-3,0.73880718898905973,1.298391281002466E-2,0,5.6238841917778956E-3,0.48476338436772709,0.33940547964574486,2.4939629415286213E-2]
[null,173,1.0129622668422233,0.99788752054193564,0.98901306257649113,1.0018144466060965,1.0221607782867799,1.0279054609947313,0.99302783251632576,null,4.2525298988407778,0,9.2079225090958977E-3,0.76352232536479803,1.813951164866451,1.0316353456606808E-2,6.1735363440679085E-2,8.9358671045088427E-3,0.74384754320071989,1.2667139594263374E-2,0,5.6238841917778983E-3,0.48766863956271339,0.32868696681021842,2.4782573757136543E-2]
[null,174,1.0120788820524784,1.0006491542916012,0.98660319491247495,0.99653593609112467,1.017725285053227,1.02057357347963,0.99658777710977697,null,4.2373009695006436,0,9.1917032060280599E-3,0.75649320801794462,1.8113356199556969,1.0287023420941729E-2,6.1781653755896178E-2,8.9174420574741897E-3,0.743128053953933,1.2600688916233173E-2,0,5.6238841917779E-3,0.48391035386085524,0.32768327051417262,2.4731474061743287E-2]
[null,175,0.98389941566918704,1.0118266715665174,1.0075428516868368,1.0187400680070102,0.98784966916283701,0.99622479010769738,1.0339514251172395,null,4.3329161788645534,0,8.8142683088321284E-3,0.7712845494257462,1.8384981575581705,1.0937805682890074E-2,6.5378974830960543E-2,8.5419241114770596E-3,0.7784500605006629,1.287886791310691E-2,0,5.6238841917779043E-3,0.48697512968436407,0.33947107395716025,2.3690019317065349E-2]
[null,176,1.0083936886158056,0.98835228182138246,1.0158658240222205,0.97362377276658318,0.95508335738747563,0.99009073326983954,1.0006407889855622,null,4.2572238701537328,0,8.4364347659083641E-3,0.75713374633963859,1.8323587587631558,1.0443084479848212E-2,6.3121494062194819E-2,8.1800518625680906E-3,0.7383197169687773,1.2307536152905937E-2,0,5.6238841917779E-3,0.47559402790418692,0.33989159489033466,2.2686409304252801E-2]
[null,177,1.0006192164130785,0.98692584118396665,0.96842024056089604,0.99905991015013218,0.99290311736020809,1.0253692250114004,1.0173827593048475,null,4.3299708542241655,0,9.7280609403242874E-3,0.758775554620715,1.8607721159591104,1.0545906762474485E-2,6.0759640393795757E-2,9.4429967141244405E-3,0.77312058718524568,1.2634821773855985E-2,0,5.6238841917778939E-3,0.49098383249800803,0.33085053713328311,2.6189037932100031E-2]
[null,178,1.0141395780882849,1.0195832084172216,0.96633661506737734,1.019363568697462,0.96790261835658142,0.97462803804621279,0.97898793283607943,null,4.0751300605657903,0,9.1068068628354145E-3,0.70408475839854401,1.7803797440669691,9.6054648264170261E-3,6.136886571195279E-2,8.8170521462517318E-3,0.70344528136701667,1.2891856904719281E-2,0,5.6238841917779078E-3,0.45620015672914371,0.31736674860555986,2.4453054480269475E-2]
[null,179,1.0056942696867386,0.98648104504799117,1.0072492435208189,0.97963476585097586,1.0100754924614661,0.99753890053513272,0.96018936676819056,null,4.2490048791264643,0,8.6816080987772749E-3,0.75963158586541191,1.8427214391431261,1.0045257996604226E-2,6.2691706189093116E-2,8.4202252075301579E-3,0.71407055035872846,1.2384534999907302E-2,0,5.6238841917779E-3,0.47970475844396049,0.33904004307221697,2.3352501756883085E-2]
[null,180,1.0217544158290055,1.0082193305170672,0.95697499839723021,0.99617332234487754,1.0055847127869686,1.0066956920890719,1.0115953457575404,null,4.1424194970577579,0,9.540614010897553E-3,0.71827994989624133,1.7882388099894939,9.9991472465788423E-3,5.9840968439687559E-2,9.2499013946011951E-3,0.73877495636087243,1.2599718078380819E-2,0,5.6238841917778965E-3,0.46819431593399297,0.31550494870512852,2.5653510831900875E-2]
[null,181,1.0052380886364558,1.0241129763650259,1.0465921932299822,1.0212902906152619,1.0022315927515848,0.98465278127417832,0.98841254761571418,null,4.1887280518086607,0,7.835605330307133E-3,0.76946403313509448,1.7695760996162639,1.0433038378321742E-2,6.6969938350604247E-2,7.5877729228468358E-3,0.72035439116929412,1.29063525790977E-2,0,5.6238841917778974E-3,0.47439875237253271,0.33820560092065782,2.1043793502476336E-2]
[null,182,1.0055374766571479,0.99187024211143149,0.96202359365365686,1.0410321620992791,0.97662908063037679,1.0230714620958594,1.0203009360606066,null,4.2896449424355767,0,9.7792904088462359E-3,0.74817788444306588,1.8444026568055587,1.044800697105564E-2,6.0327699932343867E-2,9.4906859351919972E-3,0.7691086482416426,1.3166450674591695E-2,0,5.6238841917779017E-3,0.4861069326635693,0.32625008462208188,2.6321298363539393E-2]
[null,183,1.0070779592475407,1.0041124139136941,1.0382997372471268,0.98458245854666948,1.0167581003105237,0.99112721383907487,1.0342531006762847,null,4.2683844286062431,0,8.0417359851790177E-3,0.77113595426660997,1.8018467174830122,1.0928820901261516E-2,6.5329052128473675E-2,7.7938295729368962E-3,0.76054923536874763,1.244343078962469E-2,0,5.6238841917778965E-3,0.4778112831548168,0.34134868940947177,2.1615267324689824E-2]
[null,184,1.0098880175679998,0.9623305516646431,0.98661776345800056,0.99129787585879037,1.0289808385218657,0.99348240571683133,0.98363697571369135,null,4.2887973461317115,0,9.0336587619115078E-3,0.74376778393291587,1.8841054215941206,1.0147301021236548E-2,6.0059230501867095E-2,8.7670556034226028E-3,0.73284506318635889,1.2534454558679893E-2,0,5.6238841917779017E-3,0.47576585514734582,0.33990056019190557,2.4314394963988226E-2]
[null,185,1.0169029821651587,0.96364796192958346,1.021566287684603,0.98394044129610847,0.98762926216438696,1.0191750656379415,1.0075277262282558,null,4.347082097213014,0,8.5499906602127494E-3,0.78172165994116516,1.8599794245264665,1.0748807575276374E-2,6.1695270444352072E-2,8.3036958042817261E-3,0.75708473166097701,1.2437277190595876E-2,0,5.6238841917778974E-3,0.4893252625026373,0.34568275283836081,2.3029321197335355E-2]
[null,186,0.97913139185734099,1.0073128691098936,1.0037595220263833,1.0373474886249936,1.0117207739639658,0.99983837499200079,1.0266321244669974,null,4.3633527650035209,0,8.9678142745350988E-3,0.77612637718632782,1.8562680878001543,1.092641032135758E-2,6.5237285740947559E-2,8.6929211307828734E-3,0.77962005940971979,1.311457499285245E-2,0,5.6238841917778974E-3,0.49118160581725773,0.34142058094131772,2.4108791745559261E-2]
[null,187,0.98239606641499266,1.0235119792463041,0.97034712977546567,1.0084518325433476,0.99435472365542887,1.028671475642704,0.99929656701626757,null,4.3099339853363041,0,9.8324815992501778E-3,0.7705858524182686,1.8302370201968585,1.0460079815120435E-2,6.3786365404312123E-2,9.5349671257949943E-3,0.76540371345821379,1.275336047815036E-2,0,5.6238841917778965E-3,0.49801502134402181,0.32692209547869955,2.6444107024337273E-2]
[null,188,0.97035875934600468,1.0347812077301699,1.011925630905119,0.97879763022574973,0.96635212726150266,1.0174286325491551,0.96385577923692067,null,4.3230350522155838,0,9.0055707647389571E-3,0.79835479038319734,1.8237094924831059,1.0433733514008727E-2,6.7737988463452248E-2,8.7271281305952974E-3,0.73977070476818119,1.2373401485958849E-2,0,5.6238841917778956E-3,0.50270469330361722,0.33840114543034822,2.4203660826080175E-2]
[null,189,0.97251884579187953,0.99982126233319712,0.96839347782155605,0.98671653058193165,1.0055710711208261,1.0389832209727703,0.98006609702896907,null,4.4148727118131843,0,1.0117652522581289E-2,0.78911441908485047,1.8910043877073264,1.0490901209354744E-2,6.3149863069108803E-2,9.8213500198172723E-3,0.76916513868617642,1.2478721860802436E-2,0,5.6238841917779052E-3,0.51062402014443875,0.33627932214954254,2.7238356212567497E-2]
[null,190,1.0074260830596755,1.0253678920462803,0.95660406521077557,0.9817425232206104,0.97391134014185243,0.98409224329354561,1.0213400924661258,null,4.1275350956390033,0,9.4362197536165954E-3,0.70874521825725356,1.784861015573566,1.0031813466265313E-2,6.1473802483467468E-2,9.1372369818081851E-3,0.74164880103445407,1.2417240531324853E-2,0,5.6238841917779E-3,0.46208940085659161,0.31560185264846136,2.5341049367647622E-2]
[null,191,1.0002814301701979,0.98350227723052686,1.0357362094744798,0.95945374254377547,1.0067001786277767,0.9724184898739815,0.9893327285413771,null,4.2798639869770509,0,8.018122924748846E-3,0.76306437255274262,1.8509278552759985,1.0465202288605768E-2,6.4565269223533756E-2,7.7712051607315858E-3,0.72921582903983018,1.2126138820417283E-2,0,5.6238841917778965E-3,0.47354387492358813,0.3490259572394187,2.1552521185156583E-2]
[null,192,0.99476729186517332,1.0299672955019123,1.0421757481523335,0.98817587898930281,0.98495264312145869,0.97927043252870971,1.0066889331654643,null,4.2185252987812847,0,7.9400572281410082E-3,0.76928593965742154,1.7796011804613292,1.0634466049201581E-2,6.7702333881945131E-2,7.6861424957389091E-3,0.73742457993794464,1.2488391724098742E-2,0,5.6238841917778956E-3,0.47555110182818777,0.33915072586796613,2.1316609913815503E-2]
[null,193,1.0295631910509719,0.99123009094563319,1.0132895186455066,1.0350740390200845,1.0347529315047208,1.0118574416616855,1.01079807350913,null,4.2067540378299535,0,8.4858156197984043E-3,0.75619385403281503,1.7903355602038307,1.0451088078718593E-2,6.1815563882043491E-2,8.2327669686424292E-3,0.7395576468104782,1.3084646231784092E-2,0,5.6238841917779009E-3,0.47575704832002685,0.33135518629449134,2.283260843513998E-2]
[null,194,0.96152766281802526,0.98639885235857272,1.0022951912168474,0.99146861755876969,0.97496249156042369,1.0162412797063689,0.98516656690577287,null,4.4935190693577649,0,9.3475113442917333E-3,0.80638315827378027,1.9287906002927775,1.0845012186106038E-2,6.5263730190815189E-2,9.0712813145744312E-3,0.77511501051004061,1.2534730525887317E-2,0,5.623884191777893E-3,0.51079388693805383,0.35328715717662318,2.5158129101622535E-2]
[null,195,1.0280067466262879,0.98255359919392515,0.97716699327792755,0.96891521439977313,1.0154750137482189,1.0060870447861705,1.0095513715840445,null,4.1942188578178365,0,9.1302875945736568E-3,0.730660284861822,1.816805299991741,1.0156423818918077E-2,5.9430259069145626E-2,8.8587842647605223E-3,0.73920162559724667,1.2252553223471364E-2,0,5.6238841917778939E-3,0.47017395656141542,0.32561728024192699,2.4568793590183477E-2]
[null,196,0.96546713014442465,1.0136368718995807,1.0023069410757375,1.0206028003816874,0.99870786388396071,0.98842263661402252,1.010656601899008,null,4.3738011201145097,0,9.0076782183465421E-3,0.77577681946966548,1.8717160538036821,1.079644712438089E-2,6.6393909751511201E-2,8.7266747072822035E-3,0.77118747673350652,1.2903060586387172E-2,0,5.6238841917779E-3,0.4914030786142824,0.34407899004039166,2.420240330998593E-2]
[null,197,1.037243731435942,0.99359696547701637,0.99274471063322656,0.97357168487588486,1.0179262316002995,0.9740712500522426,0.96582080341437082,null,4.0560225876131915,0,8.461959881904027E-3,0.70841638644670901,1.7778988583576114,9.5355713335525168E-3,6.0299872900215906E-2,8.1992269623995771E-3,0.68455153570907967,1.2309591676047329E-2,0,5.6238841917779061E-3,0.45141603206875014,0.32349399866630962,2.2739589182636896E-2]
[null,198,1.0026873337680784,1.0127235047422585,1.0044005599922683,0.99225378694250466,0.98380652435416316,1.0099621485320134,0.99935997344252947,null,4.2450601430217745,0,8.8249546624343186E-3,0.76533966629825256,1.8032825851011538,1.0440695233654046E-2,6.400983928189416E-2,8.5557581011656541E-3,0.74433761734207726,1.2544405111393949E-2,0,5.6238841917779E-3,0.48416263445457575,0.33185962631200544,2.3728386256255847E-2]
[null,199,0.99225582695534065,0.9869387940161598,1.0294376336300648,1.0050117457043952,0.99575316219217191,1.0137649648015004,1.0140395633110901,null,4.3945164586001741,0,8.5336636822506504E-3,0.79801871950119263,1.8612951442296772,1.102197079515123E-2,6.488726991099858E-2,8.2807335978620465E-3,0.77197428867936868,1.2702680291858257E-2,0,5.623884191777893E-3,0.49713298949548013,0.34914680336368126,2.2965638225378976E-2]
[null,200,1.0093143490469261,1.0189788934633626,1.0122247874856396,0.95740094445272172,1.0290693768948511,0.99153282903314566,0.9879564822293897,null,4.16740454852114,0,8.4568534477133927E-3,0.75011636535872994,1.7791143243756877,1.0177296360122967E-2,6.4364482140870885E-2,8.1925179480540206E-3,0.72125407489371052,1.2102882383845865E-2,0,5.6238841917779017E-3,0.4722430467015149,0.32995154509210395,2.2720982522431245E-2]
[null,201,0.99733508018153472,0.98814884449320883,1.0270521219767583,1.0301466370864458,1.0126062881454676,1.0246767182419567,0.98992770134921204,null,4.3683353332212489,0,8.622828902764005E-3,0.80089095600906135,1.8502515726542705,1.0763120841506529E-2,6.4476352304483536E-2,8.3696769440461238E-3,0.75443512022320536,1.3020661449281278E-2,0,5.6238841917779009E-3,0.49964758859172226,0.34626691680623256,2.3212312108420643E-2]
[null,202,0.97956390699967544,0.99246074815054486,0.99630626669762956,0.98824917539464452,1.0096414535679568,1.0215057235996376,1.0286245354732739,null,4.4336815714237217,0,9.3286895312439163E-3,0.79051102791935979,1.8837525674066329,1.1069954950470969E-2,6.4007900762626843E-2,9.0528019235265218E-3,0.79523221298082825,1.2494743750196784E-2,0,5.6238841917779087E-3,0.50260926280869889,0.343549025571322,2.5106878689516398E-2]
[null,203,0.99104719747652714,1.0077536608933892,1.0362073875280848,0.99839738507902376,0.99379007495769578,1.0070919246128891,1.0196168323739214,null,4.344264797748596,0,8.3344695290084037E-3,0.79456776493544667,1.8252113047363536,1.1025967852805086E-2,6.644565386734165E-2,8.0807229876882092E-3,0.76848137097919433,1.2618275558396775E-2,0,5.6238841917779E-3,0.49295364849207007,0.34517974129456314,2.2410932381964864E-2]
[null,204,0.98832231887314614,1.0410553332342529,0.96759818202218251,1.0065249556309108,1.0033755245399405,0.98604250883693145,0.99934281028154492,null,4.1654714716085488,0,9.3922720535990559E-3,0.72869029854318723,1.7907139518100605,1.0056777775385531E-2,6.4081335578875562E-2,9.0908701963839291E-3,0.73679726997603112,1.2729331548226681E-2,0,5.6238841917779017E-3,0.47176339341001383,0.3201041740766708,2.5212456555532264E-2]
[null,205,0.95730265284405514,0.97025599006051422,0.99338324539234624,1.0153399830834047,0.98206537623817847,0.98128445010659826,0.98072242326698023,null,4.4824841488924649,0,9.2659097994862837E-3,0.7779455070214939,1.9703495688840835,1.0610943701955587E-2,6.4173642185947094E-2,8.986840447871302E-3,0.76287185604800944,1.2837620776630507E-2,0,5.6238841917779009E-3,0.49552344857857766,0.3579028045410802,2.4923942314519248E-2]
[null,206,0.98118483805245926,0.99240660022294624,1.0369532212196557,0.96840691257589617,1.0249113817595712,0.99660396705885212,0.98666923073488166,null,4.3827104283958542,0,8.3417076414914366E-3,0.79713191159180086,1.8705087661610058,1.0771195548570891E-2,6.6360439337842914E-2,8.0888583554384868E-3,0.75026863829656865,1.2239154348098828E-2,0,5.6238841917778956E-3,0.49432127067822823,0.35330452266286133,2.2433494865152528E-2]
[null,207,0.9680126698706637,1.0165541966183147,1.020153613546716,1.026839260706895,1.0142381579390152,0.97849806464494438,0.99881093798477727,null,4.3426559743472906,0,8.5616902259312237E-3,0.77726693069846919,1.8572601246047824,1.0713625123561204E-2,6.7481827612317385E-2,8.2911382543848066E-3,0.75480386891993889,1.2979703529083786E-2,0,5.6238841917779017E-3,0.48695782089586903,0.34684424642963729,2.2994494313397881E-2]
[null,208,1.0017875655927324,0.96735319746853166,1.004671764178017,1.0339013453942931,1.0483742539161327,0.98608828397178794,1.0180810033790291,null,4.3381453898876687,0,8.6945121048413645E-3,0.75511879929560033,1.885412326859824,1.0662903476646729E-2,6.1833007239304655E-2,8.4346843441554503E-3,0.75988278948771615,1.3070893708173298E-2,0,5.6238841917779043E-3,0.47761650937427375,0.34579150154764388,2.3392602467389403E-2]
[null,209,0.97516896282262033,1.0017506778422689,1.0451850199673884,0.98540820235489768,0.96714201400418287,1.0161355807518841,1.0056671705040976,null,4.4434350029327332,0,8.3952819516036198E-3,0.82236893577966086,1.8632361801733572,1.1204395849402108E-2,6.7769077194128252E-2,8.1434217781969544E-3,0.77623563786815131,1.2453063638663662E-2,0,5.6238841917778939E-3,0.50744531835562723,0.35476554997094983,2.25848200844221E-2]
[null,210,1.0137957405153186,0.98877949315953562,1.0014357144571755,1.0203966994229676,0.97836080316101848,1.026628638873913,1.0009927635084348,null,4.2865096988318436,0,8.9682655554778265E-3,0.77187212952687545,1.8253592932985259,1.0514369363771817E-2,6.196547143142582E-2,8.7053100779756892E-3,0.75105578480909219,1.2900562246862141E-2,0,5.6238841917778904E-3,0.48919431864440893,0.33414368976683184,2.4143151029777397E-2]
[null,211,1.0225000900047818,1.0209357040882783,0.99102629986623281,1.0337840106390583,0.95993335614812569,1.0127463048844982,0.96479917635440826,null,4.1122968033576734,0,8.9110764541074569E-3,0.74250268941736264,1.757908248897893,9.7951910560598893E-3,6.2377024877117784E-2,8.6378701950685435E-3,0.70384750705206389,1.3071116409763417E-2,0,5.6238841917778965E-3,0.47364540663983873,0.31984282660824565,2.3956114466590853E-2]
[null,212,1.0282283667955805,1.0110220927254607,0.95591797345402663,0.96591215535146502,0.99745019531723988,1.0317213839183366,1.0098219055368935,null,4.1490693244588561,0,9.7325316848961736E-3,0.73091441283656888,1.7725285446601484,1.0046813066169408E-2,5.9532454745893505E-2,9.4423849071950255E-3,0.74338965856798767,1.2217097185376898E-2,0,5.6238841917779043E-3,0.47675345901728861,0.31216580580761999,2.6187341157721453E-2]
[null,213,1.0137485293244077,0.9980781748149532,0.9566311759784849,0.96489203873557194,0.99348450478193862,1.0349984588945627,1.0178548550740911,null,4.2524703320508284,0,9.9123617337062309E-3,0.74636419558783484,1.8198856526911351,1.0336059858953538E-2,5.982001938101135E-2,9.6214462998817241E-3,0.76488538966531017,1.2204109612332007E-2,0,5.6238841917779E-3,0.48660783689502612,0.32035015278464463,2.6683946816625507E-2]
[null,214,0.96720224039519442,0.99764189912598467,0.99003426808775352,1.0061890265420566,0.98588795983703403,1.0071884426689697,0.98365804872503237,null,4.4095789071650753,0,9.4294508106599131E-3,0.78379004427356969,1.8999620304367946,1.0572029444680478E-2,6.4706142807504904E-2,9.1451874561530987E-3,0.76208116227514811,1.2722327876129381E-2,0,5.6238841917778983E-3,0.50029350455326471,0.34474894558993507,2.5363099070776902E-2]
[null,215,1.0023617773144553,0.99963223442210336,1.0267489486345052,0.98910350677933689,0.99367741375234353,1.0023252728931817,0.99760950221953804,null,4.2825861804051,0,8.379410115743384E-3,0.77678563877069229,1.8208956014169451,1.05978771134308E-2,6.4715651631159485E-2,8.1250850053303913E-3,0.74325280939104155,1.2501927659876141E-2,0,5.6238841917778896E-3,0.48469869983352043,0.34123445030004673,2.2533965207025344E-2]
[null,216,0.97693929018511816,1.0034051891328246,0.98202220105323756,0.99828007605869729,0.98192556800405129,0.99439761019950779,0.98651438652483248,null,4.3235900282174615,0,9.3625984752425534E-3,0.7594235269453119,1.8727046386920938,1.0333521296034048E-2,6.3863549476918163E-2,9.0751188768909072E-3,0.74919895438660911,1.2623299364174573E-2,0,5.6238841917778983E-3,0.48718702399469654,0.3377503373399845,2.5168772128207794E-2]
[null,217,0.96180409648192211,1.0051583277803244,1.0250690181820232,0.96758459545946596,0.96885474039236708,1.0326924901174082,0.99996782143203,null,4.5043615131063115,0,9.0197990334855236E-3,0.83261539214541613,1.8881706464811632,1.1223050869310719E-2,6.7630105655544656E-2,8.7526635924320018E-3,0.78942540515946036,1.2230129956045659E-2,0,5.6238841917778939E-3,0.520068040510972,0.35336751315916193,2.4274480418514727E-2]
[null,218,1.0160944122293434,1.0113697719933616,1.0243523880782501,1.0090105742111082,1.0256001722937049,0.99712686675129203,1.015273481696064,null,4.1984759656973445,0,8.2466541941977143E-3,0.75865553844401246,1.7770036541909633,1.0548705387517692E-2,6.4282317169060701E-2,7.992190133742293E-3,0.74079231790091182,1.2753834679386919E-2,0,5.6238841917778974E-3,0.47407864066560584,0.33282614017782164,2.2165396950743266E-2]
[null,219,1.0060312888983098,0.96163338769651907,0.99871002873946801,0.97427253410815118,1.0200343402462413,0.99808732128485811,0.9944620266400046,null,4.3329339275663585,0,8.8835625984568165E-3,0.75837236969304989,1.8896084355701663,1.0417715506114776E-2,6.0946302680793318E-2,8.6227822256279354E-3,0.74611412888427409,1.2317749411854869E-2,0,5.6238841917779E-3,0.48145383527807739,0.34442601696065722,2.3914269762418974E-2]
[null,220,0.99521095027536632,0.99502711938612198,0.99654443487953259,1.0039700264313709,1.028241590169344,0.96970050568967792,1.0215883376741173,null,4.2605080563935056,0,8.7077379564252586E-3,0.73715387361688645,1.8495203503145909,1.0489395022589328E-2,6.3142729336154987E-2,8.4357762609357251E-3,0.75224050922629682,1.2693478453055185E-2,0,5.6238841917779E-3,0.46861502824375045,0.33790513891406271,2.3395630769828028E-2]
[null,221,0.97678270086627028,1.0123379643637416,0.97067191554379029,0.9859604651807371,0.97972852717421144,0.97009015881728777,1.0223922151847686,null,4.2763581644668252,0,9.3388594367958423E-3,0.73148599683600191,1.8600171912226837,1.0419725560130013E-2,6.3625713922702401E-2,9.0423875003047514E-3,0.76247035594011414,1.246888473517308E-2,0,5.6238841917778974E-3,0.47264792607812683,0.33281696240189612,2.5077995514709399E-2]
[null,222,0.96515073000478246,1.0360064557738555,1.0196195081064616,0.98926280972304792,0.99789326701112346,0.97853152428867007,0.98239815665226815,null,4.2937988815424264,0,8.566320431365692E-3,0.77598413527007415,1.8296026542556858,1.0494339200045576E-2,6.8655983582813579E-2,8.2906147647610808E-3,0.73974494595432427,1.2504783750905918E-2,0,5.6238841917779052E-3,0.48631328115484551,0.34215753737189974,2.2993042476652847E-2]
[null,223,1.0052445205807725,1.0070050863349278,0.98371696813410803,0.99020423730334062,0.98629548622745711,0.98119349599093253,1.0008919653384445,null,4.1825959244619479,0,8.9402984698262848E-3,0.72845237943918428,1.8133726128305567,1.011055628378309E-2,6.233902672433396E-2,8.6611239293063226E-3,0.73177990368600243,1.2520975572140465E-2,0,5.6238841917778956E-3,0.46681975533401704,0.32783539898409775,2.4020605956575725E-2]
[null,224,0.98844673690918605,1.0102088838295595,0.98217884870951833,1.0072936399982999,0.98176689883548773,1.0026749016888461,0.97790680053545231,null,4.2645484168907792,0,9.315639364916457E-3,0.75600928446927529,1.8389898540140812,1.0159278876297612E-2,6.3463069493353369E-2,9.0300985708927934E-3,0.7360549814095142,1.2737257083694034E-2,0,5.6238841917779052E-3,0.48494883285390167,0.33180360167489081,2.5043913618013069E-2]
[null,225,0.9921318998334977,1.007437897091285,0.997907779625128,0.97445391852885999,0.98495961586245973,1.0184387030623796,1.0252578661971612,null,4.33256164639372,0,9.1261207445645122E-3,0.77662543334608758,1.8331517092481571,1.08340422895216E-2,6.4036097512493131E-2,8.8514510979251834E-3,0.7771217117036241,1.2320137186350437E-2,0,5.6238841917779E-3,0.49328816933562192,0.33528667531008083,2.4548455916643265E-2]
[null,226,0.97099017270202048,1.0009622213076932,1.01043163047976,0.99460112935427947,0.99327242917667746,0.9911067993980438,0.98108280970278472,null,4.3698383921282362,0,8.8498734226624305E-3,0.78122002379683586,1.8814661476786854,1.0550679119421619E-2,6.5870140385820036E-2,8.5778784130405242E-3,0.74890907612786806,1.2573358868233828E-2,0,5.6238841917779043E-3,0.49236879895521513,0.34773854368103591,2.3789734332962716E-2]
[null,227,0.99843232763866185,0.98208818151696864,1.0012872262592611,0.99084929064067562,0.9729851578910369,1.0237991485914271,0.99174602268190681,null,4.3569257097260889,0,9.0957248125398144E-3,0.78258630324191703,1.8655176602310202,1.0576233740617363E-2,6.2577887933585791E-2,8.8300507257963699E-3,0.75604286140673471,1.2527021191814224E-2,0,5.6238841917779087E-3,0.49603046423494429,0.34121996313248326,2.4489104507931646E-2]
[null,228,0.96484454438131551,1.0348740547539275,1.0031723863421544,0.96152471675546169,0.98291895332943258,0.95634858268050638,0.97018351066921682,null,4.2345448058156263,0,8.6711544477280945E-3,0.74740710994798454,1.8361146943523015,1.0103662037131558E-2,6.757478147489808E-2,8.3859036358930918E-3,0.72078497769444394,1.2156060317293146E-2,0,5.6238841917778939E-3,0.47317853905339941,0.33862903263331584,2.3257314924916072E-2]
[null,229,1.0144380117803204,0.96773970659232011,1.0324434148841499,0.98598004738391665,0.96619820002167256,0.97729292778232346,1.0071207051733959,null,4.2809261254360473,0,8.0258726240459398E-3,0.75685734669603322,1.8542517415595603,1.0572631949474906E-2,6.2676753562498758E-2,7.7837741704607014E-3,0.73834659645575662,1.2461779582858703E-2,0,5.6238841917778983E-3,0.47063061369839254,0.34815949634169058,2.1587379851587374E-2]
[null,230,0.99873538162290176,1.0069266457835651,0.98611439310506932,1.0017501920980667,0.97421277369859094,0.97149388209740151,1.0299770260007572,null,4.2167042198697393,0,8.8651397528376214E-3,0.7272787005641308,1.8247513311460026,1.0422857407450645E-2,6.2884128666906375E-2,8.5855693610199756E-3,0.75339972067252448,1.2666680073464835E-2,0,5.6238841917778939E-3,0.46536542541869902,0.33077999785028223,2.3811064270318979E-2]
[null,231,0.97954807327067017,1.0272987316484052,0.98711635208203119,0.9703533786767452,1.0020304526537585,0.96882267214604334,0.98418711052835195,null,4.209338284277659,0,8.9610459372548752E-3,0.73680809386452939,1.8251101191349461,1.0077912044623877E-2,6.518724271370703E-2,8.6721177749342244E-3,0.72769411879002643,1.2269563283285463E-2,0,5.6238841917779E-3,0.47116640037954138,0.33163878194643387,2.4051096091104542E-2]
[null,232,0.98325754253074849,1.0061817740492187,0.95924659278409663,1.0295530157382728,0.97353970558058411,0.96254375053593,1.0003150504353757,null,4.2253069358445297,0,9.4381739762582767E-3,0.71442161267361404,1.8612912839848081,1.0026418500384921E-2,6.2221694612272116E-2,9.137980248245357E-3,0.73908419661533398,1.3021620157736186E-2,0,5.6238841917778922E-3,0.46500106101289634,0.32957224709425104,2.5343110729470153E-2]
[null,233,1.0303128999459532,1.0166243218816471,1.0133365458197694,1.0058859453050841,0.99879406917578428,0.9867823891982348,1.0112283190574964,null,4.0986935818139383,0,8.2291550240898171E-3,0.73227803464274166,1.74643711873424,1.0199500882662296E-2,6.300424675846647E-2,7.9712771691859991E-3,0.72164739523513111,1.2715666097404694E-2,0,5.6238841917779052E-3,0.46069714321249661,0.32424107260445406,2.2107397309462203E-2]
[null,234,1.004819806453592,0.97703478424852874,1.0293963702076554,1.0110702178967557,0.97980824285440016,0.99248922151279706,1.0202731707623192,null,4.3322424099656418,0,8.2666577406686325E-3,0.7726837584906876,1.855784422933459,1.0851860976281793E-2,6.3571415854586338E-2,8.0188258569160505E-3,0.75972378311473343,1.2779260321193779E-2,0,5.6238841917779017E-3,0.48136243117821681,0.34787015680019506,2.223926798826073E-2]
[null,235,0.95254649881143127,0.99162245325908493,1.0313372755578778,1.0096414719042255,1.0038057478264135,0.9736134222939552,1.0272483821851981,null,4.5005606447926993,0,8.4955750761008791E-3,0.79783160288105226,1.9296658252454031,1.1337046551223341E-2,6.7961293484284049E-2,8.2321830139229502E-3,0.79338844145489651,1.2760968639468026E-2,0,5.623884191777893E-3,0.49644270492631459,0.36298128057487677,2.2830988905581502E-2]
[null,236,0.96864648300286238,0.99864625929380535,1.0022715249755878,1.0120223957348609,1.0413512922700146,1.0010244864388844,1.0202294969135091,null,4.4284368426346932,0,9.1189497335160026E-3,0.78595348539830356,1.8922417082860847,1.0997912072015776E-2,6.5409201659040794E-2,8.8420840972232538E-3,0.78605339500359972,1.2794586392227624E-2,0,5.6238841917779052E-3,0.49786026668603628,0.34725679093720452,2.4522477644690066E-2]
[null,237,1.0206832673502926,1.0019784981364821,0.97571629942860016,0.97364552271739169,0.98303564087561612,0.97824359889880186,0.96525906161308528,null,4.09426887109439,0,8.9351998094074868E-3,0.71090845023343241,1.7963591425050454,9.5528896260816745E-3,6.0693833558549674E-2,8.6566974553115676E-3,0.69493992286053441,1.2312543584346919E-2,0,5.6238841917779061E-3,0.4578840282814915,0.32226434895432915,2.4008329652891246E-2]
[null,238,0.98312304555553276,0.9995942751891046,1.0265896598880107,1.0237667056083888,0.99917518255057958,0.98082494526886399,0.98047202707149195,null,4.3143498192323495,0,8.3629934992597212E-3,0.77436597839929155,1.8566357560630107,1.0487028026642836E-2,6.5970404414351036E-2,8.1036121516880333E-3,0.73493837747855484,1.2940078002394223E-2,0,5.6238841917778983E-3,0.48323580743590666,0.34793747378860751,2.2474412779382429E-2]
[null,239,0.98145039597478356,1.0406110118664749,1.0098237642599159,1.0310810921624152,0.96668356497044394,1.0020327632253447,0.95942467244761065,null,4.2286612081382113,0,8.7985666663167664E-3,0.77462230004089538,1.7939923806365887,1.015182573371933E-2,6.7134826750689769E-2,8.520837574010216E-3,0.71977995495622593,1.3034599658061469E-2,0,5.6238841917778965E-3,0.4883937431461482,0.3325738838246271,2.3631538291783421E-2]
[null,240,0.98759772842619442,0.99460852204556072,0.96269427079376757,1.026174821180962,0.96954881336710097,0.98227790485941735,0.96027144273591725,null,4.2429701023356881,0,9.5415560487954829E-3,0.73046780042943726,1.872815806638203,9.7739169717345458E-3,6.1595419503612213E-2,9.2474881399574257E-3,0.71808162266726683,1.2978457854608385E-2,0,5.6238841917779052E-3,0.47439676643146861,0.33188367760171339,2.5646817954701105E-2]
[null,241,0.99248850248139042,1.0031803605595733,0.95968953743871133,0.98444954368992077,0.96932061394841118,1.0372668212716978,1.002328016843818,null,4.3248270027160114,0,1.0072668060092082E-2,0.76533331123655024,1.8491294942263279,1.0419317041890247E-2,6.1525704942784233E-2,9.7762324396805864E-3,0.76907760820977067,1.2451105025226644E-2,0,5.6238841917779052E-3,0.49799692914525284,0.32645285639281668,2.7113227924019347E-2]
[null,242,1.041446611728952,1.0403589213353976,0.99019275488991754,1.0020341631418617,1.0084553169162833,1.0366570336121839,0.99900505074954149,null,4.0571363991787059,0,8.9393352704005332E-3,0.74312800542979507,1.6954371798498149,1.0021268935679615E-2,6.2100261397192436E-2,8.6666513051020435E-3,0.72138852689984156,1.2669774200034574E-2,0,5.6238841917778965E-3,0.47429181476678944,0.3087124319914849,2.4035935481594259E-2]
[null,243,1.0021668542697149,1.0060330653129275,0.99544903391006889,0.97081109281145095,0.96885438280297309,0.97879933909185268,0.97321168810880776,null,4.1820849926271109,0,8.7302871829268783E-3,0.73662301397451002,1.8178011934256699,9.9408895185838682E-3,6.3179637982444678E-2,8.4572594577142935E-3,0.7129644838727307,1.2274369358208357E-2,0,5.6238841917779E-3,0.46859760994937849,0.3318977261960771,2.3455211882939621E-2]
[null,244,1.018159019888103,0.96058130785749141,1.0151731831075266,0.98673632165809266,0.98472650528336736,0.97902368457822153,1.0211806788274549,null,4.2842642732280414,0,8.3191718300974962E-3,0.74545303740088797,1.8649444043646146,1.0581537436886853E-2,6.1102274289587283E-2,8.0704684491317326E-3,0.74857026425144502,1.2473373272444762E-2,0,5.6238841917778904E-3,0.46845620694120982,0.34492550183172965,2.2382492628424549E-2]
[null,245,1.0002310415286837,1.0053769566655943,1.0113886360764131,1.0083498212683486,0.97517483945359307,0.97785193636317158,0.9915453864734034,null,4.2170547530565008,0,8.452176022578051E-3,0.74781719920757694,1.8185912748890511,1.0267572100685119E-2,6.4221664433131945E-2,8.1877570197825232E-3,0.72762469529654117,1.2747048485046158E-2,0,5.6238841917779009E-3,0.47103831137833624,0.33667974342789997,2.2707778649246817E-2]
[null,246,0.97891319549423672,1.0386306800721892,1.0091690906751483,1.01180824092135,0.98336684853798917,1.0383438885298999,1.010138056032571,null,4.3476810753648136,0,9.1569048015245746E-3,0.80556452241220822,1.8020611394426906,1.0934906696222742E-2,6.716783317017172E-2,8.8784865336425222E-3,0.77736903097026966,1.2791038057739396E-2,0,5.6238841917778983E-3,0.50810795547738352,0.33371574770446272,2.4623435509768966E-2]
[null,247,1.0279010777563098,0.98006695462766102,0.98170121214295825,1.04754844594501,1.0197051471940157,0.98472854153923572,0.99291687380565274,null,4.1568991734711158,0,8.8572882652274507E-3,0.71804388996712165,1.8203041909725024,9.9227930027435875E-3,5.957512626635126E-2,8.5888509465354475E-3,0.71825143138823744,1.3246341240413731E-2,0,5.6238841917779078E-3,0.46073428292296381,0.32764550547688825,2.3820165360803697E-2]
[null,248,0.9775221990391646,0.98113052251548061,0.9830451266357364,1.0246982520384023,0.99978668064847143,0.98934596773159011,0.99588762705761047,null,4.3786784885892063,0,9.3292406384736602E-3,0.75942769809163713,1.911801904893347,1.0483712778917683E-2,6.2778465921564552E-2,9.0475232061939994E-3,0.75941679598534984,1.2957230759696891E-2,0,5.6238841917778965E-3,0.48687581912437922,0.34450245548539093,2.5092238789425417E-2]
[null,249,1.0044496774397471,1.0198040141933855,0.98998111087072727,1.0075614095716829,0.99232271791131943,0.98393298362833825,1.001521178576058,null,4.1650843975626506,0,8.8343020614649135E-3,0.73316179462491549,1.791635856265732,1.0149468374232942E-2,6.3380492675707042E-2,8.5558174895479788E-3,0.73090035855106827,1.2739686889916784E-2,0,5.6238841917779017E-3,0.4679930580970264,0.32604973150125566,2.3728550962931545E-2]
[null,250,1.0064803259164055,0.98102182752326128,0.99442010485559085,1.0028682146695873,1.0098922956199932,1.0211389356826794,0.96387228263204283,null,4.2933464614874959,0,9.1320038490010878E-3,0.76976081654781836,1.8542072250711126,1.0142812231831553E-2,6.1625851508834824E-2,8.8648569206155742E-3,0.7279791026933945,1.2679805888151036E-2,0,5.6238841917778904E-3,0.48999260625490121,0.33701586864291061,2.4585635385150822E-2]
[null,251,0.9778191062850865,0.99261080775984512,0.98196404213236388,1.015183422894768,0.99638850259368184,1.0214675567350169,1.0162558295161106,null,4.4194051222753989,0,9.6297175784348689E-3,0.7818615958903663,1.8904149630134279,1.0843911698187565E-2,6.3266559597009719E-2,9.3448749350202344E-3,0.78692609506764355,1.2837050189475934E-2,0,5.6238841917778904E-3,0.50159992922938745,0.34039906729392744,2.5916908747613352E-2]
[null,252,0.99582723954127739,1.0275915324669564,0.97242221381680005,0.99939095167251057,0.97514113546748671,0.99295155119013978,0.98915762956905573,null,4.1742556068946186,0,9.3155503877710884E-3,0.73369315927553858,1.7982422052933551,1.0004715636852419E-2,6.3246772269279855E-2,9.0224098877955562E-3,0.73020932110642378,1.2638518279420544E-2,0,5.6238841917778974E-3,0.47354727333757712,0.32232030804232625,2.502258996204056E-2]
[null,253,0.96562652406652272,0.98736274883029373,0.98165066580259452,1.0305890017719717,1.0275234576845411,0.99387355264171762,1.0273555561892731,null,4.4474837291361018,0,9.5036691095715369E-3,0.77037792781745162,1.9240595797356679,1.0932784731555976E-2,6.3782075765030172E-2,9.2162316740903062E-3,0.79352469309970597,1.3031893942504948E-2,0,5.6238841917779E-3,0.49433027406332763,0.34654792139238827,2.5560131832170426E-2]
[null,254,0.97207161585681456,1.0222519555663347,1.0087886932474974,1.0097529776194567,0.98964727209208625,1.0275664299189899,1.0389241285526221,null,4.4212844282517132,0,9.1603668861111286E-3,0.80508206984255049,1.8424921281607196,1.1300655187378312E-2,6.6783394156826367E-2,8.8832223790735187E-3,0.80424337598209161,1.2765102115960623E-2,0,5.6238841917778956E-3,0.50792298960407944,0.34071140369871594,2.4636569818652858E-2]
[null,255,1.0025490806805197,0.96923165408236678,0.99467759088938001,1.0312389560770712,0.97886185896834554,0.95594528726573713,0.99983234049264968,null,4.2548135072886772,0,8.5976307134990326E-3,0.72405510260838757,1.8829983002121895,1.0194034535778119E-2,6.1301634101496527E-2,8.3320970726214194E-3,0.73124468770583317,1.3038480369332698E-2,0,5.6238841917779017E-3,0.46082445804143857,0.34269037039712552,2.3108088766189361E-2]
[null,256,0.99080216628257445,1.011366164768164,1.0221416911758634,0.98788445697013405,1.006437087415087,0.95796038071092737,0.99315817507720416,null,4.2161162601501871,0,8.1628909231943846E-3,0.74505826285834298,1.8229138024617484,1.0310971286267862E-2,6.5788241004053671E-2,7.9007142602813552E-3,0.72514805959476736,1.2487062680295636E-2,0,5.6238841917779017E-3,0.46621133409053866,0.34092511924338731,2.191169940191778E-2]
[null,257,1.0188689472526551,0.98997558252295814,1.0083008505266362,0.95926430619713654,0.98035357941902013,1.0169592784139123,1.0383876189863992,null,4.2785721372516754,0,8.7110488968617679E-3,0.76497082475782008,1.8125204004594424,1.0823311738623666E-2,6.2112986993856548E-2,8.4529041779475671E-3,0.77041756861554034,1.2126890389326078E-2,0,5.6238841917778956E-3,0.48276247779552395,0.33402880400062651,2.3443133028051844E-2]
[null,258,0.9545077878196484,0.96671573405839295,1.0207105217799359,1.0218766234243579,1.0383983561621177,0.98777637705462507,1.0119845424747973,null,4.565621525168579,0,8.8388300226322648E-3,0.80523972349661221,1.9757948494727124,1.1258292673243369E-2,6.5839116727271399E-2,8.5753095088698713E-3,0.79385456777928842,1.2916905516550533E-2,0,5.6238841917778939E-3,0.50431072468702987,0.36726437135770379,2.3782609780153272E-2]
[null,259,0.9886337415779014,1.007673449263746,0.98969749021782261,0.99282372161956489,0.97349682337312915,1.0048208462464256,1.0145051402072203,null,4.3080199680704441,0,9.1924064504617011E-3,0.76303215757146203,1.8412259663005544,1.0608949221003416E-2,6.3779110395717792E-2,8.9119287389761714E-3,0.76517384100019337,1.2553376574174022E-2,0,5.6238841917778922E-3,0.48714652475069997,0.33444045225336544,2.4716183522982396E-2]
[null,260,0.97893081865200737,1.032541428920233,1.0454287634564621,0.96648085693753272,1.0018657403104319,1.0293559113742852,0.99754283689267298,null,4.367273342718236,0,8.4191383669433885E-3,0.824880462487809,1.8033034460086208,1.104770358327563E-2,6.9137161276059206E-2,8.1623832809273357E-3,0.76522982849653154,1.2213842099624259E-2,0,5.6238841917779078E-3,0.50892046410213188,0.34453589798198453,2.2637407576432216E-2]
[null,261,1.0194365787209205,1.0200342849045083,1.0152381975141549,1.0213575105549653,1.0006776358989566,0.99774836774739017,1.0201557928739486,null,4.1614571945243686,0,8.3705154880884328E-3,0.74927228399192414,1.7590051206638195,1.0469317375721959E-2,6.3956095978707855E-2,8.1102475904748454E-3,0.73996573384085418,1.291101314105903E-2,0,5.6238841917779E-3,0.47083746804730264,0.32718372980436278,2.249281538645145E-2]
[null,262,1.0085384008533778,0.98125543767984491,0.9773355178894354,1.0007590154495414,1.0011584093945789,1.037164063729892,1.0131856248885298,null,4.3355153065819527,0,9.5930347614329864E-3,0.76881280740409241,1.8541707467686068,1.0588669666807861E-2,6.0524739149119419E-2,9.3166730907779816E-3,0.77091815687760401,1.2655217876239017E-2,0,5.6238841917778983E-3,0.49467206185407475,0.33198669020630706,2.5838694257978842E-2]
[null,263,0.96836676627840801,0.98241465089260416,1.0038236175507167,0.96923052921406216,0.972353991746151,1.0168571918478178,1.0318950262301034,null,4.5120082283305445,0,9.2644918145376592E-3,0.80297796371017327,1.9221793790593775,1.1297928543992598E-2,6.46911401770318E-2,8.9919530305246718E-3,0.80758743867816407,1.2253404792924852E-2,0,5.6238841917778904E-3,0.50815478124633995,0.3525767252551113,2.493812145966709E-2]
[null,264,0.96108877743708709,1.0249033574826232,1.0360784857637646,0.99211591160851476,1.0003782173720783,1.0118564523786999,1.0359673864257486,null,4.4569599764753747,0,8.6097584176030063E-3,0.82019673093158652,1.8521514457358532,1.1505162344150997E-2,6.9416419342945568E-2,8.3445634227159241E-3,0.8028284501388413,1.2538902146120186E-2,0,5.6238841917778956E-3,0.50889369439071919,0.35092781953003988,2.3142662718228495E-2]
[null,265,0.96179848306128579,0.97517985839611687,1.0114035132926427,1.0123106296641344,1.0050055300174376,1.0245910747473723,1.0441322437252079,null,4.5940320133886283,0,9.2632452281014924E-3,0.82155754034068196,1.9470189567580165,1.1660596938632197E-2,6.5218881076964982E-2,8.9947325206711295E-3,0.82877601279623392,1.2797117212129682E-2,0,5.623884191777893E-3,0.51748144714397315,0.35922025958980219,2.4945830047849546E-2]
[null,266,0.99266498470128162,1.0096643126743792,0.96518799631675956,1.004969881775428,0.98167702963510506,1.012660633329387,0.98258142678712135,null,4.2546823792589841,0,9.7080098371564345E-3,0.74914244746037151,1.836181229576739,1.0093810524253061E-2,6.2151795034625756E-2,9.413530424728693E-3,0.74100191457948594,1.2709962183504776E-2,0,5.6238841917779017E-3,0.48575037991177156,0.326214118555953,2.6107316652927166E-2]
[null,267,1.013967213298989,1.0122416059093764,0.98448919145165159,1.0059623208164619,1.0038719286648867,1.0150477218399838,0.97168760749088645,null,4.171054491884175,0,9.1454127043216361E-3,0.7475687044971292,1.7887333482945635,9.9321275297434824E-3,6.2098709886664556E-2,8.867966599948568E-3,0.71791644010482991,1.2720139466538652E-2,0,5.6238841917779043E-3,0.47883746735854632,0.32330685694464162,2.4594259714108453E-2]
[null,268,0.98652854499366904,0.9917525394008686,1.0256907637866208,0.99031378067438391,1.0060543073834731,0.98505943543427499,1.0203039801175939,null,4.3565761200062525,0,8.39850808662174E-3,0.77587377276380676,1.8643857184597747,1.0909914064688721E-2,6.5285764142925015E-2,8.1411182395678839E-3,0.76625884069135097,1.2517350107563869E-2,0,5.6238841917779E-3,0.48444225695470111,0.34895757698506236,2.2578431491652125E-2]
[null,269,0.96835483686214763,1.0042312351178906,1.0128199182439539,0.99864228785781717,0.98425413557550323,1.0364287377027777,0.95431179712723246,null,4.4363153374119486,0,9.2275792911559774E-3,0.82143113720917305,1.8801364536282157,1.0586959028005336E-2,6.6365218274536453E-2,8.9555187808655328E-3,0.7501416944754481,1.262415907711866E-2,0,5.6238841917779E-3,0.51695037145969758,0.34789044521394452,2.4837075364318614E-2]
[null,270,1.0424004244942606,0.9949389373741333,1.0128744843196773,1.0186901600939888,0.99608156347768773,1.0325741095305452,0.9754640332715685,null,4.1545733837640793,0,8.5543119867582708E-3,0.76174313991237319,1.7621047104986889,1.0077970636733007E-2,6.1208743139395588E-2,8.3034316982324979E-3,0.71291717725775405,1.28775840184764E-2,0,5.6238841917778956E-3,0.4793708763033096,0.32587158936374733,2.3028588730349416E-2]
[null,271,0.98601808581692363,0.97440011266867355,1.0117171296802214,1.0194982725718991,1.0016250247490799,0.99320197874907912,0.97957164520721662,null,4.3768419659447746,0,8.7544566186792908E-3,0.77644346451804902,1.9005633613173418,1.0500895465668245E-2,6.3595821556662005E-2,8.4928752631942741E-3,0.74425121222753043,1.2887941332327584E-2,0,5.6238841917778983E-3,0.48897050325834568,0.35071247531269278,2.3553988119862625E-2]
[null,272,1.0401186105529385,0.97665558213410419,0.97590903800264328,0.96330577811780094,1.0239676273048472,0.99053465811016239,0.97387875192809858,null,4.1071540760426117,0,8.9180731146366893E-3,0.71079055510850875,1.8062841979586617,9.6140554884176881E-3,5.8393051357480852E-2,8.6502853075376782E-3,0.69952982219426652,1.2181766368554597E-2,0,5.6238841917779043E-3,0.45775222495171569,0.32326175991320305,2.3990546317117618E-2]
[null,273,1.0273209037358195,1.0051746485544715,0.9832057795086786,0.97645794266823116,1.0076302061721392,1.0150296314484077,1.0137139177328176,null,4.1639568188163034,0,9.0626650627264067E-3,0.73813056941295674,1.7776014174414336,1.0228562118085361E-2,6.0883393530408364E-2,8.7895851770226838E-3,0.74099976063547124,1.2347216643017439E-2,0,5.6238841917779043E-3,0.47317416718648492,0.32086404946253749,2.4376878079832593E-2]
[null,274,1.0010730896631723,1.0157184528465455,1.0221064590056874,0.98472399015696022,0.98632807449207416,0.97273591940084791,0.98570823191330448,null,4.1829904942405447,0,8.1976994028218498E-3,0.74843211857995107,1.7968590701353309,1.0209878167374965E-2,6.5329584280939226E-2,7.9373227467117082E-3,0.71791973466169801,1.2447117876661407E-2,0,5.6238841917778956E-3,0.46833257789624849,0.33608367638426523,2.2013228722406391E-2]
[null,275,1.0223197050084776,1.0109889072928027,0.99438876760286754,1.0147240294837823,0.96289371764176068,0.97684552168111349,1.0342357918286122,null,4.1289491845396249,0,8.5521526812141705E-3,0.71915905810278591,1.7738962782144128,1.0315528604513397E-2,6.2109995037056796E-2,8.282881362970498E-3,0.74055503734439632,1.2829709226953425E-2,0,5.6238841917779052E-3,0.45779092615795336,0.32396644417935627,2.2971594798657281E-2]
[null,276,1.021408460410421,0.99945026945563398,0.99098803311211281,0.98804449100082492,0.98927839787513239,1.0000426126654773,0.97981677375518672,null,4.1575530784258055,0,8.8449430404066911E-3,0.73709370675903585,1.7958034116714752,9.9413299910581544E-3,6.1414067031139843E-2,8.5759231739966583E-3,0.71522674742631709,1.2492792662508512E-2,0,5.6238841917778922E-3,0.47020625985828585,0.32623558699259675,2.3784311708023167E-2]
[null,277,1.0004321613420766,0.96487887947067841,1.027622393825711,1.0297184097744807,0.98925509512029253,1.0124225737847685,0.98247923661196601,null,4.3891269046161279,0,8.5216849335693675E-3,0.79310409867808962,1.8867579410904156,1.0664685258758848E-2,6.3126261340913967E-2,8.2742618296524958E-3,0.74705271216649782,1.301517881130833E-2,0,5.6238841917778939E-3,0.49461772795821979,0.35246414868470638,2.294768953935707E-2]
[null,278,1.0053236355316013,0.97560395359764551,1.0006380825923569,0.96030398239927273,1.0110678780807292,0.99588671553603192,0.96906120581949229,null,4.2769793867547365,0,8.8101646888988066E-3,0.75606475338897361,1.8646280641171764,1.0113971621018852E-2,6.1790985762837321E-2,8.5473137347900421E-3,0.72294867307611665,1.2140920968435109E-2,0,5.6238841917779078E-3,0.47941353670815295,0.34081248107253437,2.3704966801815847E-2]
[null,279,0.96778295875537279,0.95377433817438528,1.0269781297616833,0.98155189961328126,0.95748351068487336,1.0141399403710292,0.98856923313786871,null,4.5747760728461442,0,8.8556363998121123E-3,0.82292367609167105,1.9722353962047072,1.1123681308794847E-2,6.4630875201969071E-2,8.6018208251331611E-3,0.78099007463397063,1.2406451121263417E-2,0,5.6238841917778939E-3,0.51341617926575667,0.36782353461114065,2.3856135789773792E-2]
[null,280,0.97977422894764987,1.0072652237266628,0.97182710035850772,0.96336692721293071,1.0180059969173896,0.9660167401867743,0.96951916629130919,null,4.2295596831468991,0,9.2577060379790219E-3,0.72765001846842259,1.8629511686841265,9.8610445194264717E-3,6.3253113528003765E-2,8.9640046997568092E-3,0.72025202927545617,1.2183020719147434E-2,0,5.6238841917778956E-3,0.4698243515909683,0.33339414344802998,2.4860610059761205E-2]
[null,281,0.99879466862158239,1.0323804850013938,1.0050474367374698,0.98279462489406444,0.95377292961392146,0.9862816011060076,1.0260295952391654,null,4.1926160664875178,0,8.6085615966527002E-3,0.74699432702775082,1.7773358606975815,1.0535755616575951E-2,6.5269636918412491E-2,8.3346054453253774E-3,0.75103051078278127,1.2424742578186366E-2,0,5.6238841917779052E-3,0.47236776958496474,0.32819248979869592,2.3115045442113385E-2]
[null,282,1.0159762809762263,1.0054816011964254,0.97864339519596799,1.0118053381159089,0.98679361016167166,1.0024150965716625,0.98234572132328057,null,4.161118704703922,0,9.1362365115281521E-3,0.73377064001856229,1.798003087561298,9.9224896114395948E-3,6.1311757673399719E-2,8.8573928456872585E-3,0.72039209776922852,1.2794743898373978E-2,0,5.6238841917779061E-3,0.47173491920503724,0.32327899378719127,2.4564934653450544E-2]
[null,283,0.98371251968877127,1.0090243846274876,1.0147619769194958,1.011895633250778,1.0040132967898825,1.0211675350780567,1.0210216437842838,null,4.3819391258940534,0,8.9052596197737414E-3,0.79685724428547922,1.8419319527544507,1.1037253620966246E-2,6.569090927517808E-2,8.6375454524708663E-3,0.78151208233967229,1.2791463044071472E-2,0,5.6238841917778965E-3,0.50088619512479582,0.34192064159367563,2.3955213831287653E-2]
[null,284,1.0178340214477017,0.98389364617747788,0.97512366263506511,0.97664719015439527,0.98451162684555538,0.97164787860516977,0.97799954495477193,null,4.1485795398166161,0,8.9416842643007775E-3,0.71041497430910772,1.8330707450607242,9.7194897973941225E-3,5.9971301240889216E-2,8.6660007043313086E-3,0.70766180739146922,1.2350572878304286E-2,0,5.6238841917778974E-3,0.45773797876742595,0.328270338622424,2.4034131117071093E-2]
[null,285,0.98109375210188909,0.95645617404261341,1.0433482403053504,0.98648839498176066,1.0164705814426089,1.0335650476509672,0.97212093065003202,null,4.5420791341623419,0,8.5960220803990676E-3,0.83900776912985353,1.9359613256508632,1.1043522576502504E-2,6.4863050833466968E-2,8.3536179395228439E-3,0.76584808393010928,1.2466928754195243E-2,0,5.6238841917779017E-3,0.51828494853030127,0.36605425035319861,2.3167774352944891E-2]
[null,286,0.98678133937994095,1.036361828864159,1.0014390766466901,1.0025525527011399,0.9913727365611702,1.01269357505871,1.0338068807452148,null,4.2843022152612491,0,9.0081917015495706E-3,0.77388744586895564,1.7932572307123533,1.0872899774210401E-2,6.6039228204859496E-2,8.7279517697677958E-3,0.77752128422458566,1.2674963770381383E-2,0,5.6238841917778983E-3,0.49047055411689944,0.33002901923679939,2.4205945092207113E-2]
[null,287,1.0232599586086011,1.0238904655053207,1.000499167004564,0.96660443848896471,1.004066657031391,1.0179190735585208,0.99186456093419617,null,4.1380283333094914,0,8.7691289894778063E-3,0.7516472817234493,1.749583871778122,1.0137696425565756E-2,6.3030793956886169E-2,8.5008909109994882E-3,0.72468334296281556,1.2220592526211103E-2,0,5.6238841917779061E-3,0.47665361751302904,0.32113927173620843,2.3576218573899226E-2]
[null,288,0.97613941330168785,1.0350537429966977,0.98405492153233509,1.022453062709713,0.98643429656911741,1.0295822517221926,1.0070099886228856,null,4.3287666469737021,0,9.6041002722738952E-3,0.78386533944193582,1.8191543286120657,1.0685324500475064E-2,6.5609290769903794E-2,9.310582195546457E-3,0.7738016188164647,1.2928714784506296E-2,0,5.6238841917779009E-3,0.50222363228554812,0.32934622976949973,2.5821801878251508E-2]
[null,289,1.0046042994692841,1.0207609460082598,1.0000434798529305,1.0058114968345648,1.0170580181451139,0.97617166681411416,0.97222970644950357,null,4.1349690063600306,0,8.5788043923267724E-3,0.73341676674496337,1.7873818679719384,9.8833340399311735E-3,6.4020784943570483E-2,8.3059759325905692E-3,0.7058028893434789,1.2716335132031867E-2,0,5.6238841917779009E-3,0.46522461161136042,0.32813571597636787,2.3035644864342571E-2]
[null,290,1.0009894328646363,0.9732597301670155,1.0165112571507264,0.99653083380452689,0.98046416812995363,0.98666974315893974,1.020080466973442,null,4.337468634226032,0,8.4827652332875036E-3,0.76302757479789807,1.873024175996411,1.0761283367423859E-2,6.2867445233229555E-2,8.2279136610450727E-3,0.76070374425823717,1.2597026223031394E-2,0,5.6238841917779E-3,0.47910619977260727,0.34719300359886801,2.2819148358788028E-2]
[null,291,1.0075385726486605,0.98555473671861937,1.0135048296612479,1.018623023856114,0.99552624198489914,0.9930147118802003,1.0182103337515653,null,4.2850784882874438,0,8.5152665118744513E-3,0.75899386571121752,1.839456416083401,1.0649114219099231E-2,6.2897176696392734E-2,8.2579583063520524E-3,0.75401065827706371,1.2876658247176286E-2,0,5.6238841917778974E-3,0.47745536708376002,0.34047018234319149,2.2902473639884874E-2]
[null,292,1.0442914477550713,1.005892484154284,0.99661395951289555,1.0009756908606233,1.0175397144731146,0.99189397258398992,0.99418330658174658,null,4.0527310093351465,0,8.4697194268199445E-3,0.71743099707066993,1.7444379084471633,9.842337389723314E-3,6.069098149483855E-2,8.2083728435669318E-3,0.70470763744388709,1.2655611795300479E-2,0,5.6238841917778956E-3,0.45605725812651199,0.31878078575289243,2.2764954205633889E-2]
[null,293,0.9822204548805854,0.97673384724296419,0.99590915148727488,1.0235331021262346,1.0249518308784347,1.0292174290455951,1.0044409772551726,null,4.4584703272077997,0,9.4100218492883438E-3,0.79701241651849308,1.9075791914925952,1.089752142284387E-2,6.3020837322080456E-2,9.1380607976632826E-3,0.78235458010661263,1.2940898683415906E-2,0,5.6238841917779017E-3,0.50686838707822202,0.3471012373195963,2.534333412378293E-2]
[null,294,1.0343848307724763,0.98402811097382148,1.030413630136825,1.0005327442466452,1.004809472246605,0.99722793712312063,1.014794035017647,null,4.1961241514899648,0,8.040526255520224E-3,0.75377269037609962,1.7902830247810846,1.0504189107777699E-2,6.2157212183987093E-2,7.7989534442350541E-3,0.7343717826533479,1.2645952420312953E-2,0,5.6238841917779E-3,0.46929086476662735,0.33608664604267063,2.162947777756289E-2]
[null,295,1.0092979495580467,0.96473446397744145,1.0098774267009178,0.97564403342521222,0.98321514765489249,1.0384695559537636,0.99056488552118138,null,4.3878542630185446,0,8.9940385485989104E-3,0.79462652072468543,1.8749225320943341,1.0672769336772718E-2,6.1542013652805233E-2,8.7394877422816899E-3,0.75834299071017153,1.2333775674956717E-2,0,5.6238841917778965E-3,0.50098966234787101,0.34481672633975752,2.4237938751730279E-2]
[null,296,0.98927279697644854,1.035751096182987,0.99074994880125111,0.98831529032467813,1.0130450462817455,1.0236804610391368,0.97729385690677895,null,4.2418946457846367,0,9.2899157416428055E-3,0.77335272294724466,1.79227540505675,1.0251054749553899E-2,6.5183719455977382E-2,9.0041765114165454E-3,0.73820600524817404,1.2496245191547907E-2,0,5.6238841917778939E-3,0.49341013109913395,0.32640919523209533,2.4972021842610222E-2]
[null,297,0.97363978541706775,1.0166492754250069,1.0167665028913009,0.99586862242963226,1.0058712934839944,0.98987862926975256,0.9609548595827464,null,4.3057428094619272,0,8.6726496954260632E-3,0.7797374262985467,1.8472010754151187,1.029883670337063E-2,6.6885984461826128E-2,8.4017176460749413E-3,0.72709967762512384,1.2588624824980953E-2,0,5.6238841917778974E-3,0.48952158849510446,0.34375547027795278,2.3301173217473933E-2]
[null,298,1.0275486644408449,1.0015893898185051,0.97137778181097223,1.0019467452456616,0.97695829689866176,1.0458630811835017,1.0334601694748486,null,4.229806888553914,0,9.5761225056430321E-3,0.75367304597040463,1.7860283534389796,1.0533457698479791E-2,6.0021249084458841E-2,9.2970462207511134E-3,0.7703622628753739,1.2670967547002018E-2,0,5.6238841917778965E-3,0.48676563958335528,0.31862284300074706,2.5784261448227545E-2]
[null,299,0.97108571986740544,0.98753970520930157,1.0128826496437118,1.0399339793742894,0.9877911108777595,1.0245863371195987,0.99217696662507915,null,4.4769552936525194,0,9.124253871740819E-3,0.81250205864979796,1.9050092861571624,1.0959570793859083E-2,6.5322850178853517E-2,8.8565174561466443E-3,0.77662671837710395,1.3146132827316762E-2,0,5.6238841917779009E-3,0.51131128663747338,0.35215873539098574,2.4562506863779681E-2]
[null,300,0.98512307186367598,0.98702355473035586,1.0248453875159467,0.97779657073999615,0.99936710628793757,0.99810025949408332,0.96282204450511399,null,4.3535788231355905,0,8.5447728965525188E-3,0.78784336658804566,1.8757815103480409,1.0413571532363589E-2,6.5084701059661548E-2,8.2875173328760578E-3,0.73119228484626353,1.2359233952681205E-2,0,5.6238841917779017E-3,0.4921697324450186,0.35038334162086132,2.2984452114548023E-2]
[null,301,1.0218925832424262,1.0007791204017753,0.97828640856557814,1.0080799010947976,1.0014061962318137,0.98168099747675308,0.97921674931459024,null,4.1108709870568081,0,8.9100142758498941E-3,0.71446889408770331,1.7956780506306349,9.7255824612933715E-3,6.0713699095286795E-2,8.6335905494499977E-3,0.70597426620175829,1.2747677962884672E-2,0,5.6238841917779E-3,0.45942962537165882,0.32284148540611557,2.3944245374094782E-2]
[null,302,1.0101484570409009,0.99847488791878392,1.0256316114859145,0.97720608093586936,0.98728496610522454,0.97299480370157609,0.95805849079612659,null,4.1705113878193947,0,8.0923044695233887E-3,0.74700424795971943,1.8091266952979068,9.9269178823479937E-3,6.409255264468243E-2,7.8395735596631742E-3,0.69578002063555,1.2351678539905046E-2,0,5.6238841917779017E-3,0.46643345525416208,0.33868253344514532,2.1742132878052572E-2]
[null,303,1.0203867850129138,0.96700852556565509,0.99027152026949461,0.98079477058084763,1.0322982312641047,1.0040521848639954,0.97587791502473142,null,4.2476064958173589,0,8.9586635183876405E-3,0.74580440981565754,1.8552189090802467,1.0040822051238628E-2,5.9872949832761015E-2,8.695822667873802E-3,0.72305641287705524,1.2401212793333179E-2,0,5.623884191777893E-3,0.47597650982610806,0.33575738738314487,2.4116838816551262E-2]
[null,304,0.97559606974506163,1.0257844126394031,0.98358275758083025,0.98804360411469438,1.002082236767105,0.98741162286320427,1.0304465920474672,null,4.2957416470174659,0,9.2406379506188054E-3,0.7523398697951692,1.8359300216810062,1.0682737894307487E-2,6.5157663140544622E-2,8.9487215289886027E-3,0.77432762834590141,1.2493670855332461E-2,0,5.6238841917779017E-3,0.48216849493311648,0.33249136861421286,2.4818223987724066E-2]
[null,305,0.99507136492021198,0.99099914299006553,0.99855946956727049,1.0359516464720648,0.98522233151165206,1.0127304621912281,0.9984451551302872,null,4.3322365185885259,0,9.064029402394258E-3,0.77308696941233834,1.8564469278166489,1.0564947357501084E-2,6.3071463991827809E-2,8.7940323316896586E-3,0.75621968072752122,1.3097578663910618E-2,0,5.623884191777893E-3,0.4908414225019293,0.33916442925685275,2.4389211738922938E-2]
[null,306,0.98079993152154354,1.016948727062468,0.99368134212604975,0.95666515423094911,0.98982702283157209,0.96880335150993502,0.96988095180663592,null,4.223650347759043,0,8.8440806503255216E-3,0.74180213202593726,1.8388429889971467,1.0003940074541931E-2,6.4993428442241055E-2,8.5617022113071376E-3,0.71875270865831076,1.2095721209138873E-2,0,5.6238841917779043E-3,0.47241340539412957,0.3356596456599899,2.3744871544843841E-2]
[null,307,1.010260958695796,0.97679638030722915,0.98519776078668542,0.99199472967528524,0.99970043459847435,1.0196372499741142,0.98007623592173299,null,4.29038695261778,0,9.2692758232646964E-3,0.76020665967596601,1.8571463580614802,1.0203766909864903E-2,6.0658250297859165E-2,8.9988486669484221E-3,0.7378247558535691,1.2543437262101676E-2,0,5.6238841917779017E-3,0.48671545719172743,0.33477756463554581,2.4957245694201394E-2]
[null,308,1.0108270376925337,1.0222864920639718,0.9682199834830143,0.95851598689808681,1.0388658615456547,0.99429251506830707,1.017999452101725,null,4.1449903284450551,0,9.2797791279259564E-3,0.72191323791967776,1.7812812991050491,1.0126343538318676E-2,6.1808573673857177E-2,8.9896168176891948E-3,0.74226541578747884,1.212209804476317E-2,0,5.6238841917778939E-3,0.46719076213006167,0.31801723411547245,2.4931642248838367E-2]
[null,309,0.96387650484225618,1.0185743012349922,0.98899296120804758,1.0298726803751495,1.0163123742573572,1.0103097266849834,0.98826564174926701,null,4.3795018586958951,0,9.4747131931774455E-3,0.78469217861738438,1.8694416892582677,1.0597432465478587E-2,6.5924722552812676E-2,9.1841783698552622E-3,0.76426980548139367,1.3021915954392057E-2,0,5.6238841917779E-3,0.50119633375109529,0.33955319547422891,2.547123577238412E-2]
[null,310,1.0173321522424645,1.0065536648411044,0.99215076123585888,1.0454741532184706,0.98867737156243318,1.0140003214373492,0.96394619159459427,null,4.1703220680280113,0,8.970370077543928E-3,0.75030537234592498,1.7906019165699067,9.8998644391861176E-3,6.2069753699592521E-2,8.6994370462419417E-3,0.71080486816316124,1.3218783413791528E-2,0,5.623884191777893E-3,0.47828609403027011,0.32565560133693289,2.4126862868772164E-2]
[null,311,1.0367415417644155,0.975307603694065,0.98510481507587622,1.0390261900590232,1.0378445992830825,0.98788513987428717,1.002902314617544,null,4.1488516461801979,0,8.7554844174003426E-3,0.71720932696430717,1.8123670278953792,9.9966992048723235E-3,5.90334310268847E-2,8.4922266613511651E-3,0.72194060271854354,1.3138145895248487E-2,0,5.6238841917778965E-3,0.45921364037833456,0.32703995636176786,2.3552189299129521E-2]
[null,312,1.0049959431354687,1.0241151386128882,0.99130518308307114,1.0117022889880078,1.0014997193120672,0.98281157580756251,1.0322322726095836,null,4.1743981498685772,0,8.7879976540350246E-3,0.73207818793940438,1.7831746836911426,1.0436704554668927E-2,6.3634304756336288E-2,8.509520730625492E-3,0.75128661060390545,1.2791881926195481E-2,0,5.6238841917778974E-3,0.46691405665194929,0.32513616011554503,2.3600152361061787E-2]
[null,313,0.98349071317385595,1.0092801281886423,1.0014990214224753,0.99860975958202813,0.99402759691307352,1.0188058103668254,1.0251901771474072,null,4.3697693784016272,0,9.1373288075135475E-3,0.78590761460021596,1.8451641836903887,1.0955797141548287E-2,6.490935855764432E-2,8.8619336558216893E-3,0.78360285857071099,1.2625109021646487E-2,0,5.6238841917778983E-3,0.49807008998177071,0.33860834974267723,2.4577528054936661E-2]
[null,314,0.97422218973689267,0.96958936476835489,0.98689271781014609,1.0280862831041941,0.98064339702273828,1.0320791064901789,1.0355963325348352,null,4.5369143503749285,0,9.7086692180163581E-3,0.8007373260226317,1.9390619203177299,1.128837814876507E-2,6.2640256176830889E-2,9.4308412007343308E-3,0.81665789402229139,1.299959077951816E-2,0,5.6238841917779087E-3,0.51211911313133063,0.34990848955231824,2.6155326049008776E-2]
[null,315,1.0027872806941933,1.0000644508445276,0.99660456956017462,0.98718507039309211,0.97164854851027127,1.0128581579295828,1.0155073212217967,null,4.2870154829755958,0,9.0167914618157815E-3,0.76438667682663441,1.8267228700151192,1.0604542309100521E-2,6.2916541604345635E-2,8.7458534770609095E-3,0.76087647098427835,1.2481254298127758E-2,0,5.6238841917778956E-3,0.48590893645357902,0.33350965091085349,2.4255593366535912E-2]
[null,316,0.9795967711793232,1.0107745134996224,1.0170183074471086,0.98102599586804051,1.0002975485382657,0.99741419439940115,1.0136339994095926,null,4.3484607797471586,0,8.6904529641190428E-3,0.78225426980324131,1.8460630126890569,1.0855139678614156E-2,6.6194908038513217E-2,8.4225249442750009E-3,0.76740090027297059,1.2400971823131591E-2,0,5.6238841917778904E-3,0.49102573418213147,0.34355100728199184,2.3358879805575456E-2]
[null,317,0.96441829311591099,0.97054619418234023,0.97630592487422208,1.010072434466698,1.0270018657711759,1.0261572762334981,1.0384547115179734,null,4.5621166966323106,0,9.9676123584882398E-3,0.79638166602482729,1.9596561646523565,1.1292841710744834E-2,6.2692707042018223E-2,9.6804534841351299E-3,0.82394327409241086,1.2773118877467203E-2,0,5.6238841917778974E-3,0.51274442814797294,0.35044817448266447,2.68475962844229E-2]
[null,318,1.0248467517480715,0.99550825809142607,0.98348809898410472,1.0218269887077203,1.0016831003982034,0.99327363105720845,0.98229882909068011,null,4.1382015136476804,0,8.9008652005660369E-3,0.72528411088162736,1.7983058310546405,9.855504722980005E-3,6.0588316752673461E-2,8.6293420163877418E-3,0.71258883332896894,1.2920868727568714E-2,0,5.6238841917779052E-3,0.46485638090277631,0.32451684370023626,2.3932462568605005E-2]
[null,319,1.0295838966405668,0.99136849425030205,1.0019011888795926,0.9713425852265819,1.0119940096735776,0.96875266236218416,1.0048318671076371,null,4.117869391756237,0,8.3206416499704301E-3,0.71577412010809893,1.7927841738421271,1.002667263988124E-2,6.1166536133402213E-2,8.0614431519819528E-3,0.71572584845391984,1.2280331556719138E-2,0,5.6238841917779E-3,0.45350959383461703,0.32887996746269937,2.2357462030981837E-2]
[null,320,1.0117509658939172,1.006204142581314,0.99140366881705166,0.99848929006999942,1.0042192733104398,0.97730965274779902,0.99191352963308288,null,4.1506278474641993,0,8.7076725334997787E-3,0.72587088865807459,1.8012528665429128,9.9980267560552411E-3,6.2351290647405223E-2,8.4348920005664404E-3,0.71904692245899016,1.2624805906021068E-2,0,5.6238841917779061E-3,0.46292655057888021,0.32781221387904874,2.3393178377959841E-2]
[null,321,1.0190020353703231,1.0062596658834437,0.98839178787901816,1.0127892348566767,1.0060183065227923,0.99675273677934184,0.97806978664026356,null,4.1419276880044187,0,8.8734327563770796E-3,0.733538491456454,1.789051912234666,9.8892315618688102E-3,6.1734431463452331E-2,8.6008672277971022E-3,0.71249614294123176,1.280598341794211E-2,0,5.6238841917778939E-3,0.46870027361401262,0.3245064115515906,2.3853491100003999E-2]
[null,322,1.0283102587731912,1.0041541386138206,1.0151034013499418,0.97785524919178979,1.0216391772458733,0.98342216275168182,0.98859927578505502,null,4.1153076589225712,0,8.205776676271365E-3,0.73424898286537843,1.7701036476895375,1.0025454950262228E-2,6.2625080365585506E-2,7.9508210813431408E-3,0.70842983911239932,1.2361115464375851E-2,0,5.6238841917779043E-3,0.46143517556073932,0.32865876955556617,2.2050664761874044E-2]
[null,323,0.99847303774812568,0.99522841153187158,0.97528592145672877,1.0270912425917167,0.97323359829585865,0.98253854465572577,0.99358603335556461,null,4.2310124826017619,0,9.1940910558266677E-3,0.73082327927374646,1.8482865293719106,1.0094548169020869E-2,6.1692364233141277E-2,8.9106358730972873E-3,0.7349318117864041,1.2988462438765636E-2,0,5.6238841917779052E-3,0.4708391554052655,0.33130330500254196,2.4712597911913336E-2]
[null,324,0.97193749600361423,0.99001485054858152,0.97536595041842555,1.0288221993679862,0.97259951260955357,0.97327586354547013,1.049420077156449,null,4.3862289915788244,0,9.3638280272470426E-3,0.74438925031320136,1.9082558711247803,1.0890589738289708E-2,6.3122370473608913E-2,9.0738730694250123E-3,0.79428362313920342,1.3010341827707919E-2,0,5.6238841917779052E-3,0.47955483752693101,0.34222286117304029,2.5165317028098357E-2]
[null,325,1.0194879703848727,0.97702219453328387,1.0037362033454911,1.0191051971717462,0.98258739075308266,1.0207037988176049,1.016522873592326,null,4.2962421328584703,0,8.8440953588405317E-3,0.76655234900410929,1.8354198496069372,1.0639140445587565E-2,6.1179018173616893E-2,8.5862844584958381E-3,0.75887425572145473,1.2883951282918204E-2,0,5.6238841917778974E-3,0.48512957373433946,0.33638487408922274,2.3813047508848804E-2]
[null,326,0.99315296444793311,1.0203529579550241,1.0464647702026815,1.0323598888156351,0.99475863459010583,1.0261730104305422,1.0110780413867568,null,4.3409788353893619,0,8.2733524302746921E-3,0.81330780181208584,1.7974198483047712,1.1080407602380661E-2,6.7582791389619853E-2,8.0231555951318888E-3,0.76613363908210064,1.3046257955374488E-2,0,5.6238841917778887E-3,0.50146820219296706,0.34331492368676197,2.2251276006668829E-2]
[null,327,0.96541428731960199,0.99402118927930938,1.007946928522224,0.9656391889154361,0.99119121894448636,0.98979394848384894,1.0178253702737825,null,4.4370473098211578,0,8.9475273434647049E-3,0.78415455423210367,1.9055504742541598,1.0989970693633371E-2,6.5739275233625952E-2,8.6740179333584556E-3,0.78268279119743023,1.220752192848479E-2,0,5.6238841917779009E-3,0.49497733707741892,0.35133864446618535,2.405636595644027E-2]
[null,328,1.0067170756780375,0.98551679016545002,0.98923954185748508,1.005046100878481,1.0041436342719328,0.97141959835689096,1.0037571271052992,null,4.2202666316238,0,8.7725018193454268E-3,0.72690181266279208,1.8469752448312307,1.0183593736263369E-2,6.1530022026508792E-2,8.5015379037899734E-3,0.73387069421823747,1.2707973623800335E-2,0,5.6238841917779043E-3,0.46421286828325581,0.33495348903337319,2.3578012932114603E-2]
[null,329,1.0100207312044329,0.98328598524186261,1.0163311276018447,1.0217976878305746,0.95832453362099512,0.99531996954866486,1.0234661490024866,null,4.2908066296243614,0,8.4673103675375182E-3,0.76120068807895391,1.8382736888307183,1.0723326782443707E-2,6.2794865249531692E-2,8.2126138924908179E-3,0.75773965779780317,1.2916443541742092E-2,0,5.6238841917779E-3,0.47801198808255746,0.34100006728912824,2.2776716254748388E-2]
[null,330,1.0190257798746476,0.98011437354507369,1.0156819777515129,0.97563691488946702,0.99909940790839824,0.9761834402799634,0.99451731610744121,null,4.2050176842886895,0,8.2474378237869985E-3,0.73962716454977984,1.8278073943911453,1.0216790612861661E-2,6.2045836192006064E-2,7.995283373341034E-3,0.72200682612894895,1.2333005701271578E-2,0,5.6238841917779052E-3,0.46464975857379193,0.33878520271151091,2.2173975686036407E-2]
[null,331,1.0135962987083262,1.022989760118193,1.0069609696457884,0.98065161020070124,0.97073133509713949,1.017392650146115,0.98064880319779979,null,4.1756303425288932,0,8.7303804498765052E-3,0.7628731511555451,1.7662267602559782,1.0170468250231548E-2,6.3974129985352193E-2,8.4634172000210527E-3,0.72334092944670514,1.2397423975819879E-2,0,5.6238841917778904E-3,0.48183771183626412,0.32598055702592749,2.3472289655147947E-2]
[null,332,0.97013470795325363,0.99851202181272292,0.9780849560234598,0.99976423254960411,1.0093698870529977,1.0074855712159703,1.0159125242210398,null,4.4097017888485688,0,9.6402816956536082E-3,0.77324898091901961,1.8956210388674892,1.0777210827696355E-2,6.3827591108126441E-2,9.3495025761096799E-3,0.78452566289844505,1.2642546735456318E-2,0,5.623884191777893E-3,0.49729068908131874,0.34050522037426995,2.5929742964514668E-2]
[null,333,1.0078294384969653,0.99075657166610032,0.95879781072560422,1.0184369905818189,1.0044723590262952,0.99154448683780771,1.000102243741444,null,4.21032933849692,0,9.522225221099646E-3,0.72085097714986113,1.8429487970290934,1.0007433546361853E-2,5.9951664327837509E-2,9.2325877446218282E-3,0.73805250963232005,1.28810827733361E-2,0,5.6238841917779087E-3,0.46932082901190131,0.32537630484571139,2.5605493465192003E-2]
[null,334,1.0165275336088613,1.0092564766019367,1.03918790529246,0.99640708171822401,0.98348553766928637,0.99959359139908543,0.99646711417861566,null,4.2040365030459261,0,8.0122312336538201E-3,0.77042309680092491,1.7762190015781854,1.0487461520800058E-2,6.5033227309667652E-2,7.7661102757850525E-3,0.72847799412500969,1.2592768799195915E-2,0,5.6238841917779052E-3,0.47711345361317442,0.3367733449425408,2.1538391122511873E-2]
[null,335,1.0267406406352588,1.0131168336293492,0.96281192843742647,1.0210861128260071,1.0226573538946273,1.0102391657091829,0.96732468702696395,null,4.088759008353497,0,9.4038295963607549E-3,0.72040926452698395,1.7700242673923163,9.5791456896060136E-3,6.0112185406307021E-2,9.1169457354680506E-3,0.70340016972777153,1.2914084078814225E-2,0,5.6238841917778974E-3,0.46782912839679908,0.3138689888154842,2.5284773988530271E-2]
[null,336,1.0135657168594665,0.99360355248502763,1.008524836973417,1.0101560519698638,0.97789512759661701,1.0209401973196921,1.0003796542096268,null,4.2705965863584998,0,8.7806706789412634E-3,0.77160752054366977,1.815610319005704,1.0511872260376157E-2,6.2629486330868206E-2,8.520556256725851E-3,0.74696813109709692,1.2770229771785433E-2,0,5.6238841917778974E-3,0.48688340428821908,0.33462109519975153,2.3630758091466277E-2]
[null,337,0.98672985947718617,0.99023644795442944,0.98201239636525661,1.0103380864076223,0.98779770430978453,0.99440019443806849,0.99434152821580335,null,4.3208380694745161,0,9.2931706828672054E-3,0.75407401100956695,1.8776119607222854,1.0360908985474379E-2,6.2581089388436137E-2,9.0114556352858914E-3,0.75108622619396692,1.2775774689618036E-2,0,5.623884191777893E-3,0.48375818040520674,0.33825553930141117,2.4992209634356628E-2]
[null,338,1.0203115632222961,0.99504207842332382,1.0058842516012974,1.0074169264964863,1.00009933758616,1.0008837535301633,1.008434578032269,null,4.2079346435061149,0,8.5964641199532173E-3,0.74901362182184528,1.8017566235460347,1.0374843747550187E-2,6.2132092958405181E-2,8.3363388420264559E-3,0.73850356793768457,1.2735922468284123E-2,0,5.6238841917778974E-3,0.47339926915464603,0.33153509014433968,2.3119852813473375E-2]
[null,339,1.0047269507667385,1.0002517368592094,0.99157060947116571,0.97773406384379979,0.98725642995948526,1.0250107403642221,1.0160816850840226,null,4.2957497833670084,0,9.2036521565222722E-3,0.768888537830139,1.8240853048449341,1.0624397574462176E-2,6.2507126304368721E-2,8.9303285575307468E-3,0.76540218404255878,1.2362358950810455E-2,0,5.6238841917779052E-3,0.49030996927102216,0.33145213070575841,2.476721325016093E-2]
[null,340,1.000208694353669,0.98031236227084617,0.98717363882558073,0.99965243142284455,0.96531193413527816,1.0062725362800156,1.0458589225201416,null,4.3529460426855255,0,9.1952856931716512E-3,0.75821120118208463,1.8689094986608492,1.089640833579119E-2,6.1554825075850222E-2,8.9225049339982012E-3,0.78784302303988052,1.2640026080032341E-2,0,5.6238841917778939E-3,0.4848355984906933,0.33795884303493784,2.4745515352802359E-2]
[null,341,0.97499784724226002,1.0163359238078256,0.9706237589710911,1.0058216742168979,0.99616331991861085,0.99677412328369852,1.0432623400891383,null,4.3380434916117654,0,9.607108790573032E-3,0.75295753044757407,1.8564528162878249,1.0809662944377454E-2,6.3935514254794698E-2,9.3091496315967377E-3,0.79145999166004721,1.2720064154793074E-2,0,5.6238841917779E-3,0.48653659941332889,0.33202755858516475,2.581782883105526E-2]
[null,342,1.02476095043098,0.98924696403514578,1.0278078475061199,0.99182296853969121,0.95273896506733258,1.0239400912009193,1.032081930697619,null,4.2798400700875181,0,8.3709131427032249E-3,0.7791992008342693,1.7986447229877369,1.0907792534542896E-2,6.284901056625318E-2,8.1247151428075447E-3,0.76488039925194939,1.2536175507662183E-2,0,5.6238841917779017E-3,0.4858910681721717,0.33702107460411679,2.2532939436929928E-2]
[null,343,0.97337989330255703,0.99324795849042602,0.97739868928648921,0.99559183054516565,1.0300430850649065,0.96574668892546767,1.0010324855370503,null,4.3217892917255174,0,9.2325660391302331E-3,0.73816047755453429,1.8990116672873523,1.0336177647364895E-2,6.3311713284130544E-2,8.9435343318805417E-3,0.7521277393752378,1.2589867939952875E-2,0,5.6238841917778965E-3,0.47493066330028227,0.34118229494395053,2.4803837908184172E-2]
[null,344,1.017535369122901,0.96066763026057378,1.0124197635107932,1.0057655858501409,1.0041134127201592,1.0192022531577307,1.0067738120484564,null,4.3445771834963471,0,8.7160623568019683E-3,0.77558316198249611,1.8666169726728417,1.0677083502201506E-2,6.0987432523088532E-2,8.4657440397193136E-3,0.75682121502174304,1.2714255311406531E-2,0,5.6238841917779017E-3,0.48821725583896308,0.34410749789822243,2.3478742870685829E-2]
[null,345,0.99769976719181086,1.0038393950004436,0.99957487910917864,1.0232797977037837,1.0024825547218679,1.0233728602734473,0.99194095047137654,null,4.3026295387205957,0,9.093482266600247E-3,0.7779001417114445,1.8287401128077421,1.0497554245571609E-2,6.3600778429079408E-2,8.8220576793746931E-3,0.75085389834468386,1.2937242373854884E-2,0,5.6238841917779017E-3,0.493585365310937,0.33469504915655995,2.4466936736167292E-2]
[null,346,0.97850249635082143,0.99179994606054678,0.99294515421711127,1.0098093457769917,0.98014845163519337,1.0082161241636713,0.98637008669280224,null,4.3805254229126271,0,9.2836659707090149E-3,0.7785583769410287,1.8878329221144405,1.0532039354854802E-2,6.3841653399698467E-2,9.0056705115539697E-3,0.75738637951563414,1.2767746864140258E-2,0,5.6238841917779009E-3,0.49604963906043553,0.3432346116539387,2.4976165275828934E-2]
[null,347,1.0334817630684991,0.9990996132946246,1.0024037413462765,1.0231615857656118,0.99933861515207079,0.99279400123356754,0.99349314595381366,null,4.1172588325061872,0,8.4735199022699034E-3,0.730412334831959,1.7727344910031495,1.0011500603811268E-2,6.1335077098018644E-2,8.2140035286960619E-3,0.71368705953580924,1.2935398302940946E-2,0,5.6238841917778965E-3,0.46263988939959433,0.32535814366579374,2.2780570246907099E-2]
[null,348,1.0298191602491646,0.96134379885631194,1.0056101790814018,1.0021910614449754,0.96725991078199502,0.9599527393088475,1.0027999572467021,null,4.1801768709181157,0,8.2272368989451637E-3,0.71607105891401102,1.8447941789146947,1.0089792724037139E-2,5.9910857927732437E-2,7.9762023754852366E-3,0.71792421377694937,1.2669889357738334E-2,0,5.6238841917779E-3,0.45265538695017038,0.33856758589607794,2.2121056788386013E-2]
[null,349,1.0025449321490991,1.0060727474273989,1.0181817446776393,1.0276964789730425,0.96766576848703023,0.98046870839308609,0.97951458683287007,null,4.206959375184641,0,8.3342093017575378E-3,0.75248459659587363,1.8115498108204422,1.0191645208822162E-2,6.4514620464595399E-2,8.0740021919321024E-3,0.71817498687386117,1.2990781714029995E-2,0,5.6238841917778983E-3,0.47200194934361928,0.33729501403403589,2.2392293047406243E-2]
[null,350,0.98272803686823973,1.0024489433221022,1.0110856706557718,0.98910452834087226,1.0298383069156452,1.0125815425260489,0.99209835809723934,null,4.3615929176279007,0,8.9188518854481803E-3,0.7893384129182669,1.8562052949885908,1.067775709321288E-2,6.519853377663995E-2,8.6501639262419466E-3,0.75784343498790852,1.2503795233158007E-2,0,5.6238841917778939E-3,0.49728477505387575,0.34319550766327084,2.3990209680406365E-2]
[null,351,0.96651089592394057,0.9879249086982349,1.023573081068228,1.0458832110813443,1.0119643057421954,0.96261010574472272,1.0006842559021007,null,4.3987181207641903,0,8.4207136561378817E-3,0.77256597775347868,1.9105691416966892,1.0779956131332813E-2,6.6307158043896003E-2,8.1576133194085406E-3,0.75740994061530065,1.3219999986649604E-2,0,5.623884191777893E-3,0.48300107189453589,0.35687991213665726,2.2624178650601543E-2]
[null,352,1.0353268038078569,0.99393250215266216,0.99756898775785252,1.0290109321176271,0.97676471000628906,1.0011091408112018,1.0116970021843514,null,4.1463813614685598,0,8.6247066135197604E-3,0.73312212061924287,1.7794806747180547,1.020535263419335E-2,6.0702505521030008E-2,8.3640676383713447E-3,0.73048460374837132,1.3009950185791357E-2,0,5.6238841917778965E-3,0.46575450964596044,0.3250616438187437,2.319675536054315E-2]
[null,353,0.98784852256655564,1.0048613349373128,0.99609030025721812,0.97676774143330214,0.98963589056517087,1.0263398329682238,0.98352762289679285,null,4.3378945120622019,0,9.276573973520141E-3,0.78541322914602263,1.8460405402031881,1.0491248075244534E-2,6.4075814869008291E-2,9.0002123849927448E-3,0.75298214596413904,1.2349605918925668E-2,0,5.6238841917779009E-3,0.4994353290777428,0.33679804839927957,2.4961027805396871E-2]
[null,354,1.0000774045521972,1.0050826663225803,0.96428127454867207,0.99026007947996364,1.0304488321796419,0.96070132830790844,1.0117430927513502,null,4.1659802811230131,0,9.1668349113664758E-3,0.70437716496545633,1.8307001264358738,9.9967309562393556E-3,6.1419271782486275E-2,8.8750216702468982E-3,0.73440952669517034,1.2524036048779072E-2,0,5.6238841917778983E-3,0.45698867500637319,0.32561885216227737,2.4613826119694523E-2]
[null,355,0.96678932082525004,0.98584490750945952,1.0088134499164276,1.0147847629809401,1.0334390889880574,0.99228028460293005,1.0162905170422096,null,4.4572516125727191,0,8.9549854644757742E-3,0.78709484547399156,1.9176532963918951,1.1021524044019746E-2,6.5277039793523547E-2,8.6841125332551249E-3,0.78384575788397315,1.2828709952270876E-2,0,5.6238841917778904E-3,0.49656732813282956,0.35352573750069483,2.4084362138966503E-2]
[null,356,0.9680269671809586,1.0125875426518036,0.99739128000266564,1.004686229858764,1.0083511002470786,1.004054753525836,1.0117089210591952,null,4.3898619730504409,0,9.2223597584015268E-3,0.7831380309807322,1.8698274277111697,1.0842692771406403E-2,6.5860207627680481E-2,8.9394224144251164E-3,0.77768120381967198,1.2702430672549116E-2,0,5.6238841917779043E-3,0.49758484506625311,0.34209175356320026,2.4792433989971153E-2]
[null,357,0.96854112173979723,1.0080435794515188,0.99847419096326873,1.0036157565425685,0.99333528402809035,1.0369103904089001,1.0202339223496644,null,4.4666542774954037,0,9.5055765712256206E-3,0.81071645953774352,1.8765864085481279,1.1167956509865103E-2,6.5661527220723354E-2,9.2244191104043829E-3,0.80091130364593877,1.2688765044487575E-2,0,5.6238841917778983E-3,0.5147601282965989,0.34323616323958001,2.5582838721380209E-2]
[null,358,0.99900041206067769,1.0279559130710607,0.99977155206260981,0.98741665014590585,0.97718373923487845,0.98912636588666314,1.000603223165496,null,4.1841181802829635,0,8.7348093567187254E-3,0.7463051078435311,1.7854970895671334,1.0271471945004312E-2,6.4717067915231033E-2,8.4587857820059946E-3,0.73462634319608522,1.2483804080691845E-2,0,5.6238841917778965E-3,0.47348007551256266,0.32792991464227028,2.3459444963388788E-2]
[null,359,0.99060043574752654,0.97826496157248843,1.0047885015794975,1.0249067642875656,1.000712171440262,1.0135542636209218,1.0216923287355268,null,4.4098054664886561,0,9.0161205904626951E-3,0.78371972120445321,1.8863913676859123,1.0954741853018908E-2,6.308769602574299E-2,8.751114454520403E-3,0.78123645663475894,1.2957167069430422E-2,0,5.6238841917779078E-3,0.49567088046458774,0.3461583734277307,2.427018406718081E-2]
[null,360,0.99697729113367084,1.0036926196773055,0.99379661372322725,1.0164701260362414,1.015532554208129,1.0313245397382724,0.99960567966349212,null,4.3210447668470939,0,9.2828454151571409E-3,0.78073351418136494,1.8317217984980585,1.0587192439048964E-2,6.3294661681793318E-2,9.0079439471932969E-3,0.76086725385788689,1.2851859006138996E-2,0,5.6238841917778974E-3,0.49717087646018399,0.33348615761729794,2.4982470381506409E-2]
[null,361,0.9852186781372686,0.99350222127700138,0.98998173952547153,1.0084139833331278,0.96052286681063392,0.98095686740939192,0.98968966835745187,null,4.2980616929945459,0,9.0240312659312077E-3,0.74944646396824621,1.8726352514132707,1.0295909782560618E-2,6.3314046844708968E-2,8.7458391787649491E-3,0.74169993385606825,1.2750466823650474E-2,0,5.6238841917779061E-3,0.47838772693526843,0.33993064755425711,2.4255553711898015E-2]
[null,362,1.0038354250224821,1.0337480045563721,0.99278568111187204,0.99713653586785589,1.037520048162226,1.013258128112388,1.0089141579104692,null,4.1930040537746853,0,9.0266543275132321E-3,0.75580900434704168,1.7690561287297963,1.0384392811732599E-2,6.4264469452366385E-2,8.7466820992753175E-3,0.74676259638434683,1.2607534679125941E-2,0,5.6238841917778904E-3,0.48160314826386341,0.32291497569033262,2.4257891452542025E-2]
[null,363,1.0100325119648508,1.0279419011949456,1.0086912052604069,0.98512109630512057,1.0051531558779165,0.99398353023097175,0.99915347797127507,null,4.1531687692785626,0,8.5207696149975452E-3,0.74773281075245002,1.7639250178490748,1.0245493200785705E-2,6.4546416410444354E-2,8.2528290779050936E-3,0.72779801456047699,1.2453722183956054E-2,0,5.623884191777893E-3,0.47176999123457419,0.32645311110252501,2.2888248329591274E-2]
[null,364,0.97472006985185577,1.0068815400982791,0.99897123105832231,1.0051984990741267,1.0021893117958993,0.97729293141085238,0.9980659583448217,null,4.3168556543142982,0,8.8949222733869914E-3,0.75837359462105836,1.866616695229633,1.0489713333939688E-2,6.5217058873140235E-2,8.6160892551490412E-3,0.7508537980432648,1.2708715337961212E-2,0,5.6238841917779043E-3,0.48137634662611894,0.34197897347765283,2.389570759798575E-2]
[null,365,0.98808847209015227,0.98500195146875213,1.0103417610540864,0.98544677489302468,0.9932813159109104,1.0085357985781886,1.0468270680542617,null,4.4177109975322715,0,8.8783792605012738E-3,0.78433373603438694,1.8774632334808252,1.1225884076538342E-2,6.3918460779975372E-2,8.6143712533142507E-3,0.79817081539703538,1.2457643742058135E-2,0,5.6238841917778983E-3,0.49435865059841616,0.34653175431596972,2.3890942922472146E-2]
[null,366,0.98747754822093103,0.97607039912961358,0.99389628450091483,0.99123695838175518,1.0149551366930911,1.001835809030128,0.99057722571857887,null,4.3747722946668288,0,9.1506245407129774E-3,0.7697959854069566,1.8991597907045052,1.0503187165947671E-2,6.253348365663941E-2,8.8791112603159531E-3,0.75494476045891079,1.2532808525691139E-2,0,5.6238841917779043E-3,0.49017533830278387,0.34514940141847372,2.4625168115534155E-2]
[null,367,1.0237224899407693,1.0152387107335186,0.9818281790882859,0.98886999055651092,1.0029460454821004,1.0102047474344955,1.0023777996028707,null,4.1365301274219801,0,9.0603196895048688E-3,0.73458208197793484,1.7673246053170402,1.0080049033796445E-2,6.1493620155288038E-2,8.7833448689409784E-3,0.73060317778416017,1.2504331764466968E-2,0,5.6238841917779087E-3,0.47130832189726457,0.31892745879962603,2.4359571321183045E-2]
[null,368,0.99949579890574325,1.0042773806999787,0.9536774496194349,0.99100249951013897,0.96491892214488006,0.98517400994879689,0.99815365681632395,null,4.1941375306737099,0,9.617503224166369E-3,0.71656309976209764,1.8356774263529265,9.9404188767522796E-3,6.0793456981174755E-2,9.3191807930599647E-3,0.73632215345242158,1.2534720167161988E-2,0,5.6238841917779043E-3,0.46806665022458616,0.32306839402134568,2.5845649074566563E-2]
[null,369,1.0090431678196836,0.99041079732921422,1.0224277200051901,1.0059409600597007,1.0052995670722356,1.0336743428061832,1.006441496095015,null,4.336496815785492,0,8.677994433467482E-3,0.7951645465178282,1.825941508493931,1.0822447743542638E-2,6.3569383706057858E-2,8.4248798802292885E-3,0.76162623830845499,1.2715266204473594E-2,0,5.6238841917779087E-3,0.49747770125556112,0.34044354297433016,2.3365410942766493E-2]
[null,370,1.0057835028886848,0.98931584994398147,1.0297353875167945,1.0189207222922048,1.0303867701313523,1.0021076630698864,1.0286657898244793,null,4.3202404580635045,0,8.3130579915020857E-3,0.77774461608763423,1.8319831414693095,1.09497133994157E-2,6.4152394572238799E-2,8.0632179809884304E-3,0.76644788834040356,1.2878444379146307E-2,0,5.6238841917779052E-3,0.48441529667209854,0.343932534652032,2.2362384309955432E-2]
[null,371,0.97717747332602767,1.0003927535540407,0.97059335981208206,0.98766120734499907,1.0319583570907345,1.0357270695790763,0.98698589505743539,null,4.3941008908572998,0,9.9907728209270557E-3,0.78426546892024929,1.8804263266224654,1.0509952144582087E-2,6.300916234724134E-2,9.6971035762930848E-3,0.7692552106659859,1.2490402566124744E-2,0,5.6238841917779078E-3,0.50677656111616498,0.33514381817557742,2.6893773351756332E-2]
[null,372,1.0106118597666163,0.9927179645994717,1.0162029639559498,1.0208682257042501,0.98866735855588228,0.96565710632372537,0.99549013100576145,null,4.1909400039231599,0,8.1974968800285191E-3,0.73574301109433915,1.8205927989640096,1.0210771578378377E-2,6.3219663047822366E-2,7.9409777143288202E-3,0.72071629993026165,1.2904709986202512E-2,0,5.6238841917779061E-3,0.46206168717798995,0.33810033177394883,2.2023365344123313E-2]
[null,373,1.0017065239357692,1.0228068423913799,1.006465475782776,0.99448527189596037,1.008770399844658,0.95288687535348759,1.0028023430734572,null,4.1286807770454628,0,8.2827984722373248E-3,0.72115691683565397,1.7876131754866529,1.0109229261522025E-2,6.4694461499684205E-2,8.0124229257210432E-3,0.71897255361713452,1.2572368839771935E-2,0,5.6238841917778939E-3,0.45562902801844757,0.33035802462775593,2.2221510213581878E-2]
[null,374,0.9803535621474212,0.9683330046598555,0.99584075214427026,0.99136954906429831,0.96237726557361714,1.0063506605382992,0.9860996646981055,null,4.4336449406725764,0,9.2349718230068222E-3,0.78169643187594462,1.9270370633587517,1.0603663472447816E-2,6.2712813512488835E-2,8.9642837801436719E-3,0.76120383767129052,1.2534251474280545E-2,0,5.6238841917779087E-3,0.49714923764306157,0.35049306145908232,2.4861384056306886E-2]
[null,375,1.0059587200375673,1.0022417327130522,1.0077258668944227,1.0022658729086857,1.0003851161531092,0.97787559088942466,1.0111693574526852,null,4.2125682710710963,0,8.4742026639016421E-3,0.74170899107723809,1.8145107769339512,1.0389332443834139E-2,6.3483182951124567E-2,8.209902483983603E-3,0.7385929230087287,1.2670579770684486E-2,0,5.623884191777893E-3,0.46824866283127753,0.33483504155943372,2.2769196482964639E-2]
[null,376,1.0152818621589874,1.0246737648588524,1.009207542804373,0.95560128745657713,1.0057245313584191,0.98571134303912511,0.99440404756804279,null,4.1217102707237885,0,8.4021036985709625E-3,0.73832678845106536,1.7600093596670456,1.0105287458436477E-2,6.408428938369988E-2,8.1364980668383307E-3,0.71768349703399636,1.2080478760298394E-2,0,5.6238841917778974E-3,0.46568685065986637,0.32580982276196807,2.2565617987366334E-2]
[null,377,0.99831090630946817,0.9938332629311557,1.0226519219141337,0.96077042356777331,1.0103318983713034,1.0137527734449043,1.0004755279694426,null,4.3334765229731689,0,8.5925537129551352E-3,0.78731469404369203,1.8394601053984541,1.0726620800901705E-2,6.4439284606803426E-2,8.3361498267614242E-3,0.7551644360258285,1.2144277137519201E-2,0,5.6238841917778922E-3,0.4924990775555958,0.34324121849686923,2.31193286019232E-2]
[null,378,1.0123809536616122,1.0078434526063507,0.9665687172812879,0.99832823603823762,1.0022629547234581,0.99337781593663732,0.98844305889247774,null,4.1492890997426759,0,9.3140052942587096E-3,0.72130968437256304,1.8031969255584324,9.8603433416934935E-3,6.0936189508797492E-2,9.0264967121168362E-3,0.72273618673480577,1.2625795311232998E-2,0,5.6238841917779052E-3,0.46729159885186916,0.32096207616623645,2.5033924287404849E-2]
[null,379,1.0177983262389578,1.0078380118023424,0.97326283239726408,0.98032841282911587,1.0345615358503326,1.0153776925783355,0.97999154735023852,null,4.16342954987981,0,9.3381580593292317E-3,0.73828697460279769,1.7920465836352568,9.9046941682587077E-3,6.1000535337166525E-2,9.0561509092600204E-3,0.72249217825459711,1.2397348347882141E-2,0,5.6238841917779009E-3,0.47625811995452971,0.32058507183105334,2.5116166706558432E-2]
[null,380,0.96205604933141164,0.97440212020827055,1.0021660382984672,0.99089268316765522,0.99893781692006034,0.9877438236222903,0.97429592289540257,null,4.4627707549101494,0,9.1040185757755437E-3,0.7846762365962906,1.9503827546183208,1.0583566597652734E-2,6.4600447977729111E-2,8.8304886499305148E-3,0.75607286477708291,1.2527464669184639E-2,0,5.6238841917779052E-3,0.49708375017065526,0.35700299619841647,2.4490319038880624E-2]
[null,381,0.96731228685081838,1.0127274036618319,1.030757256496436,0.98961236893687776,0.97046410451918763,0.97785270268302171,1.0247361354318252,null,4.382599021129586,0,8.3790917415851145E-3,0.78513000455947579,1.8626263579893618,1.1082117862009348E-2,6.799593187870652E-2,8.1151018801465039E-3,0.77572140345972374,1.2507886929366699E-2,0,5.6238841917779052E-3,0.48871149474648184,0.35095765118764705,2.250627818647067E-2]
[null,382,1.0176958754411625,1.006374614636093,0.9810452605041784,0.99141724443880497,0.99151551588809383,1.0192701171448817,1.0063006244414554,null,4.2003444252154072,0,9.2261340166571483E-3,0.7466876793177919,1.7928835605777826,1.025669027652717E-2,6.1390470884115124E-2,8.94896463040421E-3,0.74414355729336901,1.2536636588488892E-2,0,5.6238841917779043E-3,0.47931184336694477,0.32296837390402494,2.4818898200835368E-2]
[null,383,1.0209391031414403,1.0122737955299259,1.0272217959420091,1.0233453383729378,1.0053029825650837,1.0254605240735042,0.99271027195558836,null,4.2115926241115655,0,8.3884565652193877E-3,0.77897601755894796,1.7663842095189739,1.0469120012284934E-2,6.4191983525843224E-2,8.1365506983708466E-3,0.7333112367560819,1.293467491927471E-2,0,5.6238841917778904E-3,0.48592537963043841,0.33146225991007727,2.2565763954715802E-2]
[null,384,0.98564354282839894,1.0147159850188945,0.98853418067763044,1.000360641808167,0.99098832790339098,1.0076734962963385,0.99821980534953036,null,4.2950151583806848,0,9.2568209117033159E-3,0.76562437092837254,1.83488525513576,1.0458964809547932E-2,6.4250414357136229E-2,8.9732697458228157E-3,0.75468004358593355,1.2648815590914287E-2,0,5.6238841917778956E-3,0.48915811103762408,0.33308254433694451,2.4886305572553495E-2]
[null,385,0.97020859614113986,1.0006111126300263,1.0179304065741399,0.95870001012533757,1.0068363426351721,0.9646604957455871,1.0201684911353632,null,4.3618184165760345,0,8.486360396659837E-3,0.76537709207392401,1.8817202628858842,1.0849375806256549E-2,6.6366896464627415E-2,8.2184783640732399E-3,0.76674108611522584,1.2118648329273453E-2,0,5.6238841917779043E-3,0.48016291333774058,0.35033315872872373,2.2792980675183268E-2]
[null,386,1.0039889003960707,1.0042276691961629,1.0167106368406005,0.99094856565991851,1.0032502195081552,1.0094219302465701,0.97703332728583137,null,4.2528522466768974,0,8.5975257480461441E-3,0.7736267543297245,1.8124669613143085,1.0319737594467731E-2,6.4241780714942687E-2,8.3372603558042983E-3,0.72870504738530195,1.2526437764959606E-2,0,5.6238841917778939E-3,0.48570195472059202,0.33677754552978845,2.3122408523277526E-2]
[null,387,1.0184481568923835,1.0278798939911851,1.0103371696034738,1.0030981337713847,1.0169575963016755,0.9891021867853107,1.0103017868228266,null,4.1204398744120514,0,8.3799237385348956E-3,0.73886774308052983,1.7490657493968318,1.0259038915269868E-2,6.4108478813394099E-2,8.1151271936715716E-3,0.72764949422736325,1.2680786068649648E-2,0,5.6238841917778983E-3,0.46570315493817216,0.32423999293437894,2.2506348390547638E-2]
[null,388,0.99476891081955476,1.0048644597748302,0.99877912567681937,1.0106895582422921,0.98540221274577056,1.0002112808145116,0.98394592806982695,null,4.2649024030987412,0,8.9270264676029817E-3,0.76128610314053435,1.8325394875098833,1.0289598097400399E-2,6.379126926601679E-2,8.6541301747808733E-3,0.73621852006036814,1.2778162218947557E-2,0,5.6238841917779E-3,0.48328283696995911,0.33536422833362073,2.4001209603055795E-2]
[null,389,1.0053051655656167,0.98297287924684917,0.98640051722732192,0.98247769139158592,0.99000205183965462,0.98055765415618734,0.98790627805799014,null,4.23426129804447,0,8.9247229822211286E-3,0.73355783726198631,1.854825816648128,1.0079657355564474E-2,6.1327499296103517E-2,8.6523101193341483E-3,0.72807248032651162,1.2422953792791243E-2,0,5.6238841917778983E-3,0.46929889870411123,0.33532852143649922,2.399616189388297E-2]
[null,390,1.0322444413558349,0.97479784271866299,1.002030394233294,0.97568467501228129,0.99720742699545317,0.97734246125330304,0.96733658927528521,null,4.1364499287746952,0,8.3973738569018287E-3,0.72323070387637411,1.8170939436981741,9.7455230675082168E-3,6.0219294192694318E-2,8.1422894792724937E-3,0.69503139578940076,1.2335211804693201E-2,0,5.6238841917778974E-3,0.45819727083011752,0.33264610591471505,2.2581679786868158E-2]
[null,391,1.0340328130493941,1.0283192117161224,1.0045082914722416,1.0066000850050942,0.9967053096893238,0.98004694617232135,1.0010288943194623,null,4.0310002458143641,0,8.2781459028498684E-3,0.71711120579211052,1.7233414946829386,9.9185259477799995E-3,6.2820105321314962E-2,8.0140392241345153E-3,0.70596334353686863,1.2725762748657611E-2,0,5.6238841917778965E-3,0.45362246716839921,0.3179115702765839,2.2225992826648631E-2]
[null,392,1.0153016859503574,1.0201101736791827,1.0040474310347154,1.0137103351455552,0.99020653358994859,0.98716740934924796,0.96272808119016129,null,4.1082879945308415,0,8.5132195957327312E-3,0.73682502126796301,1.7686828606603899,9.7866285807771524E-3,6.3552899365668075E-2,8.2456580108460267E-3,0.69648596626179182,1.2815709150041555E-2,0,5.6238841917778974E-3,0.46622599508677387,0.32568823132987651,2.2868360220666847E-2]
[null,393,0.97567131985794364,1.0023523197081734,1.028602882383727,1.0326984353399069,1.0008416501735591,1.0342027207789335,0.99295145881888203,null,4.4489503245055593,0,8.8432353462215649E-3,0.82504272501691611,1.8654060100952914,1.1051366049183624E-2,6.6741282126016363E-2,8.5824193755588123E-3,0.77421244513823606,1.3052724328729615E-2,0,5.6238841917778939E-3,0.5142290244613219,0.35004935091168232,2.3802328157067499E-2]
[null,394,1.027788654631832,1.0072938289449667,1.0427365842211826,1.0010295725056673,1.0242698573906435,1.0055650671377308,1.0245758739056494,null,4.1970539042933845,0,7.9151984153017878E-3,0.76934655331514712,1.7591669115075113,1.0734608258196689E-2,6.443234258404118E-2,7.6739576069810725E-3,0.74407002052781768,1.2650767993763901E-2,0,5.6238841917779E-3,0.47542786662713316,0.33455937353470688,2.1282816561605598E-2]
[null,395,0.97952405893525163,1.0100461793670248,1.0152110944119122,1.011521816243071,0.96038086656244215,0.99366847523806845,1.004780963779077,null,4.3358927211993006,0,8.6926217037524185E-3,0.77817775333071681,1.8479150932838928,1.0732491602543234E-2,6.6051508103821807E-2,8.4238044721580644E-3,0.75917243007637225,1.2786683100811356E-2,0,5.6238841917778939E-3,0.48900961230112971,0.34332965401454346,2.3362428425285822E-2]
[null,396,0.99289625993444286,0.96329620381983294,0.99993165725770694,0.99984370578100445,1.0285549450299065,0.97207131731656171,0.98568124040766469,null,4.3337352870164745,0,8.7411424266879527E-3,0.74828947302017079,1.9111429051833346,1.0306124375289426E-2,6.1906818810645255E-2,8.4772331509735763E-3,0.73691862650735063,1.264089868633422E-2,0,5.6238841917779061E-3,0.47469175048443119,0.34896810846681781,2.3510606566030965E-2]
[null,397,1.0151300932655951,0.99035204231772989,1.0360025366251775,1.0227259327115887,1.0098775297726903,1.0287446446447663,0.99588665414190902,null,4.3055946189199004,0,8.3427843604617427E-3,0.79581114688415722,1.8117669923721613,1.0727454993486332E-2,6.3981866551331132E-2,8.0982950201762324E-3,0.74698765922609711,1.2925777512958026E-2,0,5.6238841917779E-3,0.49378628667305308,0.3417683735130656,2.2459666342094762E-2]
[null,398,0.96465899194142657,0.99781827820567359,0.99833140211095017,0.99019590214123732,1.0077873029987341,0.99593801802860948,0.99084858922457331,null,4.4127973762500243,0,9.1871937925400941E-3,0.78249118551335173,1.9025607213877902,1.0666343501781672E-2,6.5394802396767648E-2,8.9070569555165895E-3,0.76436862524477533,1.2519114238393948E-2,0,5.6238841917779061E-3,0.49688281196180045,0.34786735244459821,2.4702672206005107E-2]
[null,399,0.98353147978941124,1.0279925992088186,1.0155437304601003,1.010287113506835,0.99435114712120587,1.0141213770834481,0.99288090150780528,null,4.3017639188105274,0,8.7998758180205753E-3,0.78864248198956399,1.8097112004400315,1.0636312015895247E-2,6.6712930057029982E-2,8.5286405591410465E-3,0.75203139306439326,1.2771034879743563E-2,0,5.6238841917779052E-3,0.49548434419730603,0.33676839428269101,2.365317895096837E-2]
[null,400,0.97691509805172594,1.0149409275151844,0.99794479902445621,1.0163437794008694,0.99070129875024038,1.0072030679101289,1.02484903721732,null,4.3606528715261472,0,9.1524509366480919E-3,0.77850596254509519,1.8485891430856978,1.0901301347909379E-2,6.5413305649858561E-2,8.8719055875888259E-3,0.78150591338566222,1.2849751146361272E-2,0,5.6238841917778939E-3,0.49447122147073103,0.33846775002024387,2.4605184031869835E-2]
[null,401,1.0089300207371836,1.0029506865994617,0.98115270705669977,1.0086391136474693,0.99429165220142235,1.022983211668661,0.99532793390161034,null,4.2435608005222969,0,9.3441262014523786E-3,0.75664145526690785,1.8143154173046698,1.0271665440712306E-2,6.1765755381242134E-2,9.0653535694834014E-3,0.74497665120465784,1.2754396787387537E-2,0,5.6238841917778965E-3,0.48566843213988564,0.32668022623745036,2.5141689199572308E-2]
[null,402,1.0321466954281788,0.98368978344941849,1.0307650840506757,1.0064615157611361,0.98581051824642763,1.0214676953367707,1.0312127276670293,null,4.2609981577530274,0,8.2482538428953235E-3,0.77463133246076921,1.7946677793730996,1.0853432404876904E-2,6.2295476155544538E-2,8.0064013730671898E-3,0.75912250767216238,1.272084535839371E-2,0,5.6238841917779061E-3,0.48217420423995339,0.33694573821895518,2.220481014731731E-2]
[null,403,1.0102230239659911,0.96181197002569652,1.0120072694447566,1.0159586080663874,1.0030020754932303,0.96573565356924929,0.97030468067767195,null,4.2507729650349679,0,8.3239308589990822E-3,0.73854361159084159,1.8780982671099165,1.0039401791181761E-2,6.1462312891088729E-2,8.071347488756455E-3,0.71061816973446801,1.2843159414046512E-2,0,5.6238841917778965E-3,0.4650196413522511,0.34639216978846388,2.2384930541173288E-2]
[null,404,0.98910084437584245,1.0282868003863086,0.9818384228246384,1.0158519194248958,1.0086150304844026,0.99754851621806573,1.0022536520465177,null,4.2267393793848305,0,9.2374628705834457E-3,0.74836974120576649,1.8070817811792472,1.0304342823032811E-2,6.4283853941494135E-2,8.9479295140622427E-3,0.74691627248600878,1.2845518916787811E-2,0,5.6238841917779E-3,0.4801513921838706,0.32663609838565011,2.4816027427714871E-2]
[null,405,0.97028292919293335,0.99934852169931043,0.95577667043003423,1.0036057055102576,0.97219527895758251,0.95860310238349511,1.0177216118155343,null,4.3022829435424494,0,9.606752860682374E-3,0.71974054525361986,1.899316772622569,1.0296272836073584E-2,6.2510329647167601E-2,9.3019614414505021E-3,0.76189957335506941,1.2693872078965744E-2,0,5.6238841917779009E-3,0.46950772246722494,0.33520086927593945,2.5797893233267599E-2]
[null,406,0.98482022165033256,1.0130601186866468,0.95481447346924264,0.99253429251789216,0.99503978143808447,1.027212796744676,0.99003316794024609,null,4.3021163508968421,0,1.0136531620924103E-2,0.75860039763321241,1.8473730106086124,1.0239804839202046E-2,6.2188014578389024E-2,9.8324214378386742E-3,0.7583401627523606,1.2553955754483131E-2,0,5.6238841917778896E-3,0.4951634091360918,0.32506876010081748,2.7269061484982874E-2]
[null,407,1.0421113612155068,1.0164568342017921,0.99885182279964679,1.018832100634292,0.96374323259082562,1.014856334083589,0.98329351109188445,null,4.0687858661317726,0,8.6261841198773549E-3,0.73586913151329247,1.7302696414154795,9.8775509682066959E-3,6.1444711651407261E-2,8.3633843325590859E-3,0.70585759937078096,1.2881099542629646E-2,0,5.6238841917779078E-3,0.46712639124514094,0.31690379572792832,2.3194860292443671E-2]
[null,408,1.0115325584183164,1.0036464698285594,1.0050228968144614,1.019474286957325,0.99915267139213093,0.96262736140532779,0.98276321112662945,null,4.1365930683296055,0,8.341113193335796E-3,0.72380713763782734,1.8027560316174154,9.9349987195478089E-3,6.3042805403796517E-2,8.0764840042894595E-3,0.70672667115163901,1.2888459321061946E-2,0,5.6238841917779095E-3,0.45771212586904864,0.33196640754518897,2.2399176061340776E-2]
[null,409,1.0142665201660512,1.0070468287438432,0.99783786365965255,0.99176129119421408,0.97439262192549025,0.97724506746696904,1.0003198476071857,null,4.1493746848911091,0,8.5677689257689892E-3,0.72801365674028717,1.7938260986979015,1.0100882469241016E-2,6.2615538265162515E-2,8.2991354314736806E-3,0.72313814394475995,1.253896475059426E-2,0,5.6238841917778965E-3,0.46243162771830715,0.32833784806629263,2.3016673541080657E-2]
[null,410,0.99067847457292213,1.0147441707853535,0.96967260508439335,1.005596660490238,0.98013316164775155,0.97131877807226985,0.97991796000039211,null,4.1804957483485046,0,9.2346419331756444E-3,0.72114383382228364,1.8300240262480085,9.8552325564485298E-3,6.2789565679372703E-2,8.9411748616739593E-3,0.72049968309955537,1.2717335748516797E-2,0,5.6238841917778956E-3,0.46626155389197321,0.32707680598628963,2.479729419577904E-2]
[null,411,0.98187832523706509,1.0069700575065987,0.99310605642174876,1.0283974014572563,1.0333343345766097,1.0346433849812562,1.0014679776789506,null,4.3857821665521968,0,9.4637772703606449E-3,0.79431570321979872,1.8542925829606423,1.0771457070212254E-2,6.4389698610683693E-2,9.1835324246658575E-3,0.77469089143160252,1.3002748980823035E-2,0,5.6238841917779087E-3,0.50603833964576617,0.33746766096701297,2.5469444319566808E-2]
[null,412,1.0221852390241302,0.98264997675177823,0.98424778986715478,1.0319788514891604,0.97398998572784834,1.0152725276892411,1.0260183433357195,null,4.252465029422714,0,9.1297076470585083E-3,0.74641456571101839,1.8252843817240918,1.04996656270036E-2,6.0176509694924912E-2,8.8606521817468625E-3,0.75980049874098243,1.3049142250628089E-2,0,5.623884191777893E-3,0.47817083118282994,0.32914063172707686,2.4573974037692913E-2]
[null,413,1.0122618323317145,0.996060078878232,1.0053748904519821,0.97195497941693276,1.005712669951738,0.9892943208138365,1.0286036038690585,null,4.232595908151338,0,8.5719967866217956E-3,0.74545393993180731,1.8144394228485663,1.0571365123702953E-2,6.2646286445930413E-2,8.3093128856908654E-3,0.75357957996244218,1.2287666634310147E-2,0,5.6238841917779E-3,0.47129808262597095,0.33391346477746409,2.3044899510295213E-2]
[null,414,1.0025011802902808,1.0209243910737651,0.99692532074638029,0.99335417328646292,0.98780986301295648,1.0091641381306029,0.99614013580138394,null,4.2158423489476666,0,8.9454083157946406E-3,0.75849724126260964,1.791598721258957,1.0318661763558019E-2,6.3975390760731415E-2,8.670178905882675E-3,0.73961689328983815,1.2559213419790879E-2,0,5.6238841917778983E-3,0.48206871376890914,0.32781313977499626,2.4045718866408428E-2]
[null,415,0.99744743876519237,0.98451361372419177,0.99515135938837718,0.99379950136132378,0.97959404856547661,1.0042497939214658,0.99867514558033554,null,4.3206014319663177,0,9.0423049491320344E-3,0.76339458203237587,1.8644923713272388,1.0478582927152553E-2,6.2399460809937808E-2,8.7724047440080697E-3,0.75237702442725896,1.2565057213388806E-2,0,5.6238841917779061E-3,0.4857183782404409,0.33949276082719609,2.4329230174667427E-2]
[null,416,1.0157031473856377,0.99574279474664895,1.0167844288157919,0.99353689932272182,1.0189821373710015,0.99815953448445427,1.004943283442671,null,4.2264416463179222,0,8.4157720923251043E-3,0.75736749410562987,1.8060832909579005,1.0448202140330771E-2,6.3086316122426142E-2,8.160245083079231E-3,0.73792854088730964,1.2559147731080262E-2,0,5.6238841917779017E-3,0.47547244053149901,0.33549637912238872,2.2631477536822375E-2]
[null,417,0.97235034527096831,0.99469797229333901,1.0207720973268188,0.99533355315863303,0.99726294417999894,0.98366769807714938,0.98643981157774352,null,4.3792654358191623,0,8.5926808871047231E-3,0.78217961208316977,1.8874848633572747,1.0648812391876927E-2,6.6089369557901637E-2,8.3282081255365865E-3,0.75017560554688312,1.2581383777747137E-2,0,5.6238841917778983E-3,0.48985001851818422,0.3517990559259051,2.3097303230007998E-2]
[null,418,1.0280454000267043,1.016665669718261,1.0151983278122039,0.9760332545157232,1.0088420810747287,1.0063315602100362,0.98947496042098138,null,4.1263686042614376,0,8.3777647972092043E-3,0.75011382875264276,1.7497853167503568,1.0134410027659878E-2,6.3254757725984448E-2,8.1203198439450432E-3,0.71629618642949311,1.2338072429640135E-2,0,5.6238841917779043E-3,0.47137784457887333,0.32518099873447193,2.2520749593798794E-2]
[null,419,1.011423439919366,1.0148765984583821,0.99180619778061285,1.005529581415137,0.99192249722296166,0.99610317718970842,1.0250425053035284,null,4.1883507352533904,0,8.8561124766641016E-3,0.73938616721754491,1.7870757992825916,1.0419595587907374E-2,6.2814246144592217E-2,8.5816425131628599E-3,0.749813947438568,1.2713773596778154E-2,0,5.6238841917778974E-3,0.47142719944932981,0.32555041868698809,2.3800173620814706E-2]
[null,420,1.0025081374801259,1.0072808654450622,0.99431590570186201,1.003899943521837,0.99703131798406064,0.97541265273178779,0.98676227543697215,null,4.1813074429392803,0,8.7157584739525739E-3,0.73280753951323041,1.8153105118348978,1.0044620388653206E-2,6.3151807614349201E-2,8.4419098703570512E-3,0.72079902515069294,1.269286326726682E-2,0,5.6238841917779043E-3,0.46650028734059357,0.33123811062908376,2.34126416123242E-2]
[null,421,0.97371155844137514,1.0108346253452476,0.98906506053843324,1.0057903970170794,1.0360528570234111,0.99546727751333197,1.0048790034704294,null,4.3410248101920743,0,9.2531698177616504E-3,0.76632848097992812,1.8640302176590504,1.0593890588415554E-2,6.4876159528196461E-2,8.9673187345021207E-3,0.76427015036752932,1.2717405943970994E-2,0,5.6238841917778956E-3,0.48944499969696559,0.33855567117514102,2.4869801144358682E-2]
[null,422,0.99806355243727563,0.98635811661473816,1.0404657375146387,0.99025899812859008,1.0087933741841182,1.0370644451896289,0.99899065062290227,null,4.4100683291262559,0,8.4803802726641387E-3,0.82002650259687948,1.8487338829026101,1.1038289021261806E-2,6.5137498917649958E-2,8.2348167209501041E-3,0.76705196544949028,1.2514918303008465E-2,0,5.6238841917779E-3,0.50744057102728513,0.34990808708653237,2.283829318147234E-2]
[null,423,0.96229150141378605,0.98816127224274775,0.98310317936977731,1.0392166230716362,0.96832019984584428,1.0391705746170943,1.0121052461660551,null,4.5326008296643616,0,9.9394625809456679E-3,0.81028307065332839,1.9288726584096656,1.1116675196471056E-2,6.4131794965528816E-2,9.6517229037682891E-3,0.80616913314909255,1.3140807098990957E-2,0,5.6238841917779017E-3,0.51946065662472118,0.34732197364446699,2.6767915407491846E-2]
[null,424,0.97879293288834401,0.99294933171639232,0.96780938247463877,1.0198197465263592,1.0021183485179979,0.9746952315222055,1.0042549740331184,null,4.3097093531462054,0,9.4546395035085516E-3,0.73481162820184165,1.8914156547536756,1.0298056305740618E-2,6.237357632101985E-2,9.1614585313514827E-3,0.75462113906035211,1.2897441838753982E-2,0,5.6238841917779017E-3,0.47566241626715983,0.33689051219877247,2.5408224979264094E-2]
[null,425,1.0250411576034288,0.98393282541519866,1.0274189311001052,0.96439666324732298,1.0082622789698916,1.0131358110280408,1.0204898236001887,null,4.263758968453879,0,8.295594012359641E-3,0.77116980808858782,1.8075007470306226,1.0727894549123432E-2,6.254592879125552E-2,8.0502942977827563E-3,0.7525304005424297,1.2189564626681684E-2,0,5.6238841917778939E-3,0.48099807826293939,0.33839142008657852,2.2326541998458106E-2]
[null,426,0.98398466461811374,0.98313025895706851,1.0162825996724869,0.97177943343371909,0.99667047920288709,0.97077975235604097,1.016835368893158,null,4.3538246478837159,0,8.4781839460815571E-3,0.76147446066055258,1.887211243250307,1.0760726657976021E-2,6.4445536022542743E-2,8.2167538566521627E-3,0.76110704332527468,1.2284173386133794E-2,0,5.6238841917779E-3,0.47819816643360952,0.35019264608777734,2.2788197957193203E-2]
[null,427,1.0325721537445611,1.0330289515384072,1.0053172907189873,1.0067992720649444,0.99024126346361374,1.0198632228592523,0.98845230869380207,null,4.0848911093852687,0,8.604583623600821E-3,0.74804363734563029,1.7181072374709689,1.0039841866261511E-2,6.3181422918306834E-2,8.3396094967240608E-3,0.71438029356520993,1.2728182762703421E-2,0,5.6238841917779017E-3,0.47295223959109561,0.31697042021156163,2.3128923588623614E-2]
[null,428,0.96732881939494675,0.97681863875434016,0.99873880771635215,1.0144134215348346,1.001070687826388,0.99067748257195098,1.0011079551513395,null,4.4558258675229583,0,9.1425212773979178E-3,0.78000513289326079,1.9360581570710076,1.0796315742824922E-2,6.4165842798086611E-2,8.867988958465689E-3,0.7733569189804449,1.2825248018941445E-2,0,5.6238841917779043E-3,0.49517855674195432,0.35349602168076899,2.4594321722819314E-2]
[null,429,0.9825327066900289,1.0102204724494839,1.0289655896650096,0.98515894939965998,1.0005093022101288,0.99578645729091231,1.0053067392136086,null,4.3375907345678142,0,8.4363226344260842E-3,0.78681524530944635,1.8385492850477014,1.0823665271739375E-2,6.6702971116880269E-2,8.1759427480350422E-3,0.75827221187764082,1.2451809536054568E-2,0,5.6238841917779052E-3,0.49029450407772046,0.34564252486562452,2.2675013159614475E-2]
[null,430,0.9824000632020311,0.95387751478086302,0.96191109647172124,1.0119733673044955,0.97734930127547448,1.0149927098407667,1.0172011324236334,null,4.476246042205827,0,1.0007030225026872E-2,0.76603140211684539,1.9595221155084026,1.0740945719849914E-2,5.9889293356182559E-2,9.7204248840032006E-3,0.79163725923420258,1.2798943673103086E-2,0,5.6238841917778983E-3,0.49774256406153056,0.3455877874361557,2.6958452248798927E-2]
[null,431,1.0193812653473795,0.9666262391044621,1.0470505901381433,1.0306974866864413,1.0077563356769035,0.96839288130758117,0.99771135209672079,null,4.2524443371716414,0,7.6756013180869862E-3,0.75572953559048672,1.8436154092077661,1.0493156239862621E-2,6.3157423421613304E-2,7.4422017331795967E-3,0.72424970608636652,1.3025178359390138E-2,0,5.6238841917779E-3,0.46580272851218874,0.35034064617438493,2.0640068972707752E-2]
[null,432,1.0294725704941283,0.98804467747694202,1.0264431691074589,0.98511921644762068,0.98970896346859294,1.0075183042925242,0.99071263738423077,null,4.2025964761774874,0,8.2244720955540127E-3,0.76211944090180661,1.7928189410150859,1.0325279054214565E-2,6.2423287616846471E-2,7.9789282396795485E-3,0.72388410423804783,1.2451603527708814E-2,0,5.6238841917779017E-3,0.47563595403585079,0.33543090880070442,2.2128616651313406E-2]
[null,433,0.97406406517032729,0.9843332842211121,1.0274188420375228,1.0206374915733103,1.013142742132686,1.0351384062942357,1.0031817664185929,null,4.5124013987622185,0,8.9186377660379051E-3,0.82961581386119088,1.901357866541654,1.1243067459864278E-2,6.5840123156240452E-2,8.6604184368232438E-3,0.78881290387549474,1.2900424844385239E-2,0,5.6238841917779061E-3,0.51745235567348369,0.35579452913097359,2.4018649356360836E-2]
[null,434,1.0312917868906251,0.99994814220788764,0.99356585833567868,0.96508295093335583,1.0128712918765059,1.0328189868670064,0.97868682675455509,null,4.1730400944144161,0,8.9976974854174621E-3,0.75634768566506849,1.7771444052990688,1.004498164774139E-2,6.0997245404857472E-2,8.7325883455213072E-3,0.72173167518713366,1.2202166231294075E-2,0,5.6238841917779E-3,0.48171143518512899,0.32328292065389286,2.4218804088345723E-2]
[null,435,1.015600108062354,1.018227831687007,1.0350183647849904,1.0012979315276618,1.0190051672412623,1.0417227692105266,0.97103356183317158,null,4.2374714963429421,0,8.4172923312574813E-3,0.80022425746093595,1.7639254031346157,1.0433131772408991E-2,6.5292910182447012E-2,8.167048295688803E-3,0.72678399775796643,1.2655075561801598E-2,0,5.6238841917779052E-3,0.4968206173099996,0.33331211756174833,2.2650345444806048E-2]
[null,436,1.0202995552488565,0.95625851196715317,0.99917317174843101,1.0085461454714018,1.0134929856490225,0.9621973379507619,0.97896716118275795,null,4.2140113871783136,0,8.4451816590689482E-3,0.72125250399430818,1.8730577578491598,9.9304292313870772E-3,5.9857890472588722E-2,8.1894184773015719E-3,0.70969094913769193,1.275101498281251E-2,0,5.623884191777893E-3,0.45775626843293338,0.34163406556165643,2.2712386505768022E-2]
[null,437,1.0021702353995885,0.98598565778686365,1.0282000799305127,0.97875462034943239,1.0121712152533464,1.0103812917302704,0.96929714907280151,null,4.3119584702357008,0,8.4445807122969421E-3,0.78673077580421436,1.8448875967965959,1.0413410921051877E-2,6.412364698768562E-2,8.1936880160161808E-3,0.7293423128655111,1.237095198425589E-2,0,5.6238841917778956E-3,0.49047040115668011,0.34552215465624864,2.2724227567957771E-2]
[null,438,1.0321335343037685,0.98690648250732049,0.98065016920255177,0.99787124273173633,0.96600900987870753,1.009842344533683,0.99186120675484124,null,4.1629253387891216,0,9.0538687999472869E-3,0.73210056983433003,1.8011097541585086,9.9826594783506886E-3,5.9594053028988576E-2,8.7844864904377193E-3,0.72391752113435681,1.261829654595369E-2,0,5.6238841917778983E-3,0.47006526506648094,0.32381998018609137,2.4362737473791949E-2]
[null,439,1.0033327598599586,0.97110800962335408,1.0294513082966827,1.0241189888834474,0.99163966623262267,1.0071818283005036,1.024652218027696,null,4.3843442694714012,0,8.4102305361774335E-3,0.78672730125742985,1.8693324841563563,1.1035162399940898E-2,6.3367409578944559E-2,8.1632350915229728E-3,0.77267082978524859,1.2944181474478384E-2,0,5.6238841917779052E-3,0.49009482058736659,0.35015542151182827,2.2639769972679455E-2]
[null,440,1.0091183719355563,0.98672514336596506,0.96659124242049232,1.0343597102275739,0.96957863276680001,1.0075036576231089,0.99132187510160563,null,4.2424751699087002,0,9.5146817563512825E-3,0.73769978865612029,1.8458968138077976,1.0082145286446286E-2,6.0133009926909411E-2,9.2309821855291602E-3,0.73893540285690362,1.3081480271479665E-2,0,5.6238841917779061E-3,0.47790286239192642,0.32780244145379084,2.5601040636365202E-2]
[null,441,0.98665692354464096,1.0119846565488335,0.98877339474200709,0.99366438184138928,1.0011780258616891,1.0136289668633471,0.99248221446513396,null,4.3036533752337416,0,9.3020483650675667E-3,0.77012000329760466,1.8376531917859988,1.0437151309898376E-2,6.4064107317376023E-2,9.0195249142021646E-3,0.75301376664233921,1.2564117493471033E-2,0,5.6238841917779017E-3,0.49195656335547977,0.33348852446270066,2.5014588827955937E-2]
[null,442,1.0078334261615089,0.98172454326640268,0.99338514641769093,1.0218159882235285,1.0050598614440593,1.0031080658452025,0.97416658123765432,null,4.2617922416192746,0,8.9769458497034917E-3,0.75393564743304153,1.8507078143914151,1.0118754902617256E-2,6.1517482891601194E-2,8.7094287770653981E-3,0.72654685102222505,1.2919500994560009E-2,0,5.6238841917778983E-3,0.48022945669929079,0.33630579240933151,2.4154573756053465E-2]
[null,443,0.99175015323695115,0.97393289139020145,0.98722667488171401,1.0039521561608591,1.006885272505438,0.99957703683697052,0.98016435506228639,null,4.3443240579607671,0,9.2224310636417721E-3,0.76056183177591585,1.8966058066339502,1.0295314299600773E-2,6.1767580309607953E-2,8.9487516053607715E-3,0.74328990638009718,1.2694387136608655E-2,0,5.6238841917778939E-3,0.48632250741902605,0.34261821187147024,2.4818307400995873E-2]
[null,444,1.0178791022377502,1.0418602689753114,0.97811679567388232,0.9972412360516657,1.0155328186283421,0.96840259988831312,1.032877849046397,null,4.0456367199572085,0,8.760441153112879E-3,0.70090560535231772,1.7350605102809753,1.0060022789958082E-2,6.2885898026472903E-2,8.4739798478832857E-3,0.73111637981479827,1.2610638235653875E-2,0,5.6238841917778965E-3,0.4507562569531548,0.31340240170380834,2.3501583913517615E-2]
[null,445,0.98490182093638334,0.97520929322197869,1.0183909183603177,0.99150433140765037,1.0104899813059176,1.0154472644381836,0.99342700040736431,null,4.4357657660190668,0,8.8343929183684732E-3,0.79976729901955401,1.8995104610817914,1.0845877136227866E-2,6.4106020038042208E-2,8.5759977986572811E-3,0.7658088278358729,1.2533263544085273E-2,0,5.6238841917779052E-3,0.50159602974452078,0.3524479798761822,2.3784518670720158E-2]
[null,446,0.97570106070846363,0.96011580543698649,1.0032398085186405,1.0186206845642509,0.98790163129388975,0.96425202135136623,0.9882240998633306,null,4.409302260480338,0,8.7681158394445485E-3,0.75791553193474781,1.9501094049845018,1.0501000050563829E-2,6.3030801401497749E-2,8.5021008178192675E-3,0.74906963152663708,1.2877886860651137E-2,0,5.6238841917778965E-3,0.47981128203992424,0.35704927840385886,2.3579574107799831E-2]
[null,447,0.98809957809337956,1.0192869083133891,1.0042975240776921,0.99191237293013534,1.0144485190162473,1.0286083211067141,1.0012606862914013,null,4.3257417403840783,0,9.1114117157625098E-3,0.79023739849014696,1.8187109156067205,1.0705342384778506E-2,6.5276668913368141E-2,8.8368015485276851E-3,0.76372940199063322,1.2540101162967368E-2,0,5.6238841917779017E-3,0.49994515449617782,0.3347396561959719,2.4507827118765434E-2]
[null,448,1.0179577709706822,0.99744153663785706,0.98355905414707145,0.97939556331979427,1.0218492511950128,1.0020713160074002,0.99972400375583548,null,4.1888227592746521,0,9.0358041612639949E-3,0.73659557824938393,1.8071152330396276,1.0132256502110179E-2,6.1094832526640781E-2,8.7620701210598517E-3,0.73361583916186712,1.2384320436373105E-2,0,5.6238841917779078E-3,0.47208515127902773,0.32614882961153341,2.4300568316509622E-2]
[null,449,1.0171677357967543,1.0000918951319238,1.0004116974128878,1.0138539217062081,0.99008608464224823,0.98586595298433455,1.0344202015586157,null,4.1971280088990977,0,8.5835463711204599E-3,0.73533382345922627,1.7999408396800651,1.0511273882999566E-2,6.2250655385620988E-2,8.3185579206905263E-3,0.7514985279962455,1.2817969294530163E-2,0,5.6238841917779061E-3,0.46633387103938445,0.33001161289491793,2.3070539524754564E-2]
[null,450,0.99250355207474139,0.98800037532992391,1.0046614020629399,1.0106548180693562,0.97911740295982352,1.033588137921754,0.9935232893717082,null,4.3892614603402631,0,9.1618921614367872E-3,0.79632855179237605,1.8651189140443691,1.0727181962103361E-2,6.3447412061015063E-2,8.8952721414882734E-3,0.76487609958875724,1.2777005336827272E-2,0,5.6238841917778896E-3,0.50368512341383243,0.34227391955527431,2.4669988413883417E-2]
[null,451,1.0232559248449506,1.0385636293438532,0.99419311921692188,0.98713223344972301,1.0203445071635351,1.0316079593627963,0.97865674133874359,null,4.1124080233049796,0,8.9812736118506393E-3,0.75549292270276835,1.7275033658600394,9.9959897393991862E-3,6.3357723548537498E-2,8.7064295680272553E-3,0.71750023636083138,1.2480874502000311E-2,0,5.6238841917779043E-3,0.48097853034934362,0.31560308429066897,2.4146255803432687E-2]
[null,452,0.99749316773068974,0.9779197232538811,0.97329297133800274,0.99022462069235728,0.9963287817844213,0.98786933604686566,1.0011487427030015,null,4.2929139587633971,0,9.3226914442445415E-3,0.73717080757302755,1.8817932252874567,1.0251268100822311E-2,6.0798051207783595E-2,9.04164616100968E-3,0.74826056573770972,1.2522493303804378E-2,0,5.6238841917779E-3,0.47552900452422558,0.33616976462243248,2.507593949758824E-2]
[null,453,1.0108060360343916,0.9927555360415018,0.99525171807653601,1.0061991105461674,0.99680029937532244,1.0077313045711775,1.0263783397460067,null,4.2699737700159996,0,8.9376922107014482E-3,0.7546807034389047,1.8252677276479492,1.0618534767189399E-2,6.198236219364496E-2,8.66967783816254E-3,0.76245329096304693,1.2721818859877511E-2,0,5.6238841917779017E-3,0.48014400079814851,0.33270513231382626,2.4044329214169168E-2]
[null,454,1.0122811841318236,1.0266931767133156,1.0301591283079172,1.0420491600253006,0.99429011786770161,1.0416661795523632,1.0203045832688835,null,4.2649136728956609,0,8.5180673156334853E-3,0.79799731856820399,1.7569751134537259,1.0922360383162324E-2,6.5636956570706728E-2,8.2627737377748631E-3,0.76395411709182759,1.3170719060696539E-2,0,5.6238841917779052E-3,0.49690153773383405,0.33107113074844619,2.2915828671132819E-2]
[null,455,0.99490598260980145,0.99336982024348253,0.98005107689323656,0.9744329335517643,0.96240590932296477,1.0372957075185201,1.0163662227680841,null,4.3677027626717413,0,9.6481278894027991E-3,0.77924408456017014,1.857061483650992,1.0737758305796428E-2,6.2104196746981255E-2,9.3668870188810989E-3,0.78071418579504981,1.2321985281171739E-2,0,5.6238841917778904E-3,0.50052424699473441,0.33367422134890645,2.5977956666684888E-2]
[null,456,1.0409265040167899,0.98006857319512763,1.0118003931998472,1.005336015591485,1.0214420197536977,1.001269858365845,1.0085164040256016,null,4.1675228965123594,0,8.3493434053587019E-3,0.74075310891781565,1.7903619389915657,1.0274804916294294E-2,6.0519041108357104E-2,8.100480300194066E-3,0.72796171118701036,1.2708899744872312E-2,0,5.6238841917779E-3,0.466470317475917,0.33063232612536114,2.2465726958550744E-2]
[null,457,0.99761164679669079,1.028524261188706,1.0104404371609508,1.0104062341029278,0.95400106907331883,1.0006960056339587,1.0007442678126024,null,4.2180533438674779,0,8.652325794748018E-3,0.76339382213816831,1.7845083634863952,1.0444368425277307E-2,6.5485783434019604E-2,8.3819251220483004E-3,0.74097486963110226,1.2773159757460696E-2,0,5.6238841917779E-3,0.48113110941264842,0.33074210307743829,2.3246280985887088E-2]
[null,458,1.0001539012538527,0.96229540305834105,0.98572865188924219,0.97551100208211683,0.99305449120326017,1.0249007544982098,0.95703608947651198,null,4.3638225341606427,0,9.4276442645294233E-3,0.77487317006564027,1.9027320402191157,1.0151735901032298E-2,6.0591028767000774E-2,9.1579524498795559E-3,0.7338769062240027,1.2334943103075459E-2,0,5.6238841917778965E-3,0.49594001215051242,0.34257000407741706,2.5398501275715215E-2]
[null,459,1.0089428336679458,0.97342716300589693,0.98042366104765755,0.99308428248464375,1.0174561036348648,0.99254809367705721,0.97835875055890098,null,4.2527918779999752,0,9.1315181040060554E-3,0.73779144746964476,1.8668810127870721,1.0011180775521385E-2,6.0300409213564221E-2,8.8587550171440408E-3,0.72622627228032166,1.2557791835253632E-2,0,5.6238841917779017E-3,0.47378695830717438,0.33531697175113567,2.4568712475367849E-2]
[null,460,0.99620681232488584,1.025048043931664,1.0322075671891193,1.0049601762887734,0.99055607514353405,1.0320614831748955,0.99523764978211515,null,4.3021211244610535,0,8.5413343668572367E-3,0.80487063160225814,1.7875562497040813,1.0782409389834465E-2,6.6738579110204532E-2,8.2833622243166944E-3,0.75324720774034459,1.2701697191616136E-2,0,5.6238841917779009E-3,0.50055800501171732,0.33732750425085656,2.2972928410901029E-2]
[null,461,0.9978834122735224,0.97154492068355158,1.0189491489431335,1.005785390638593,0.99552140683411583,1.0207583456803104,0.98702404857097714,null,4.3932253566085491,0,8.7610565413726912E-3,0.79465771355589909,1.8813992177014378,1.0694704669714948E-2,6.3119248272850786E-2,8.5070692197982429E-3,0.75438515582565013,1.2713718255590933E-2,0,5.6238841917779009E-3,0.49822080997894846,0.34907153809339908,2.359335338484804E-2]
[null,462,0.99556996231883066,1.0248130432801406,0.95862919790743273,1.0344289569968279,1.0028986895221961,1.0016798205780262,1.0289235595278716,null,4.2163375400666876,0,9.6793007448807457E-3,0.73184791530420568,1.8065758781867947,1.0358766497071851E-2,6.2300948027917323E-2,9.3781588052222181E-3,0.76451295312289369,1.3083368954097965E-2,0,5.6238841917779052E-3,0.476532082037261,0.31979366804731374,2.6009217637008912E-2]
[null,463,0.9974965260377443,1.026899207130221,1.0018800551856462,0.99725937657160257,1.0135383605745778,0.95674835046218365,0.9789316050765603,null,4.1219440047202704,0,8.4259003512559549E-3,0.7236715867711605,1.7894394477607436,9.8918663241883819E-3,6.4890921290627526E-2,8.1509018009650186E-3,0.7055461443966593,1.2607990681884654E-2,0,5.6238841917779E-3,0.45851939234983174,0.32942220445811254,2.2605565045575454E-2]
[null,464,0.99221313605950379,0.96898583969890617,1.0159231495978549,1.0097452626909311,0.97529250703162984,1.0182129650392473,0.96467569185248259,null,4.4005602005928095,0,8.8497293206545886E-3,0.79550864508478558,1.897687162951825,1.0487327442559669E-2,6.3171616158702856E-2,8.5931874498121723E-3,0.74103510135394557,1.2764139410649224E-2,0,5.6238841917779078E-3,0.49968163976321606,0.35102503396487461,2.3832192141310458E-2]
[null,465,0.98069789566018173,0.99667672715952582,0.99030736896558091,1.0065159637398207,0.96178603900804793,1.0065192000880925,1.0065290681275607,null,4.3684837497778561,0,9.2898995321463E-3,0.77282579089651771,1.8754773322988452,1.066817155002228E-2,6.3783987809027248E-2,9.00991982238253E-3,0.76901260435520336,1.2726428326241723E-2,0,5.6238841917778956E-3,0.49321062971824675,0.34044695010337572,2.4987950238361863E-2]
[null,466,0.99904730777175921,0.95374192697357874,0.96495893604276484,0.99987093215977185,1.0070881640685476,1.0287463324396566,0.99596823584405825,null,4.4121702611866445,0,9.9106795592149351E-3,0.76589840395817033,1.926368926372048,1.0458033670129019E-2,5.9057222037949046E-2,9.6306672113035327E-3,0.76860463290522063,1.2645503354103525E-2,0,5.6238841917778983E-3,0.4966877033751475,0.34039644374282352,2.6709519927186173E-2]
[null,467,0.98968061137422725,0.97446504844508619,0.98942673355366761,0.97641931533162718,0.99702937769238065,0.98296325863445377,0.96293286550150037,null,4.310831286492367,0,9.0453904379407084E-3,0.75046984595511401,1.8990307225626908,1.0048685064649262E-2,6.2052029209522762E-2,8.7722831547774813E-3,0.7241632284430487,1.234598948827883E-2,0,5.6238841917778965E-3,0.47920761470501722,0.34383350119415812,2.4328892961273364E-2]
[null,468,0.97849308140388458,1.0123171499230477,1.0091006435734409,1.026663354592658,0.98324611278179397,1.0164919145652656,1.0150672886405863,null,4.3790534469075046,0,9.0129008492411851E-3,0.79282358518277862,1.8474194552593859,1.0945181985504168E-2,6.5860838121494347E-2,8.739843505810788E-3,0.77796932247178152,1.2978841308526803E-2,0,5.6238841917778939E-3,0.50009278092452969,0.34137368938523022,2.4238925419928999E-2]
[null,469,1.00162577395455,0.99775230873437826,0.97600925025344765,0.98422515561120749,1.0255438031713693,1.0264100397509759,1.0337735746427099,null,4.3184381251223796,0,9.5553301471215431E-3,0.76215675477704004,1.8378537964285817,1.0728855396766976E-2,6.1662254886418279E-2,9.2726361293595603E-3,0.78238282269574044,1.2446296451453108E-2,0,5.6238841917779052E-3,0.49080114067621916,0.32934845069811064,2.5716562938026509E-2]
[null,470,1.0005568465484143,1.04385227004263,0.99714980892905125,0.97848429664993852,0.96040751409744818,1.020741987825392,1.0138912422464328,null,4.2031627576561359,0,9.0234729834805134E-3,0.76538154832684613,1.7574924565456931,1.0512160179109808E-2,6.5233580300824309E-2,8.7430220117681347E-3,0.75388588160941228,1.2371183451013158E-2,0,5.6238841917778956E-3,0.48637603314207062,0.32231874024968898,2.4247740631413696E-2]
[null,471,0.97372439720738524,0.97489365640198355,1.0356112845228544,1.0156359082542494,0.99130246733610072,0.98626929623185355,1.0229070529667508,null,4.4715687999752385,0,8.3703142246469072E-3,0.79685311476205978,1.9174407453566005,1.1236527672841197E-2,6.5865364498528325E-2,8.1183291565018207E-3,0.78363228332346968,1.2836217028258275E-2,0,5.6238841917779009E-3,0.49454996956811265,0.36126744998483157,2.2515228656903464E-2]
[null,472,1.0101134072040352,1.0411540264147758,1.0008695335559925,1.0038152511598053,1.0218304799316715,0.9965611313076993,0.99950538258185229,null,4.1205970045741944,0,8.6627518510604511E-3,0.74245486060425514,1.7442965206787908,1.0163854368881403E-2,6.4711805951811835E-2,8.3876695207235185E-3,0.72592363834676255,1.2690996714085592E-2,0,5.6238841917779061E-3,0.4707159133129214,0.32102840033696844,2.3262212398272024E-2]
[null,473,1.0051150019767496,0.99048223111472089,0.99478317621284107,0.98021545229269269,0.96060247564125756,1.0115510981629101,1.0016685684364379,null,4.2870182557025389,0,9.0351665152693574E-3,0.76198787394521739,1.8397310187679394,1.0449925630376777E-2,6.2194505359426902E-2,8.7658517286090393E-3,0.7506531248765238,1.2393351637369888E-2,0,5.6238841917778974E-3,0.48493478123308786,0.3350080486883335,2.4311056159145621E-2]
[null,474,0.98628324627319264,1.0027467314598706,1.0393656925376715,1.012587821139824,0.98696549152749302,0.9803085933903084,1.0080127792277214,null,4.32289322859046,0,8.1054957404657537E-3,0.77947410010212093,1.8419558085181316,1.082445346897189E-2,6.6700887824646796E-2,7.8531993198481548E-3,0.75216831295020847,1.2797242507594094E-2,0,5.6238841917778965E-3,0.48266679224475079,0.3491541208856086,2.1779922317267802E-2]
[null,475,1.0147588793931812,1.0220037102288639,1.0115539461977596,1.0314778068763821,1.0033326081674097,0.99819439889830031,1.0142962392452379,null,4.1694256435222883,0,8.4751931154471681E-3,0.75033611672590661,1.7647416938772942,1.0426661120853175E-2,6.4127208899924876E-2,8.2112954244991619E-3,0.73879869540191756,1.3039400295563672E-2,0,5.6238841917779043E-3,0.47257676636519574,0.32724605469556112,2.2773059639238393E-2]
[null,476,1.0030670817176253,0.97153240092702908,1.0268873034454551,1.020222720551341,0.9987702105078381,0.99143614683680537,1.0206872044309803,null,4.3508272234237095,0,8.3251131127750882E-3,0.77247074583531372,1.8696971665647959,1.0870298775239835E-2,6.3255845971678229E-2,8.0766290966907909E-3,0.76235235812443081,1.2895246971524315E-2,0,5.623884191777893E-3,0.4819656408555546,0.3495449416914711,2.2399578458007555E-2]
[null,477,0.98688846072909209,1.0196629111925093,1.0199679003215663,1.0083107374549516,1.00402291460348,1.0138077210637835,1.0163571978419559,null,4.3288218503016882,0,8.6993575834180929E-3,0.79015225897436658,1.8164955777568426,1.0908543746804202E-2,6.6337533400528018E-2,8.4332435529528224E-3,0.76921604386147635,1.2745517184569595E-2,0,5.6238841917779061E-3,0.49508680902590863,0.33913318958699523,2.3388606602877303E-2]
[null,478,1.0220274377956533,0.97601850872169371,1.0140231650986398,1.0286115129403408,0.95655843154714748,1.001075311963473,0.99992703663191651,null,4.2499862791004217,0,8.4691141018582248E-3,0.75645444776197313,1.8301359901621967,1.0407821130259797E-2,6.156674723430787E-2,8.2176443681627239E-3,0.73609259033053265,1.3002861148672763E-2,0,5.6238841917779E-3,0.47570611015298547,0.33845662903554602,2.2790667685864636E-2]
[null,479,1.0301002683019693,0.98459098976652792,0.99465994460104123,1.0096657683032055,1.0045067755280905,0.97746788910000282,0.98097479460036829,null,4.1251502516511209,0,8.530831890110625E-3,0.7185517431945978,1.8053726742515903,9.817746756015976E-3,6.0397230722722538E-2,8.2692017287154425E-3,0.70384604319756316,1.2765721705507556E-2,0,5.6238841917778939E-3,0.45732688662545901,0.32877629522121998,2.2933655946061161E-2]
[null,480,0.96277593005311735,1.0142560278752228,1.00170918089095,0.99385059984834057,1.0142443490687776,1.016911263848596,1.005174617503664,null,4.4313469406542652,0,9.3037970532226736E-3,0.80056122431500254,1.8760060357772144,1.0943058175053054E-2,6.6573891216464162E-2,9.0215198836069363E-3,0.78260546418319266,1.2564915246988112E-2,0,5.6238841917779E-3,0.50729061196829173,0.3444400111095286,2.5020121640366717E-2]
[null,481,1.0051065537559054,0.99805142786890266,1.0118344384619018,0.99898895504818719,0.99808633293540849,1.0162001325523684,0.97730036081727967,null,4.2717442080114942,0,8.744960309904461E-3,0.77586318324581549,1.822310621916964,1.0338458585091808E-2,6.3573046132897118E-2,8.4835656966925459E-3,0.73264646762124985,1.2628659643720598E-2,0,5.6238841917778983E-3,0.48856973493196293,0.33692337722033022,2.3528169134891419E-2]
[null,482,0.9975418845186933,0.97698014931631416,1.0430438571637375,0.98036109867916155,0.98352144451936996,1.0026040548755564,0.99249631442456188,null,4.37171074644891,0,8.1731731783213721E-3,0.79580470320140417,1.8659609643102864,1.0805108094123776E-2,6.4840722723761776E-2,7.9306290861142648E-3,0.74916880568554545,1.2389529216229584E-2,0,5.6238841917778904E-3,0.49168700728761999,0.3536779011863605,2.1994664644010731E-2]
[null,483,1.0418755589802109,1.0088172483585469,0.99090055775541575,0.96439048093709689,1.013932290528424,1.0125507271044953,1.0006658723342512,null,4.0895704517966518,0,8.7657488309652414E-3,0.73038106257260349,1.7449723143520719,9.9918015366493133E-3,6.0642294698934091E-2,8.5000390292538294E-3,0.71929734378672694,1.2193722598658974E-2,0,5.6238841917778974E-3,0.46594965299407176,0.31721022888654105,2.3573855980325801E-2]
[null,484,1.0073404459500273,0.99618177256822327,0.97285499365961525,0.99808881762534818,0.99585367142038939,0.99238503976364789,1.0117779261936484,null,4.2198412312602995,0,9.2496812076455145E-3,0.73013627067199049,1.8309268221694142,1.0220057368542692E-2,6.105335053772986E-2,8.9670793724032187E-3,0.74608323323595038,1.2621998331458724E-2,0,5.6238841917779009E-3,0.47112212116447577,0.3274669581223959,2.4869137301801337E-2]
[null,485,1.0231405803478502,1.0174612455287551,0.99641415691066748,1.0184319885534558,0.99838549246193631,0.98239752684970583,0.99418006634437772,null,4.0921149550983005,0,8.5471175335835765E-3,0.723074241410398,1.7612641335947639,9.9459650783152373E-3,6.2488869638017176E-2,8.2778655348461055E-3,0.71220819240414224,1.2876341208692126E-2,0,5.6238841917778965E-3,0.45970182526379533,0.32224307031634863,2.2957683990786921E-2]
[null,486,1.0223627976684471,0.9834725364769854,0.99462612539305661,0.9554349104546388,0.98775198840768763,1.0195547378302545,1.0306899334147581,null,4.2680430978034476,0,8.9680597623985892E-3,0.75631502458744493,1.8210160680748682,1.0638861394945964E-2,6.0798467595408141E-2,8.7046644508388064E-3,0.76495600142312581,1.2080057093431504E-2,0,5.6238841917778896E-3,0.48137173463823157,0.33136503365673464,2.4141360459041243E-2]
[null,487,0.98755179216580347,0.98771738692775957,1.0189582984116283,0.99067255268144949,1.0032457959448162,1.012414645647143,0.9832230819240404,null,4.3778357070165681,0,8.7526597018903942E-3,0.7933364942338943,1.871398679360297,1.0647978387375199E-2,6.4606748320436197E-2,8.4926940006733037E-3,0.7511949127978329,1.2522682019662954E-2,0,5.623884191777893E-3,0.49738966415797969,0.34782114383889751,2.3553485409633979E-2]
[null,488,0.96685207319538091,0.99544887429549456,0.99570427284074225,1.010052167178763,1.032855025117245,0.97678462977779068,1.0168966973588021,null,4.3925275127782477,0,9.0438196232883877E-3,0.76385924077451539,1.9032122138832543,1.0780612241920116E-2,6.4964888534583862E-2,8.763294635066662E-3,0.77405410653240392,1.2770479406347644E-2,0,5.6238841917778983E-3,0.48584636884177468,0.34739227899817032,2.4303964361721064E-2]
[null,489,1.0037900740531378,1.0063782539967716,1.01682767552949,1.0023968097551317,0.98625350266907641,0.9915968263947269,1.0022317184134442,null,4.2362146122626312,0,8.4418764314601723E-3,0.75940903241112645,1.8091083004843334,1.0463942846383146E-2,6.436881357369173E-2,8.1811889487804091E-3,0.73893164122502453,1.2671139306538294E-2,0,5.6238841917779009E-3,0.47674144805451979,0.33646753477312502,2.2689562878785118E-2]
[null,490,0.99876316995244296,0.97152401018712153,0.98466429748557771,1.0189888685290152,1.0419517955127444,1.0345607911973307,0.97897082985987283,null,4.3787061490133681,0,9.5336571503856753E-3,0.78110618962114464,1.8883786502338398,1.0417455449515093E-2,6.1067214170634029E-2,9.2609648105624574E-3,0.75362647847289399,1.2884835154432991E-2,0,5.6238841917779043E-3,0.50026400176853902,0.3399259383788652,2.5684193911545992E-2]
[null,491,0.99858442727961161,0.9762843143778055,1.0154101964931495,1.0185354340107708,1.0314420227648513,1.0000181007664983,0.99069238634401979,null,4.340655310223803,0,8.6331155827081198E-3,0.77426059462712538,1.8722661421357856,1.055163840507033E-2,6.3106903601956935E-2,8.3764374176116801E-3,0.74586892593841525,1.2875318171725445E-2,0,5.6238841917779009E-3,0.48648849895689955,0.34663902087543425,2.3231061484705225E-2]
[null,492,0.97921536877808502,0.99740960635101561,1.0078577758458751,1.0024212409593454,1.0087780721260282,1.0235928834402237,1.0146713181914999,null,4.4252085840246531,0,9.1184703321894149E-3,0.79967511215073983,1.8726350941244982,1.101980471294672E-2,6.4979594596396004E-2,8.8480484200302717E-3,0.78444390692165045,1.2672528007979132E-2,0,5.6238841917779009E-3,0.50480211122378238,0.34508795101631712,2.4539018990722587E-2]
[null,493,1.0157877618410316,0.96849976226970458,0.9671790831969489,0.98094945849218751,0.98648742776013898,0.98698455921097394,0.98760270485616852,null,4.2239013506913912,0,9.2812075844981492E-3,0.72080690664916269,1.866526500861764,9.917032828192094E-3,5.8908918934126732E-2,9.0037800649537137E-3,0.72686693426561955,1.2405933500384598E-2,0,5.6238841917779043E-3,0.46678422618364979,0.33136751845116053,2.4970922345091854E-2]
[null,494,1.0206353593979296,1.0099242983918222,0.98335487584449499,1.003644782039308,1.010267126247689,0.97784071724259403,1.0121087505917175,null,4.1150835868475149,0,8.7772342040980944E-3,0.71425020531624006,1.7811951108311133,1.0039776090333886E-2,6.151664518345857E-2,8.5014390652140837E-3,0.72656393732033941,1.2690973383846008E-2,0,5.6238841917778965E-3,0.4578228194364331,0.3220782914178773,2.3577738814978759E-2]
[null,495,1.0071759541979752,0.98164754264607135,1.000476648701069,0.99496518091114261,1.0342415046642399,1.009453257201262,1.0133031210096684,null,4.3111176975207517,0,8.9063108376968708E-3,0.76412478067288969,1.8503131710084841,1.0614113592160376E-2,6.1965770896998111E-2,8.6425871083419484E-3,0.75923259195132176,1.2579154600818394E-2,0,5.6238841917778983E-3,0.48457294850073046,0.33838580956555453,2.3969196269368016E-2]
[null,496,1.008130138207554,0.97201996697191528,0.95625032943540522,0.97876291273294447,1.0112112824842658,0.9734071407140138,0.98814335292384203,null,4.2149902173747682,0,9.4291674706079975E-3,0.70839476152091319,1.8768644310951135,9.8174324009090725E-3,5.8903237968596388E-2,9.1423779139716589E-3,0.72565572702068859,1.2379596632269091E-2,0,5.6238841917778965E-3,0.46196588781548853,0.3303167411488297,2.5355307136818953E-2]
[null,497,0.99465875906638479,1.00824867130591,0.9821308683451091,0.98234627492388971,0.98805745183678861,0.99245738165583219,1.0238712977736757,null,4.2595657445609749,0,9.1674136043560037E-3,0.74367611792205968,1.8308998288109624,1.0497707669941684E-2,6.296837948856962E-2,8.8840572382265955E-3,0.76152997692547797,1.242180267740532E-2,0,5.6238841917779043E-3,0.47705203898790977,0.33054047905092471,2.4638885202072951E-2]
[null,498,0.99975792961750931,0.98963951023363095,1.0092998304863399,1.0178907221846232,1.0160314091749512,0.99286304533348535,1.0183180566280958,null,4.3040933162906878,0,8.6496022013597511E-3,0.76128015006858341,1.8475190752217285,1.068143902125719E-2,6.3342626144794606E-2,8.3871440108928483E-3,0.75877109082689664,1.2867915326128928E-2,0,5.623884191777893E-3,0.48013691903631883,0.34087191968494834,2.3260754958721236E-2]
[null,499,1.0267061147210454,0.97536709174246461,1.0281139234732632,0.97655894528303844,1.0314531177652144,1.0000847282053855,1.0098111193762918,null,4.248656392328229,0,8.17707372983386E-3,0.76161978091530513,1.8195002649801839,1.0557854053202344E-2,6.205989880053616E-2,7.9341923237759189E-3,0.73978368866821065,1.2343209814145077E-2,0,5.623884191777893E-3,0.47484040510424108,0.34056574034317261,2.2004546863512355E-2]
[null,500,1.0302283598040856,1.0089544678866538,1.0280597475133177,0.99041793098118058,1.0020023056426877,0.9937606827325639,0.96856015330166811,null,4.1096003591576595,0,8.0466370640259102E-3,0.74843358498132773,1.7557407816944315,9.952049816086753E-3,6.3499555923206066E-2,7.7980805201801522E-3,0.69615740370475743,1.2518386759448536E-2,0,5.6238841917778939E-3,0.46663471970754189,0.329661492097303,2.1627056825625945E-2]
[null,501,1.0303927134536612,1.0236617409471331,0.98000376378307075,0.98547948593305934,0.99044209313268827,0.99754241937610444,1.0022508367457366,null,4.0670351176872357,0,8.9089050499310436E-3,0.71791373792147783,1.7425426226676377,9.8972255123500798E-3,6.1384142479313931E-2,8.6308849630475602E-3,0.71808337833412017,1.2461677807102554E-2,0,5.6238841917778904E-3,0.46114429577539606,0.31432543133571444,2.3936741749232143E-2]
[null,502,1.0109270120080351,1.0352233953002496,0.98796143033685357,1.0046573126590237,0.98983502057787309,1.0206375163408163,0.97481179129228857,null,4.1434907030570702,0,9.1178770106860058E-3,0.75268824981655535,1.7553794438357504,9.9770687366205948E-3,6.3594382166535457E-2,8.8367320168386328E-3,0.71933006411739175,1.2703213709553293E-2,0,5.6238841917778922E-3,0.48106603403714027,0.31890187315877028,2.4507634280824555E-2]
[null,503,1.0320131752720361,0.99375985364252273,1.0145331887884106,0.99204515702356733,0.95960137178521199,0.97814191816588958,0.97540281904757076,null,4.1070473280160096,0,8.1582700490177816E-3,0.72887031207166064,1.7814563184630006,9.861806752288595E-3,6.1863142982219295E-2,7.9059803613254469E-3,0.69669263816147464,1.2540558629499168E-2,0,5.6238841917779052E-3,0.45821565125447372,0.33024900088508263,2.1926304312220431E-2]
[null,504,1.005401077246447,0.98060250661121429,0.99840074666505374,1.0220567073098688,0.98720028494463519,1.0112411997275415,0.98438294952935401,null,4.3010734151278474,0,8.9786670404254001E-3,0.76564917337181115,1.8559743595297895,1.0339299705511262E-2,6.1902816029214332E-2,8.7135449467892877E-3,0.73993386474176226,1.2921923998730968E-2,0,5.6238841917778939E-3,0.48616712342028717,0.33866010276516928,2.4165989467431686E-2]
[null,505,1.0338955229928064,1.004913084336851,1.0086493009465642,1.0074152872511877,1.0022355697230672,0.96555921961633917,0.99606912837824502,null,4.0616234788555587,0,8.1214969752518816E-3,0.71244226111918407,1.7607940091645697,9.8920621880291635E-3,6.1949610873528745E-2,7.8643034057434662E-3,0.70180867261663782,1.273556638038453E-2,0,5.6238841917779095E-3,0.44951562507182785,0.3253082626289403,2.181071819017949E-2]
[null,506,0.96135642184587,0.99023867253030817,1.0366904461791797,1.027454048531367,0.97915302474893851,0.98879728851959481,1.0046774808106766,null,4.4786762380069156,0,8.4552624848101623E-3,0.80720735708585667,1.9131385309361926,1.1148151243437123E-2,6.759739773456816E-2,8.1974950167132792E-3,0.77655508181425192,1.2985450173380972E-2,0,5.6238841917778956E-3,0.50064890640674264,0.36129446005330729,2.2734785835495302E-2]
[null,507,1.0092439291130959,0.99983207990277645,1.0110599606060724,0.99884741441132885,1.0144881232132252,0.95664729530923642,1.0270732283697726,null,4.1818147492272191,0,8.2093093240224405E-3,0.7252277617758538,1.8119488658444487,1.0412959560802989E-2,6.3354747326933414E-2,7.9481993739790278E-3,0.73849138430283812,1.2626963312315572E-2,0,5.6238841917778974E-3,0.45690218208604644,0.33544371701061132,2.2043393765633731E-2]
[null,508,0.97871854902914746,1.0318741408622487,0.96398445136891076,1.0183067816191225,1.0376639624658266,0.99105572373948914,1.0020615627649534,null,4.2362767485408996,0,9.6208676970647878E-3,0.7387458449036336,1.8244462636817045,1.0214899570806705E-2,6.4042506118697662E-2,9.3163158813378902E-3,0.75065431276144345,1.2878785978252949E-2,0,5.6238841917779061E-3,0.47937740949326496,0.32475969007732042,2.5837703579716469E-2]
[null,509,0.98963315852972344,0.98910030977164043,1.0163400556591575,0.9945659780521986,1.0014922324738587,1.0225518474464812,1.0171059585003401,null,4.4075148632113663,0,8.8680792135415014E-3,0.79777092062296995,1.8656306720580986,1.1024100125553894E-2,6.4384446887687699E-2,8.6069424548929387E-3,0.77985206345292035,1.2572209126629319E-2,0,5.6238841917779043E-3,0.50097428715403836,0.34607307632432938,2.3870340026004473E-2]
[null,510,0.96082018756839793,1.0157860008231412,1.0170430596614886,0.97749122968139168,1.0047916638705734,0.95713994715177464,0.96805681928214238,null,4.3108524413450082,0,8.4941237515923935E-3,0.76349309890303463,1.8732918906793878,1.0301318960919539E-2,6.7750919549438252E-2,8.219918265844485E-3,0.72736032433556796,1.2356286585238596E-2,0,5.6238841917779009E-3,0.47924194967319655,0.34890999987923133,2.2796974072962304E-2]
[null,511,1.0176834465212081,1.026873447089133,0.95910469906066231,1.0112499689957892,1.0168957331421533,1.0162435648730086,1.0260681476902604,null,4.1429492921191962,0,9.5934933913242783E-3,0.72668079336034375,1.7638362291363157,1.0193412855985776E-2,6.1070675735437521E-2,9.2987254653595797E-3,0.75202045671187245,1.2790143855927425E-2,0,5.6238841917779052E-3,0.47302331961036537,0.31221622595198656,2.5788918635143925E-2]
[null,512,1.011022815073001,1.0195391586178277,0.96746816783699219,0.98110364909057168,0.96165742139782406,0.96811396734865762,1.0222388738223844,null,4.1086853496327889,0,9.0524950091683577E-3,0.70210015951801175,1.785679456753007,1.0011472313881963E-2,6.1622689351616591E-2,8.7625424706298163E-3,0.73379179311958898,1.2407848723610743E-2,0,5.6238841917779052E-3,0.45458625381758583,0.31884986605989513,2.4301878322345639E-2]
[null,513,1.0452044617682517,1.0052547514504293,1.0245311274734934,1.0093440612744917,1.0288854082178753,0.99473713814222853,0.96095766241537295,null,4.0533868664754307,0,8.0039370490100816E-3,0.73679953325521397,1.7374744216767481,9.7338907983832018E-3,6.2207361367425003E-2,7.757820178367722E-3,0.68205634217030453,1.2758028397479007E-2,0,5.6238841917779009E-3,0.46037071902235721,0.32509340295154415,2.1515399514837313E-2]
[null,514,1.0406941340940268,0.99582772082374127,1.0303857299960002,0.98533060253843385,1.0396084753462715,1.0221996835706391,1.0099065801316924,null,4.1808819709183691,0,8.1738654135773518E-3,0.76651982722203515,1.759342407859968,1.0503702349540971E-2,6.2355852342847636E-2,7.9315001016126326E-3,0.73454425106598009,1.245381249525805E-2,0,5.6238841917778974E-3,0.4772351920723315,0.33054832632780168,2.1997080302791173E-2]
[null,515,0.98753069628400747,0.99383345324629957,1.0375686767923467,0.98940817109622758,0.96617264113200929,1.0218325398078107,1.0211674575501815,null,4.4244573371819031,0,8.4845711147976607E-3,0.81285993489173769,1.8557919945795691,1.1240690274641972E-2,6.6045267319156942E-2,8.2333913500637432E-3,0.78312897179244434,1.2504505288618177E-2,0,5.6238841917779043E-3,0.50388697415318451,0.35079195437211458,2.2834340083389148E-2]
[null,516,0.99086747038828071,0.99694593189283331,0.98946485341100787,0.99191514895125632,1.0265513729904916,0.97703001802293843,0.99241455575528537,null,4.2593574439996651,0,8.9404798600047405E-3,0.74118996542516558,1.8559574790063535,1.0222751562335281E-2,6.3092433982288587E-2,8.6628256535313444E-3,0.7368011118049077,1.2541916496980228E-2,0,5.6238841917779043E-3,0.47327069963969665,0.33690953060857326,2.4025325488057973E-2]
[null,517,0.97352491832996579,0.96488246848860448,0.97297744287037824,1.0154665111914367,1.0069534657634098,1.0070581077016805,0.96995940955862903,null,4.4436139427564401,0,9.7691185202063054E-3,0.77250547408293269,1.9530433891289922,1.0344903529599719E-2,6.1627616262809291E-2,9.4839648185029019E-3,0.75512804966389013,1.2841744336042279E-2,0,5.6238841917779052E-3,0.49842221692865685,0.34805916019452854,2.6302658138910973E-2]
[null,518,1.0177358278220574,1.0035818340125791,1.0138253640586479,1.021453805977145,0.99897511328903799,1.0245512536805683,1.0099769101774572,null,4.2463837498425354,0,8.6619688013055609E-3,0.77313402961419142,1.789772937718219,1.0598755175160108E-2,6.3172433346100176E-2,8.4037857416530692E-3,0.75014039271793431,1.2912403547795531E-2,0,5.6238841917778965E-3,0.4862544729500104,0.3317257148042938,2.3306908836703985E-2]
[null,519,1.0101813464078135,1.0127366817904018,0.99925205091741254,0.96504254205575191,1.0032686579001784,1.011716414314884,0.96906035589236439,null,4.1893107951049728,0,8.8700131059698782E-3,0.75758281342473044,1.7911073701756424,1.0025324597683996E-2,6.3229608242185792E-2,8.5999078317040394E-3,0.71715506841628218,1.2200991188203654E-2,0,5.6238841917779078E-3,0.48079037401821012,0.32801463579645135,2.3850830328065405E-2]
[null,520,0.9746607091044357,0.97091698113892766,1.0194668060723311,0.99356451556346248,0.99364461984169561,0.95458555646044485,0.98503894427333505,null,4.3769647964729979,0,8.3802139489835923E-3,0.75972494407810431,1.9272798328206444,1.0498711724937368E-2,6.4621620257065956E-2,8.1205890982540187E-3,0.7400911091668656,1.2559177652077789E-2,0,5.6238841917778974E-3,0.47616812531698766,0.35813551977639019,2.2521496338876082E-2]
[null,521,0.96551986594915773,1.0221371697313557,0.98966026568468257,0.95851795040948662,0.99252327478860181,0.97472903607835892,1.0014604245916658,null,4.3088443860379861,0,9.1067199818334003E-3,0.75476030702080177,1.8599031353632909,1.0469812171109295E-2,6.6033620350882782E-2,8.8162948855992993E-3,0.75535551227295616,1.211961481555749E-2,0,5.6238841917778904E-3,0.48187672587127939,0.33854124476942621,2.4450954307141035E-2]
[null,522,0.98135106635066593,1.011487349281915,0.99374154748917165,1.0064681987510287,0.98181297833081627,1.043757226455905,0.98545047403967256,null,4.3805300358632522,0,9.5314751104994509E-3,0.80162240553983466,1.847242346532719,1.0651235321328716E-2,6.468833938749094E-2,9.2504736075182774E-3,0.76574034591854545,1.2725405184028107E-2,0,5.6238841917778983E-3,0.51049047888819588,0.33637149860535759,2.5655097796954907E-2]
[null,523,1.0115200629029077,0.96387162711351193,1.0233260269735494,1.0177881380726483,1.047480782983631,1.0033165902288321,0.96974227947467351,null,4.3144354348919203,0,8.4300775524269751E-3,0.77443357595346252,1.8690201189700999,1.0329855939766174E-2,6.2136046338268802E-2,8.1833430424047508E-3,0.72548791120002754,1.2864907326250348E-2,0,5.6238841917779009E-3,0.48424178400623152,0.34784854847259949,2.2695537003456022E-2]
[null,524,0.99205915861229432,1.0283578589489875,0.99817317557145757,1.0220141073894877,1.0139872874622062,1.0077687675812128,0.99911973933089093,null,4.2431896293386506,0,8.9911430346112931E-3,0.7650094969104011,1.7977018018532118,1.0435721740076566E-2,6.5091952434080169E-2,8.7121694966442401E-3,0.74713778765960082,1.2921413528602457E-2,0,5.6238841917779061E-3,0.48582978351395478,0.3295545862262691,2.4162174818638207E-2]
[null,525,0.97370559209428686,1.0167291921342527,0.99823948198429113,1.001177548860348,1.0037326050126807,0.9915078320613997,0.99309668944635066,null,4.3175738974508429,0,9.0309336121494922E-3,0.76841736721335985,1.8515043307557071,1.0498949406525682E-2,6.5737300218884548E-2,8.7492509554783909E-3,0.75200217209596909,1.2657967073775915E-2,0,5.6238841917779E-3,0.48797384977632707,0.33917474350286347,2.4265015872319041E-2]
[null,526,0.99713311857912323,1.0289801065544451,0.97935011016216689,0.97843886877605446,0.97892938412151864,1.0198829617950156,1.0279137903660185,null,4.2470729712355055,0,9.4158992912651458E-3,0.75770541237434197,1.7919593330015473,1.059134743461947E-2,6.3648991542491221E-2,9.1270475719707669E-3,0.77019279056887058,1.2372725159171328E-2,0,5.6238841917779017E-3,0.48690496274556522,0.32304958569547948,2.5312790240930083E-2]
[null,527,1.0086457944101259,0.97789747538613137,1.0024373965069373,1.003865940978419,0.98355743574595178,0.97388004391922045,1.0143795399457027,null,4.2545139186105185,0,8.5509174349927136E-3,0.73719435479421791,1.8538868270999347,1.0415371348541196E-2,6.1804584262993949E-2,8.289441240521063E-3,0.74345115892133284,1.2691447566473987E-2,0,5.6238841917778956E-3,0.466925835426522,0.33979214334765045,2.2989787845547234E-2]
[null,528,1.0148796920436207,0.99675104652532986,0.98991194304700492,0.98297031344260799,1.0154237243092501,0.99359507402609237,0.96581854588030547,null,4.1684517717734444,0,8.8689601446263928E-3,0.73663918145530316,1.8122758759200115,9.8261875510535657E-3,6.1616276766925847E-2,8.5981703582533146E-3,0.70738347406771385,1.2428763361708502E-2,0,5.6238841917778983E-3,0.47023312764800779,0.32884977894699535,2.3846011650320992E-2]
[null,529,1.0041373638052031,1.0122820568608588,1.0195783933198115,0.99468101337018477,1.0255901672705801,0.95903312343676828,1.0011108007433112,null,4.1639499504546418,0,8.1057418939806392E-3,0.73422913517088551,1.797774887702174,1.0242272991846333E-2,6.4806164343510053E-2,7.8454637103936437E-3,0.7214952105444824,1.2573277487716545E-2,0,5.6238841917778939E-3,0.46015680122164287,0.33555012646761584,2.1758468516576656E-2]
[null,530,0.99466597028998283,0.9924678117542971,1.0068788688355079,0.97484751123888669,0.99931098917334649,1.0322274995194662,0.97926430009217069,null,4.3560659894974014,0,9.0797400087004199E-3,0.79427991548725463,1.8525329557752734,1.0541278645021586E-2,6.366460060055204E-2,8.8140022034062862E-3,0.75049064733723148,1.2324058038429548E-2,0,5.6238841917779009E-3,0.50169999636769003,0.34072979503604467,2.4444595823416328E-2]
[null,531,0.98268005658763169,1.030782355815999,0.99360036391388462,1.0218049345169089,0.95986217384324513,0.99631829791849191,0.98774935560237664,null,4.2447723583815442,0,9.0562610467495586E-3,0.75978637817365624,1.8118927975349455,1.0300417498391475E-2,6.555133934967497E-2,8.7713885552399371E-3,0.73980130618560569,1.2919334582685391E-2,0,5.6238841917779017E-3,0.48389107603312043,0.33096428542824957,2.4326411894941145E-2]
[null,532,1.009503692564593,1.0382242678426989,0.95860594028244628,1.0126302172463932,0.99960129531114161,0.97900888822041654,1.0301599796594947,null,4.088588584756538,0,9.3072518687977949E-3,0.70285231466661313,1.7597346506096943,1.0043385414290951E-2,6.2065907093651229E-2,9.0072247817790021E-3,0.74095656983693781,1.2807663260457958E-2,0,5.6238841917778956E-3,0.45765884745872693,0.31216491345037845,2.4980475861029E-2]
[null,533,1.0250992921219211,1.0233174328002586,0.9858906397228514,0.99337033521217932,1.0286839070828353,0.96053037697755872,1.01513234471786,null,4.0398950114561858,0,8.5176217161310984E-3,0.69768069238077945,1.7507493192576964,9.8933903619668334E-3,6.203022435048218E-2,8.2416599540449005E-3,0.71442858901326833,1.2560747591961843E-2,0,5.6238841917779061E-3,0.44648925768981701,0.31785759629896343,2.2857272081552839E-2]
[null,534,0.98369055695641028,1.0057411750323995,0.96744906125786589,0.9866875693413063,1.0397990373753703,0.97232751923731708,1.0092606439505727,null,4.2545027028605595,0,9.369011167793059E-3,0.72702556167363819,1.8592714233570187,1.0229827532032391E-2,6.2664181387001111E-2,9.0741409572457979E-3,0.75013005138317934,1.2478469913713914E-2,0,5.6238841917778983E-3,0.47073034472429703,0.3314777689250657,2.5166059983381787E-2]
[null,535,1.0235009622458247,1.0134638636006035,0.98047082505128735,1.0037730018717819,1.0140909131072326,0.99639898374484304,0.9923878072654112,null,4.1099573390569288,0,8.9668181145515519E-3,0.72378660087639424,1.7709698451941227,9.8996995998856929E-3,6.1343953889831403E-2,8.6893744551665292E-3,0.717775348238477,1.2692947513154374E-2,0,5.6238841917778974E-3,0.46477964428285834,0.31926390347087208,2.4098955458937414E-2]
[null,536,1.0240157042581366,0.96072449370355995,0.98992277905740944,1.0436205513383507,0.97247874613340268,0.9970618173878798,0.97120335917684242,null,4.2342406237920356,0,8.8822769027400161E-3,0.73866226020649361,1.8602628928619209,9.9480158968281718E-3,5.9338604488740773E-2,8.6215055661289525E-3,0.71560490069424887,1.3195628947351119E-2,0,5.6238841917778956E-3,0.47152135721558208,0.33643312152787064,2.3910729097833639E-2]
[null,537,1.0084606943722358,0.98770679207406076,1.0156358129411271,1.0085023933367441,1.0220620969281526,1.0098638460727161,1.0166086699188948,null,4.3058868098103709,0,8.6095790308301449E-3,0.77263299164512755,1.8334345681501942,1.0738425316178385E-2,6.3071649196284205E-2,8.3532197749900013E-3,0.75939775167406764,1.2748463104800149E-2,0,5.6238841917778965E-3,0.48539850566934506,0.3399302600278758,2.3166670090561926E-2]
[null,538,0.99488940939091486,1.0271473520617693,1.0189822419027235,1.0223991715266165,0.99094139431420936,0.98156270475623553,0.99806948506846882,null,4.2040556156191773,0,8.3607236804871671E-3,0.75621105351489448,1.7896270377207582,1.0396830809526924E-2,6.6119970626067656E-2,8.0946883692744505E-3,0.73263478466571563,1.292372215663635E-2,0,5.6238841917778965E-3,0.47410656458979339,0.33422813893412812,2.2449663721090637E-2]
[null,539,0.98240034708135093,0.98639240761997338,0.99962163682446226,1.0070915519687014,1.0010056025651635,0.99374090018731087,0.98478271835392273,null,4.3558327302074638,0,8.9966912882484765E-3,0.76943235891359762,1.8884931959019198,1.0455530348139541E-2,6.3716739108279796E-2,8.7248104360620315E-3,0.74795171663516546,1.2732570023274527E-2,0,5.6238841917779052E-3,0.4881982730270702,0.34530310993683871,2.4197232973579071E-2]
[null,540,1.0238887770520042,1.0240669484953018,0.99466438312322658,0.99474951312130333,1.0265630737666978,1.0086753900870014,0.98231194138632372,null,4.1078763782298493,0,8.7908063136381137E-3,0.74030211233631071,1.7495737664275202,9.9414783763371907E-3,6.2655918843908795E-2,8.519395573363427E-3,0.71313438933788431,1.2577127312690797E-2,0,5.623884191777893E-3,0.47116874349801147,0.31954282957266195,2.3627539073020551E-2]
[null,541,1.0105188732770503,1.0192682904454615,1.0370273590306964,1.0215699466879415,0.97417758472994131,0.99075797134825005,0.98882255277165976,null,4.1818891030990297,0,8.0101675412186484E-3,0.76484598219065336,1.7705905411376401,1.03671805117853E-2,6.5794918225185059E-2,7.7595293126951704E-3,0.72074564397578367,1.2911043271269474E-2,0,5.6238841917778974E-3,0.47427868997913464,0.33546171824695886,2.152013959736488E-2]
[null,542,0.98396640939804569,1.0038399604769346,1.0007699521461184,1.014740791271153,0.99099856517222729,0.98587497918006228,0.97372687602903363,null,4.2824915462031532,0,8.8603049952613293E-3,0.75976581452935443,1.8539689254047453,1.0225177239438065E-2,6.4560875325703954E-2,8.5857812460994332E-3,0.7303313256973446,1.2829137914686492E-2,0,5.6238841917778896E-3,0.48172085964681116,0.33992841809385405,2.3811651908602793E-2]
[null,543,1.0326978352622331,0.99864453340718462,0.97767126409755412,1.0102052452833536,0.97168705056952709,1.0422453848264173,0.98771075311835821,null,4.1807371586371991,0,9.3765784036586915E-3,0.75194579987369659,1.7806513920457232,1.0067622341143768E-2,5.9943391482798543E-2,9.103150636457941E-3,0.73177248995966004,1.2774629884441318E-2,0,5.6238841917779078E-3,0.48371671889920986,0.31926814281789268,2.5246514908050816E-2]
[null,544,0.9671684555890766,1.0108182446705782,1.0115857183379646,0.98345050370240161,1.0271522385526961,1.0171666031871101,0.98931534820824052,null,4.4164171070357483,0,9.0795015235639234E-3,0.80466436392084351,1.8710686305097017,1.0818215155735009E-2,6.6709549630622159E-2,8.8050033934175629E-3,0.76783236432410518,1.2432260617701987E-2,0,5.6238841917779043E-3,0.50678386084605609,0.34633883728435744,2.4419638684991637E-2]
[null,545,1.0052305094151504,1.0266017549334812,1.0051522126851951,0.98343801764853211,1.0006375365268487,1.0212465112592346,1.0088099602748111,null,4.228164470651075,0,8.8641123424238241E-3,0.77040766436825259,1.7753894031858892,1.0538425094894539E-2,6.4574770277880222E-2,8.5931589546315943E-3,0.75115747593563209,1.2432864096440949E-2,0,5.6238841917779052E-3,0.48714175689304989,0.3273370668817579,2.383211311328708E-2]
[null,546,0.97415696457625345,0.99749904507568676,1.0031265656672808,0.97729678555634791,0.99209896842326784,1.0045467122715404,0.99131960159539301,null,4.3905523637612163,0,9.084934299891427E-3,0.78513163596072777,1.8833850951025293,1.066182409884568E-2,6.5033016770559643E-2,8.8103747452212347E-3,0.7614129760956847,1.2355463838124204E-2,0,5.6238841917778922E-3,0.49707581969347414,0.34571267206829931,2.4434535495865516E-2]
[null,547,0.9957745644722592,0.99421173021396947,0.9829860022991278,1.0014635120934536,0.9650908876293478,1.013432062008246,0.96337448879036591,null,4.2817344276282592,0,9.3587872817630143E-3,0.7619628822619805,1.8532303838025692,1.0063394491203949E-2,6.226422504011505E-2,9.0793272584718653E-3,0.72855215214474744,1.2663436468390559E-2,0,5.6238841917779078E-3,0.48851933869219649,0.3339537469802657,2.5180443578298593E-2]
[null,548,1.0220315990556685,1.0014104582309513,1.0318879293728198,1.0143454126488969,0.98660006582719451,0.95421904098646781,1.0342583264778282,null,4.1429292111434624,0,7.7368269237077635E-3,0.72706580417433053,1.7815929773571331,1.0497799986266475E-2,6.3860336032336679E-2,7.489741203096003E-3,0.73293630630144979,1.2820355809442036E-2,0,5.6238841917778939E-3,0.45225809285435964,0.33574882606999135,2.0771914086987035E-2]
[null,549,1.0002828920473392,1.0258941201453764,0.96268203525756324,0.95589062831760918,1.0104641296095818,1.0357081243460518,1.0100779287847721,null,4.2407042478564563,0,9.8751754945809473E-3,0.7565262752696954,1.7953199157946298,1.0350369435661774E-2,6.2300544706372557E-2,9.5777301043633804E-3,0.76242628237696797,1.2089546004416758E-2,0,5.6238841917778939E-3,0.49132408926916998,0.31847808109490727,2.6562705103074496E-2]
[null,550,0.98033486207367404,1.0097548316334068,0.99908724974621976,1.0021926926721132,1.0106723519998932,0.97858638532117592,0.99854257207121433,null,4.287721412789864,0,8.8487520398966082E-3,0.75466276226173445,1.8508677807459786,1.0434470339177243E-2,6.4994902558305936E-2,8.5709667451924695E-3,0.74677478361062155,1.267069890090995E-2,0,5.6238841917778974E-3,0.47898631745631204,0.33921303238258366,2.3770565637163423E-2]
[null,551,0.97814687083162655,0.97288879011256035,0.99812063846119103,0.96950525911273189,0.98958886082949538,1.0316550620588956,1.0230104610065172,null,4.5078707751940019,0,9.434841704592533E-3,0.80454503108615039,1.9221770402650278,1.1179669115515064E-2,6.3220237079739672E-2,9.1638467930282453E-3,0.80241802886705837,1.2257545737911263E-2,0,5.6238841917778974E-3,0.51095408367327577,0.35035140154769051,2.541484854141688E-2]
[null,552,0.99206364099178213,1.0290064708493922,1.0103708271982643,1.0072879676073934,1.0104021207087621,1.0183551818010204,0.97900406637732196,null,4.2549537723603406,0,8.8547656319039342E-3,0.78151892831359193,1.7937045253705888,1.038552137346151E-2,6.5871807126441528E-2,8.5827135455493787E-3,0.73677453309224905,1.2733748282941165E-2,0,5.623884191777893E-3,0.49257566676800774,0.33223406592478649,2.3803144002849785E-2]
[null,553,1.0347178785782427,0.99923226448484359,1.0026056390441562,1.0014776436345687,0.99291213627537089,0.98533976046858884,1.0321462503511096,null,4.1273524963327395,0,8.3960805629632405E-3,0.72399635588551203,1.7703452643928856,1.0329683600258667E-2,6.1279744677777977E-2,8.1369572138706454E-3,0.73711981179553232,1.2661233013023123E-2,0,5.6238841917778983E-3,0.45851857152500608,0.32517017922253671,2.2566891377520933E-2]
[null,554,1.0129804847667001,0.95970169764108548,1.0196700236506124,0.97313923799175084,1.0061465682874318,1.0201449371519609,1.0237254107622176,null,4.3869416818827656,0,8.6323783147652065E-3,0.78493016483102851,1.8749829134958202,1.0963196199657672E-2,6.1627760137694429E-2,8.3849341874836052E-3,0.77377899722046273,1.2300967742190812E-2,0,5.6238841917778939E-3,0.49190457513226304,0.34782204078508966,2.3254626274063186E-2]
[null,555,1.010815966994856,1.0308977385062688,0.9970626317062935,0.9732019318664078,1.0098644205062388,1.0101476504782472,1.0326655778179028,null,4.1864665567619754,0,8.8616341987452479E-3,0.75149899194879388,1.7604655970166749,1.0571439222137826E-2,6.3940347651451124E-2,8.586670262777249E-3,0.75835589834219552,1.230440766296613E-2,0,5.6238841917778904E-3,0.47758004915817376,0.32258678801224355,2.3814117491531873E-2]
[null,556,0.95769609715498882,0.98918874783740474,0.98348081599275639,0.96705653243827483,0.98476747485054228,1.0094815645937354,1.0252737037491384,null,4.5070131125188517,0,9.6922465256393687E-3,0.79030192514621056,1.9361133098038188,1.1100708187857326E-2,6.451487420302357E-2,9.4031202889646587E-3,0.8056613941425157,1.2228304323797092E-2,0,5.6238841917779043E-3,0.50653057436831317,0.3491488190193302,2.6078445368878655E-2]
[null,557,0.96558830692779651,1.0381832325543203,0.99655716851987519,0.99837959249893138,1.0123596642204478,0.98859306718820017,1.027624184262862,null,4.3204976800156043,0,9.0763311768196093E-3,0.76783908731439632,1.8307408049432385,1.0834224749808661E-2,6.7271977279817458E-2,8.7865956285532575E-3,0.77763496694218393,1.262279546908052E-2,0,5.6238841917779017E-3,0.48811800605483263,0.33573308169906813,2.4368586919660037E-2]
[null,558,0.99720456394746126,0.99550203707850415,1.0210349020500085,1.0130043703876657,1.014875847362761,0.99078295207232903,0.98254984680184021,null,4.2786865194530996,0,8.4331629261983291E-3,0.76841538440256563,1.8389602794906197,1.039665328790185E-2,6.4498510950977306E-2,8.1752619807994916E-3,0.73161325529333532,1.2804717595723027E-2,0,5.6238841917778965E-3,0.48115256450467436,0.34280604554896454,2.2673125131958165E-2]
[null,559,0.99568392902224168,0.99330343656269859,0.99025138743536878,1.0233907853173874,1.0035500199372416,1.0174810821376497,1.0101218725190493,null,4.3339439885696152,0,9.2567665669485277E-3,0.77027641678018455,1.8532400914907758,1.0631786397045795E-2,6.2654750313365246E-2,8.9816968468021622E-3,0.76614688187298496,1.2939801203157068E-2,0,5.6238841917778956E-3,0.49160088006664754,0.33619488883037113,2.4909677143452755E-2]
[null,560,0.99464416806574019,1.0238015248618229,0.99195866163380342,1.0281610406093125,1.0280980644751867,0.99263905686572829,1.0190710134196603,null,4.2266260518160195,0,8.9564932681455121E-3,0.74781863730703468,1.8021030632368853,1.0482994058456051E-2,6.4320862461010347E-2,8.6755702564890857E-3,0.75411326567475634,1.2999903547918787E-2,0,5.6238841917779052E-3,0.47675820099723204,0.32862549221099513,2.4060671141603592E-2]
[null,561,0.9621176188346765,1.0084362217047516,0.974148084186511,0.98241071088453835,0.9629478484026549,0.97236915704388172,0.99017387566589676,null,4.3333096748856548,0,9.4416130728974586E-3,0.74739620259763329,1.8944678751615269,1.0304044079756217E-2,6.4615210454742403E-2,9.1436987806995489E-3,0.75180264279426345,1.2423574933027131E-2,0,5.6238841917778983E-3,0.48186373937802734,0.33975144518215628,2.5358970404941058E-2]
[null,562,0.9602544296908021,0.98461804655736762,1.0219088189745174,0.98916854852240754,0.99938983658375657,0.97280307332690807,1.0370206785259386,null,4.4813957232843782,0,8.600868808381186E-3,0.78554556317706314,1.9296037772347321,1.1292429116643909E-2,6.646231786052828E-2,8.3358187583749289E-3,0.79601783003596871,1.2503321395424356E-2,0,5.6238841917779009E-3,0.49161581401951188,0.35987742587994004,2.3118410422790617E-2]
[null,563,0.99547379889619136,1.0155404288842023,0.99257929925971278,1.0283852939678837,1.0200668332120375,0.98794035494819699,0.99008075884684932,null,4.2136937242169701,0,8.9087209838715591E-3,0.7452819135356038,1.8143933721863414,1.0187299498832673E-2,6.3899797405878866E-2,8.6301628352841078E-3,0.73196432163128788,1.3002661571433458E-2,0,5.6238841917778983E-3,0.47495655004634746,0.33072774328502375,2.3934739013028637E-2]
[null,564,0.97374916398243694,1.0049961143127246,0.99767652885849545,0.98587830999393877,0.99258544027968665,1.0070541540362312,0.99428957607308954,null,4.3753548117164334,0,9.2031543580494129E-3,0.78242470945120357,1.8721375351310579,1.0644225286078756E-2,6.5107455930016531E-2,8.9236931066114297E-3,0.7631822733670236,1.2464604705138103E-2,0,5.6238841917779E-3,0.49704327978230944,0.3422574945138166,2.4748810609443846E-2]
[null,565,1.0020613789011024,1.0218626864964344,1.0215071062054601,1.0251213516689708,1.0404482135809616,0.98375997277134797,1.0019854112327793,null,4.195632749898266,0,8.2834369443369697E-3,0.75504697729691705,1.7849561978025514,1.0415615893355237E-2,6.5536473252771593E-2,8.0217605964043419E-3,0.73256881444827626,1.2957822452003285E-2,0,5.6238841917779E-3,0.47264513858471502,0.33389609518164276,2.2247407142186815E-2]
[null,566,1.0226767703761095,1.0054299111401317,1.0264167584310382,1.0060042450387108,0.99704519137107428,0.958891225383946,1.0413886828376684,null,4.1395816146155209,0,7.8539518392634934E-3,0.72619102795412482,1.7750019425836296,1.0534115939792863E-2,6.3697310203176608E-2,7.6033765190835351E-3,0.73864138407344437,1.271558702651495E-2,0,5.6238841917779017E-3,0.45322046202000926,0.3331194077064587,2.1087068236767929E-2]
[null,567,0.98450649017691994,0.99751547917263406,0.95402277516500134,0.99074066585523068,1.0245982180553141,0.9978346591508328,0.98741860707425644,null,4.2890950132705301,0,9.8949618770078074E-3,0.73844882741607887,1.8755781095559096,1.0084627497511404E-2,6.1415126691063346E-2,9.5939058085674784E-3,0.74706557504765525,1.2531366108743978E-2,0,5.6238841917778965E-3,0.48225542539094418,0.32978556092793104,2.6607566511354552E-2]
[null,568,1.0428652594351207,1.0135983017043595,0.98933722976835614,1.0159511475660143,1.0049216099441503,0.99320161441145605,0.99222454558064233,null,4.0352903674196634,0,8.6105547249573661E-3,0.71357492678916246,1.7358427354363495,9.7676114955075489E-3,6.071889015665495E-2,8.343242227139374E-3,0.7029537192960561,1.2845846833921315E-2,0,5.6238841917779087E-3,0.45567416897801394,0.31541689820194768,2.3138998538083405E-2]
[null,569,1.0343246417803031,0.97110216647208303,0.98532259796697874,1.0100040529984953,0.97009392422822338,1.024974947573039,1.0069481299451788,null,4.2351854655189953,0,9.1087724343164433E-3,0.74756468162279643,1.8240509190220584,1.0295470067674532E-2,5.8984432342486577E-2,8.8459072975230844E-3,0.74431940975758815,1.2771143712262959E-2,0,5.623884191777893E-3,0.47858397861354518,0.32872133048568608,2.4533080839915632E-2]
[null,570,1.0172327818651876,1.008191928272222,1.0247003321901877,1.0346149853009756,0.96439590873096581,1.0217646741792064,0.99951332228502898,null,4.2335432898950245,0,8.4398049180260653E-3,0.77789847394351652,1.7802579515715369,1.0550068963994493E-2,6.4073583286808358E-2,8.1864345355826141E-3,0.74037432989884044,1.3077429962129466E-2,0,5.623884191777893E-3,0.48600014683044329,0.33323668073316604,2.2704110895256792E-2]
[null,571,1.0248975077830056,0.9826795985054998,0.98950975049222722,1.019373097727116,1.0153077901030705,0.98983773240776518,0.99014077599576156,null,4.1748253568787277,0,8.7801053927707776E-3,0.72861354146464774,1.819139821763613,1.0000183355910698E-2,6.0318189123035715E-2,8.5146961724818782E-3,0.71999205536342969,1.2889093156747357E-2,0,5.6238841917779052E-3,0.46522720649945509,0.32967228534159598,2.3614505838797255E-2]
[null,572,0.9839684735573152,0.99377104080976841,1.021424162614966,1.0215972906808031,1.0041896647762119,1.0394612894747675,0.98271847630562703,null,4.428773204487559,0,8.9621227569944076E-3,0.8188084862880608,1.8666920896994059,1.085558112724443E-2,6.5301021153528219E-2,8.7013209463774974E-3,0.76439002627007158,1.2913287460303262E-2,0,5.6238841917778956E-3,0.51258465860746116,0.34773288385666029,2.4132087643661322E-2]
[null,573,1.0088396036554605,0.97729679309475614,1.0084910216608032,0.98261045038302508,0.98829140285821671,0.99603372300770199,0.96717801795721381,null,4.2631931793430562,0,8.6343076929376698E-3,0.75846826720904836,1.8531198876985071,1.011863127923621E-2,6.2113975269105642E-2,8.3763078266438865E-3,0.71870319235339442,1.2422006720292516E-2,0,5.6238841917779052E-3,0.47860255232216076,0.34104808008638587,2.3230702079436547E-2]
[null,574,0.99059631993304564,0.99428100434120081,0.98761849519694023,1.0012515214592108,1.0076738352965791,0.98683154627893577,0.98473036608808262,null,4.277409851906202,0,9.0722462370463088E-3,0.74828482115928174,1.861659293681313,1.0205376231485968E-2,6.2868278880976541E-2,8.7940213957045533E-3,0.73644796181696481,1.2660191506866507E-2,0,5.6238841917778974E-3,0.47835460554820708,0.33719448232141336,2.4389181409257752E-2]
[null,575,1.0178219609285313,0.98591413782017201,1.0217487382624704,0.97620367202388314,0.9688333185808351,0.99307819560069965,1.0072337752213394,null,4.2390372814672972,0,8.284249130922277E-3,0.75672840016836063,1.8182248189262493,1.0488758623998879E-2,6.2758298836010723E-2,8.0338491042859506E-3,0.73832839954538254,1.2339461010570235E-2,0,5.6238841917778965E-3,0.47362763725904206,0.33888708973913673,2.2280933193401093E-2]
[null,576,1.0236721701953408,1.0321765977637882,1.0272127362322747,0.96266164058763415,1.0024568929137996,0.96203974440439954,1.0055262303067261,null,4.0519365024751952,0,7.8199847891870164E-3,0.72422808190596188,1.7293291847127736,1.0098058085738477E-2,6.4999765863970396E-2,7.5649019722116287E-3,0.70743412770931002,1.2167658341173069E-2,0,5.6238841917779052E-3,0.4517761019177276,0.32555435894605428,2.0980363617677932E-2]
[null,577,1.0002795075685984,0.97804274303255012,1.0325988202770808,1.0086699660472422,1.0036103527463363,1.0132134432467523,1.0326244109720362,null,4.3987198449299338,0,8.4188878379828011E-3,0.79491595170595308,1.8615690141734749,1.1188345542783912E-2,6.4100326051434897E-2,8.1714071707104669E-3,0.78202172808377812,1.274853831294423E-2,0,5.6238841917778974E-3,0.49424966597483222,0.34988743728951371,2.2662434270709467E-2]
[null,578,0.98430411839219145,0.97991028119360568,1.0168073682424386,1.0001325550463813,0.96438477551364377,1.0426173821647762,1.0305355239327652,null,4.5033274241305934,0,9.0982436513886364E-3,0.82031360729099745,1.8923736658892594,1.1399584550955412E-2,6.4291336726741047E-2,8.8378539036636193E-3,0.8066804127841356,1.2642519655251018E-2,0,5.6238841917779E-3,0.51498251631873126,0.35076954076881983,2.451074570164832E-2]
[null,579,1.0056042927269901,0.97613369483548684,1.0410037633866136,0.9895016537286131,0.99395315422606334,1.0256261228014771,1.0112388060364466,null,4.3932349338332806,0,8.3309935292337194E-3,0.80684582771745894,1.8530456748647317,1.1057121650673546E-2,6.4157379468868236E-2,8.0895186599606751E-3,0.76809713514817135,1.2505283914962048E-2,0,5.6238841917779078E-3,0.49912218127222147,0.35058659433179623,2.2435326141886154E-2]
[null,580,0.99503246420755231,0.9857416536829009,0.99249342386045591,1.019838249150286,1.0193896169429142,1.0031867201180842,0.98946864480200014,null,4.3170270758483005,0,9.1030897184504155E-3,0.76240972797293283,1.8674550013116318,1.0381433150092051E-2,6.2455155522292194E-2,8.8307581359021812E-3,0.74642518830314142,1.2894605367958943E-2,0,5.6238841917778956E-3,0.48589793209593179,0.3392654130886415,2.4491066426447085E-2]
[null,581,1.0167650323689441,0.97393337875183794,0.96868763579010408,0.9681248459768067,0.97990405234505085,0.98812531212099297,0.990097693837235,null,4.2104886558765324,0,9.243961953618594E-3,0.72106004353964015,1.8544442167025865,9.9294680283603942E-3,5.9195047709666652E-2,8.966464252109221E-3,0.72710076763983544,1.2243563214476469E-2,0,5.6238841917778956E-3,0.46649968727802366,0.32980204393547907,2.4867431338196782E-2]
[null,582,1.0231964579681012,0.98776439305003216,1.0041475881416577,1.0371906831151092,1.0010309019969812,0.9882181111041114,0.97660128884971642,null,4.1678763559881409,0,8.506516542026556E-3,0.73722406595217993,1.8097065574400235,9.9684573781472687E-3,6.1503111687564976E-2,8.2476634146013104E-3,0.70941781689227523,1.3112544056565124E-2,0,5.6238841917779043E-3,0.46644952529643491,0.33225532424907628,2.2873921971518434E-2]
[null,583,1.0180642920677907,1.015588527976907,1.0139494746855058,0.99593067276611402,0.95942920750976746,1.014259594193615,1.0239919326207563,null,4.2080362114763474,0,8.550685132491697E-3,0.76297046866811991,1.7690198272026099,1.0627384474489372E-2,6.3747968827553958E-2,8.2902479674950187E-3,0.75246895884480525,1.2589745640324387E-2,0,5.623884191777893E-3,0.47982555430125357,0.32843083128272538,2.2992025207685687E-2]
[null,584,1.0038612408229761,0.99536017520359255,0.99325213917205968,1.0203342732032397,1.0050818252593428,1.0271010397372964,0.99479530717108833,null,4.3010790494179005,0,9.2064574140915817E-3,0.77314721306855072,1.8337974749554444,1.0466400516033012E-2,6.2421164360207809E-2,8.9349008338260143E-3,0.75224107841221666,1.2900783132650659E-2,0,5.6238841917778922E-3,0.49250746078547508,0.33346525265647725,2.4779893919333842E-2]
[null,585,1.0308198307300971,0.99833908832933771,1.0021184052926342,1.02667573059279,0.98635631716369487,0.98952095816388908,0.98550755826557424,null,4.1180894639422156,0,8.4736899898519118E-3,0.72974735547447633,1.7786695405244106,9.9394511582985099E-3,6.1440512651877999E-2,8.2135021681048279E-3,0.70852713737485629,1.2979861501430209E-2,0,5.6238841917778956E-3,0.46230058132152596,0.32634214778288728,2.2779179782424368E-2]
[null,586,0.99596072268213842,1.0199140997511535,1.0194802975734805,1.0344959360864121,0.95703683915719451,1.0059115142655013,0.9847709667693183,null,4.2507588076994631,0,8.5613585400691923E-3,0.77629276101963041,1.7996449071627276,1.0433873695256841E-2,6.5716147784245602E-2,8.2973471004083154E-3,0.73488339063521957,1.3076570648942132E-2,0,5.6238841917779078E-3,0.48654821041210117,0.33579135977347885,2.3011713815738816E-2]
[null,587,0.97959175492251982,1.0031122120100322,1.0406712809351861,1.0130958837578441,1.0179770664281267,1.0173957994229261,0.98960929901080841,null,4.4061799746978227,0,8.4457133949681351E-3,0.81629286335771378,1.8535655527975345,1.0953190426692457E-2,6.7256089855133191E-2,8.1923206659677578E-3,0.76059496402415161,1.2803506778410611E-2,0,5.6238841917778983E-3,0.50506750802291978,0.35155537258866032,2.2720435383827169E-2]
[null,588,0.99042684607182263,1.0311381413197838,0.95638870053056224,0.99474337600704532,1.0079515473116505,0.98576301618388851,0.9993668200758753,null,4.1705224185013527,0,9.608607788675002E-3,0.72114037495482253,1.8058735603394866,9.9773617593067673E-3,6.279018282068205E-2,9.3030222405573113E-3,0.73748700257364241,1.258170387339806E-2,0,5.623884191777893E-3,0.47023588244590725,0.31931721585593709,2.5800835234508063E-2]
[null,589,1.0027675922969712,0.98379822064276601,0.96327837034620722,0.9945595091055579,0.9748514482309647,0.99755595825050158,0.99569117722625367,null,4.2597384228281125,0,9.5515527028358013E-3,0.73310853619186223,1.8636570262578924,1.0105013341423974E-2,6.0182413953293872E-2,9.2647413800636107E-3,0.74309423421562515,1.2578534480394921E-2,0,5.6238841917778965E-3,0.47593401131882784,0.3300469124180358,2.5694667781749829E-2]
[null,590,1.0215701117144727,0.99834783559214824,1.002236819226862,1.0090352653411556,0.99156947256278227,1.0028315776544721,1.0344308378223446,null,4.2143764304951086,0,8.6632629746099185E-3,0.74664999736860693,1.7947311127086631,1.0594798934082619E-2,6.2004127696770182E-2,8.4007827569534555E-3,0.75662442336979063,1.2756825547339605E-2,0,5.6238841917778983E-3,0.47297376142422981,0.32938139905877217,2.3298580412731328E-2]
[null,591,0.96605428492276879,1.0228154095122006,0.96230477064817566,1.0357651560040939,0.99323509651626984,0.99901614620818457,1.0028272500856683,null,4.3276020346501065,0,9.8761913950625047E-3,0.75496070095379553,1.8643479309302828,1.0423564716767916E-2,6.433359050250495E-2,9.5686863993947689E-3,0.76716164528819775,1.30998004084413E-2,0,5.6238841917779009E-3,0.49042564848674108,0.33099515071354779,2.6537623453716776E-2]
[null,592,1.0080668741792522,0.98263195899856148,1.0188578322767043,0.98678100578946959,0.98372516311221403,1.0301211934005809,0.99923917446346344,null,4.3456239001607573,0,8.7349064197739957E-3,0.79202615789394848,1.8423795641655356,1.0731286145008243E-2,6.3031739982433582E-2,8.4812009727249053E-3,0.75732032593593457,1.2473502452993748E-2,0,5.6238841917779E-3,0.49659872892794732,0.34217080506042552,2.3521610851799477E-2]
[null,593,0.99783197293565351,0.9967450952276532,0.96414665064648897,0.98236007024438721,1.0108341858161163,1.0020817145640708,1.0064467407123756,null,4.2639822609783344,0,9.6010345758165954E-3,0.73863265792218702,1.8494724242912481,1.0248205003548817E-2,6.1150923485722847E-2,9.3103771733998326E-3,0.75352036326302552,1.2424139154641261E-2,0,5.6238841917778922E-3,0.47925430160426885,0.32812478619082963,2.5821233273502685E-2]
[null,594,1.0289613074590416,1.0265911226560085,0.98449548322208036,1.000918473851774,0.97895484247063269,1.0330135221283407,1.0110848996104305,null,4.1361143592080412,0,9.1471671247054451E-3,0.74781731017114683,1.7392024903339165,1.0238096198175544E-2,6.1869759021173705E-2,8.870749220508756E-3,0.74065775091868835,1.2656360529078339E-2,0,5.6238841917779E-3,0.47899480987891668,0.31472833888523927,2.4601976984124266E-2]
[null,595,1.0029362198986405,0.96799436668943728,1.0054423129910086,0.99184385378078987,0.98013710021152689,0.99440781237195153,0.98972638548704372,null,4.324731373276073,0,8.7425620205016409E-3,0.76121722721931873,1.8818698718159068,1.0409814606018367E-2,6.1838702759125772E-2,8.4833174896936508E-3,0.74150038120416362,1.2539098059382315E-2,0,5.6238841917778974E-3,0.481244003086714,0.34522015410242657,2.352748076204688E-2]
[null,596,1.0072373254058804,1.0101738191572196,0.98921569044668067,0.96918884939313676,0.99531079463429273,0.98643029876426069,0.97293387236211848,null,4.1589421114455103,0,8.8622741410053513E-3,0.73408548744498392,1.8030729280594713,9.8744936547329517E-3,6.2693704356551541E-2,8.5861656230534142E-3,0.71150574594592253,1.2254591252439053E-2,0,5.6238841917778956E-3,0.46880750478507788,0.32748716233974323,2.3812717932761525E-2]
[null,597,1.0051676730123875,1.0354759049968394,1.0025171190685505,0.9982136638289657,0.99665370964590128,0.9811764977241757,1.0278831091006397,null,4.1494317609961193,0,8.5502035105536906E-3,0.73616438546594731,1.7616361377814618,1.0428659187504293E-2,6.4853544880362879E-2,8.2758945127489429E-3,0.74444926724667182,1.2619978641687905E-2,0,5.6238841917778956E-3,0.46625039764374737,0.32472759736135332,2.2952217593410082E-2]
[null,598,0.95937165857601292,0.98642959123307028,1.0216147200323236,0.96514425295878203,1.0117249489732931,1.0224225954806037,1.0226360183829026,null,4.5616509091092228,0,9.050331396379117E-3,0.82710364394449154,1.9280755195233577,1.1473432953321134E-2,6.6600762500604566E-2,8.7844922757649834E-3,0.80954895515436542,1.2199682623415253E-2,0,5.6238841917778965E-3,0.51771715280065111,0.3592109610191363,2.4362753518714954E-2]
[null,599,1.0094555492350128,1.0022203183748322,0.98312598156653519,1.0189070318772471,1.0237540718289817,0.99624381099716763,1.0176942761574883,null,4.215557908550875,0,9.0589212622471608E-3,0.7372844553358312,1.8141598464215669,1.0345002930706788E-2,6.1814139346991676E-2,8.7815994239331674E-3,0.74914941401846791,1.288399119072715E-2,0,5.6238841917778922E-3,0.47265552188725646,0.32756424453059918,2.4354730535264994E-2]
[null,600,0.98185637001230652,1.0168950627743063,0.96324331479987191,0.97294649099824182,1.0020897801951976,0.95348045111455015,0.9865165144175192,null,4.180773140760726,0,9.266347715246058E-3,0.70937522165768419,1.8442859103156122,9.8356137067616596E-3,6.3069009339440624E-2,8.9657476561948116E-3,0.72309143627492922,1.2305191437140636E-2,0,5.6238841917778965E-3,0.46053666440408991,0.32808536554841666,2.4865443943924329E-2]
[null,601,1.0330429204712968,0.97696983031306617,1.042551824997892,1.043339169900426,1.0309638104314665,1.0060096358752755,1.0099025971533657,null,4.2414489860919176,0,7.9273547468179852E-3,0.77082303013084308,1.8019753154099241,1.0650277951258081E-2,6.2583720908021195E-2,7.6929042494910411E-3,0.73764673022373883,1.318548919154389E-2,0,5.6238841917778965E-3,0.4763933050806986,0.34146632066089044,2.1335362840546622E-2]
[null,602,0.97117627324613942,0.966689569044343,0.99247583065352851,0.96597092159146336,1.0293756406118946,0.98296358910912096,1.0044585268827118,null,4.4487477402403188,0,9.1730218488647267E-3,0.76819260108107079,1.9492697900876965,1.0718674926747497E-2,6.3021529192651873E-2,8.8982059397814447E-3,0.77196580919596824,1.2213521058646086E-2,0,5.6238841917778983E-3,0.48958885146446923,0.35374976999285512,2.4678124957515798E-2]
[null,603,0.97315348438899318,1.0091036907216713,1.0370817606655875,0.98173889134780046,1.007286243270354,1.0036962267446228,0.99680942235939007,null,4.3968106523059074,0,8.441368605981556E-3,0.80673333962175842,1.8561843341240838,1.0955382332281324E-2,6.7792558351235793E-2,8.1831631428694422E-3,0.76316274557139063,1.2407634812385663E-2,0,5.6238841917779043E-3,0.50023644918374643,0.35127749150704835,2.2695038073307385E-2]
[null,604,0.95582703492453391,1.0070095458075903,0.9994410356042488,0.99085733373961726,1.0303954990012012,0.99238566119583393,1.0074961521130041,null,4.4368664026718028,0,9.2015282126782279E-3,0.78599682650849478,1.9031634963290662,1.0891192036682807E-2,6.6542099900967988E-2,8.9174356929804192E-3,0.78019488006568571,1.2527343853606661E-2,0,5.6238841917778956E-3,0.49876431978667518,0.34871499610797435,2.4731456410570271E-2]
[null,605,1.0107220481527963,0.98957336312098831,0.98319825710651221,1.0005715081953588,0.97286374167364154,0.9928242242212072,1.0208811035673384,null,4.2384165006497341,0,9.0368933891014636E-3,0.73585550533012312,1.833926695646023,1.0384607096168445E-2,6.1132363378296466E-2,8.7626905284515829E-3,0.75227795632416994,1.2652131273459752E-2,0,5.6238841917779009E-3,0.4717179855396631,0.33081728578744174,2.4302288943256332E-2]
[null,606,1.0127903322612328,1.0074252574214666,1.0103569090723201,0.99851606782936686,1.0141726976129479,1.0216867327518699,1.0273860899602263,null,4.2625128637435434,0,8.7371204121277999E-3,0.77167864389716723,1.7928090118451965,1.0764348476647522E-2,6.3464931055631932E-2,8.4749977084336483E-3,0.76443793551120942,1.2622858959834816E-2,0,5.6238841917779E-3,0.48637771076531372,0.33149125491472109,2.350440682973479E-2]
[null,607,0.99591545726384689,0.99492769438271167,1.0248210271166094,1.0147220739705438,0.99011254091713774,1.0147586074854413,1.0106034355987057,null,4.3531756079766364,0,8.5806821510359885E-3,0.79131252177463007,1.8414139824151408,1.0887505884829849E-2,6.4779719829818186E-2,8.3246131551019953E-3,0.76483532015700029,1.2825970932540332E-2,0,5.6238841917778922E-3,0.49434428318536988,0.34432115559806398,2.3087333003402339E-2]
[null,608,0.998649665864344,1.0226187830075562,0.99649421906719104,0.96534435771518146,0.99528233344107131,0.99493622933935177,1.009037774399254,null,4.2119953447078808,0,8.8585353259828283E-3,0.74978757866083079,1.7957742785784983,1.0384852833403345E-2,6.4279179027325037E-2,8.5816365976589658E-3,0.74507770854401201,1.2205129009517049E-2,0,5.6238841917779017E-3,0.47666130625866032,0.3286781691173149,2.3800157214862165E-2]
[null,609,0.97952695619081298,1.0025377551372878,1.0250977849661855,1.0408360975533464,0.99847294352717464,0.98873007914189703,0.97393093814296638,null,4.33086286486113,0,8.4832505930642343E-3,0.78215404434282199,1.8586149368802192,1.0487376573576911E-2,6.6273138544709467E-2,8.2214979291606455E-3,0.73556653061475463,1.3156014820862087E-2,0,5.6238841917778939E-3,0.48854030627441064,0.34790703019899605,2.280135508290642E-2]
[null,610,0.99238694255830218,1.0291321111045746,0.97155171134190632,1.036304192284091,1.006010916423471,0.96900099487013436,0.9804171758355722,null,4.1367062899709035,0,9.1363894349060018E-3,0.71710407183792146,1.8021092602355087,9.80221415443021E-3,6.348746724729816E-2,8.8413527550878102E-3,0.71508099385039214,1.3105441714704917E-2,0,5.6238841917779043E-3,0.46309610967337089,0.32307143439180158,2.4520449353512337E-2]
[null,611,1.0385560488078613,0.98321652530802295,0.95207912560018415,0.99578939912240361,1.0249049020840004,1.022487156158018,1.0127807578057129,null,4.1603642684622928,0,9.6772153104337458E-3,0.71886407156997945,1.8030576751723284,9.9915665229252815E-3,5.745903942296425E-2,9.3938785303969777E-3,0.7410869177880367,1.2595464019907857E-2,0,5.6238841917778983E-3,0.47005340564713782,0.31586276646605466,2.6052814441217081E-2]
[null,612,1.0022522740596289,1.0351882660114358,1.0231149925421053,1.0121772561955269,1.030619459097956,1.006341593188419,0.96931006250353113,null,4.1795874602859557,0,8.4227128236844841E-3,0.77167594084769198,1.7623712766922286,1.0186608313600872E-2,6.6288211048944626E-2,8.15932211569779E-3,0.71535485448413449,1.2794010936824349E-2,0,5.6238841917779009E-3,0.48257972104103747,0.33034742564207875,2.2628917795620044E-2]
[null,613,0.97595449792756528,1.0022239000676851,0.98369857513391834,1.0066359958731432,1.0267017247919541,1.0044074052721985,0.9855902982495226,null,4.3495805684276068,0,9.4353423580835101E-3,0.76943033131908134,1.8762859994470045,1.0415587525682645E-2,6.3970891343747338E-2,9.1488437715713643E-3,0.75420775500031323,1.2728754808301875E-2,0,5.6238841917779104E-3,0.49308568113178686,0.33874494281595424,2.5373239430461391E-2]
[null,614,1.0295755682392136,0.98928738840636488,0.99150361939016629,1.0102370553425741,1.0040704173639563,1.0184732980171771,1.01045132355178,null,4.2047261688383673,0,8.9441770155753719E-3,0.74716024987256502,1.7988701196715668,1.032102999675496E-2,6.0472534679904759E-2,8.679696195413868E-3,0.74266082795135169,1.2773331310022057E-2,0,5.6238841917779061E-3,0.47647410456388345,0.32656245347398821,2.4072113946708575E-2]
[null,615,0.97630163429985384,0.99073167975703891,1.0063448615353909,0.98895291358592297,1.0258265915491971,0.97355353925352428,0.99850672743867652,null,4.3509653227121499,0,8.7374060794637807E-3,0.76177367040468846,1.8906652053813315,1.0566960183522002E-2,6.4741281104710807E-2,8.4667357771702288E-3,0.75248915391124593,1.2502442654250224E-2,0,5.6238841917778939E-3,0.48132674033000633,0.34806516151534372,2.3481493337566942E-2]
[null,616,1.0038298462918664,0.96738022716833783,0.98568894030999743,0.96663226367498778,1.0298441611459181,1.0023252059870407,0.99281824343640823,null,4.3224088807768437,0,9.1777580335393513E-3,0.7536285491204141,1.886267781539344,1.0324748051163601E-2,6.0615541434642005E-2,8.9079245366078825E-3,0.74682529047995327,1.2222679707268643E-2,0,5.6238841917778939E-3,0.48235491352100679,0.34011024788834454,2.4705078339862498E-2]
[null,617,0.99166664629624868,0.99147847280559898,1.0273585954212254,0.98508109026752444,1.0091482289802394,0.99342370136093261,0.96026427066341447,null,4.3053241476152344,0,8.3968228244307285E-3,0.77978793734023277,1.8547966192976686,1.0295280919735443E-2,6.5033682923548483E-2,8.141719707036468E-3,0.72123656208338294,1.2451014093411096E-2,0,5.6238841917778939E-3,0.48639130533078595,0.34738286496133386,2.2580099590755253E-2]
[null,618,0.9657573848218618,0.98993327318407687,0.96955293919424113,1.0042818519787955,1.0098089001766264,1.0249465563088562,0.99902625986178939,null,4.4631243870345525,0,1.0045462921973364E-2,0.78610669148448742,1.9220753557002113,1.0721816075379682E-2,6.3170890345481193E-2,9.7501060439201259E-3,0.78555704673133386,1.2700722678977134E-2,0,5.6238841917779017E-3,0.50830252433517753,0.34212004292374892,2.7040769446026198E-2]
[null,619,0.99916314363256054,0.98573592256377029,0.98025137317985256,0.99861090091957394,0.95980159742254145,1.008085017480941,0.99683361240450097,null,4.3031427529560462,0,9.3462516388531595E-3,0.75483061764902259,1.8627461451357381,1.0344661128256783E-2,6.1480290450767562E-2,9.0680057081242056E-3,0.75105364676710229,1.2627698250209752E-2,0,5.6238841917778974E-3,0.48478169406210969,0.33478331665841776,2.5149044593370262E-2]
[null,620,0.99819346433862854,1.0163791440200227,0.9789720515446988,0.95808633486008599,0.98916540364385663,1.0068289670580508,1.0201586194434202,null,4.2439125010275207,0,9.3145057519028098E-3,0.74867891015361865,1.8112653887726406,1.045718682164316E-2,6.2950610818329811E-2,9.0284947122891979E-3,0.76068951012878594,1.2115403962104535E-2,0,5.6238841917779E-3,0.48121938800485936,0.32615876370808078,2.5039465505292194E-2]
[null,621,0.97887356274512172,0.99696695316693218,0.99971723778406596,0.97963950292666568,0.97487821423016874,1.0008891430153584,1.0036575869925957,null,4.3710422678150911,0,9.0738457816030415E-3,0.77617504128437653,1.8761131258196493,1.0691987992178012E-2,6.4486179350044845E-2,8.7987615919733319E-3,0.76557336896585426,1.2385484861804049E-2,0,5.6238841917779078E-3,0.49244716257061549,0.34341878918373625,2.440232778467721E-2]
[null,622,1.0318478003036344,1.0054590667745189,1.0116030111520427,0.99590583612522976,0.98179407457199819,0.99352738512181304,1.0344708294821869,null,4.1464421083548322,0,8.3206555881902271E-3,0.73702409711624939,1.7626803613693693,1.0479441700715159E-2,6.2270266423190626E-2,8.0644377771605744E-3,0.74305510581205081,1.2589712267119258E-2,0,5.6238841917779017E-3,0.46417854698176986,0.32643114303280779,2.2365767270808721E-2]
[null,623,1.009088168079493,0.98936273522198304,0.99067928384628301,0.99645856152570178,1.0376841948004862,1.0075927381370322,1.0146857515909851,null,4.2728898513142468,0,9.0437540680194037E-3,0.75337483489771906,1.8354590131981428,1.0491105445959457E-2,6.1655984649489529E-2,8.7734209590172568E-3,0.7558551180257489,1.2599217148137059E-2,0,5.6238841917778983E-3,0.48068522177326251,0.33308375656583877,2.4332048527170174E-2]
[null,624,0.9774690582007487,1.0197626855909063,0.99070310529431571,1.0150805570443111,1.0236778290780264,0.98232934070520139,0.98109390961903042,null,4.2618799601837098,0,9.049725308771836E-3,0.75261890286994759,1.8409853364487525,1.021228798374569E-2,6.517230503889998E-2,8.7639954402231306E-3,0.73503392439914761,1.2834670633262553E-2,0,5.6238841917779009E-3,0.48019574176845053,0.33518272875608124,2.4305907962188317E-2]
[null,625,0.98174520085553163,0.99893045447842554,1.0192439152286337,1.0035423840295232,0.99835627808850613,1.0275268125252914,1.0104455299860118,null,4.4235356618727542,0,8.9113708616767595E-3,0.80850406510759798,1.8622592764253436,1.1060682614084081E-2,6.5581013729612489E-2,8.6477133751270557E-3,0.78068388829064661,1.26853299250795E-2,0,5.6238841917779052E-3,0.50681035573842226,0.34660740997089079,2.3983413365841689E-2]
[null,626,1.009795280958506,1.0303956003639527,1.0004385243511913,1.0281768693327114,1.0130291035483878,0.98724147032853005,0.99556759097140346,null,4.1279010704632775,0,8.6090514090774086E-3,0.73692178288716659,1.7622739506048015,1.0106857162042716E-2,6.4183898257428706E-2,8.3358557933765481E-3,0.72167962833525579,1.2999048364177411E-2,0,5.6238841917779017E-3,0.46733312875224131,0.32393357438908332,2.3118513135000688E-2]
[null,627,0.96716899573515958,1.0111845297611339,1.0297234516659723,1.0141549214308911,1.0112929988359425,0.99879705750866854,1.0179188269814006,null,4.4201758708357621,0,8.5809778321906255E-3,0.80216476486511157,1.8658687661102116,1.1154303290114943E-2,6.786044163107631E-2,8.3166873593326432E-3,0.78118140886596177,1.2818209435174362E-2,0,5.6238841917778904E-3,0.49962892169386575,0.35107410948193574,2.306535174339247E-2]
[null,628,0.98146715928274597,0.96097673025110841,0.96587049076373954,0.97597396902998368,1.0030266462823869,0.97077483827440103,1.0182788102344411,null,4.3853894036207395,0,9.4879310308274897E-3,0.73378370567467444,1.946553152933107,1.0479702531928507E-2,6.052329167958273E-2,9.2017628724738263E-3,0.76998488327963033,1.2343165948601171E-2,0,5.6238841917779052E-3,0.47558447623203748,0.34527930499079745,2.552000431695068E-2]
[null,629,1.0048782692630249,1.0400864103855025,0.99400334176858607,0.99895605781947427,1.0021477513046126,1.0096813526538173,0.98583894684084505,null,4.1513029130531365,0,8.9522310704623805E-3,0.75207372219311242,1.7566906725970157,1.0109517303008492E-2,6.4578664579604969E-2,8.671929039113414E-3,0.72581097247624471,1.2630392811004436E-2,0,5.6238841917779009E-3,0.47885848320348856,0.3211563330746674,2.4050572654559975E-2]
[null,630,1.00857737752555,0.99685066816138956,1.0291228945604545,1.0302516072581951,0.997255885043412,0.98078502181482774,0.99488692763591979,null,4.2255701751683752,0,8.1124279302275792E-3,0.75690636133799982,1.8139014724698603,1.0405374405324427E-2,6.43180546781323E-2,7.8614773986038083E-3,0.72761447512424271,1.3021733982407609E-2,0,5.6238841917778956E-3,0.47161198795764797,0.34061490096000446,2.1802880592601367E-2]
[null,631,1.0034330635684225,0.98655761387721519,1.0064147420118992,0.98184313241060872,1.0022806591230748,0.97776403672518353,0.9917633608921268,null,4.2468370016035246,0,8.54351943866242E-3,0.74522406582405476,1.8469429946609857,1.0260474047824278E-2,6.2787772576023054E-2,8.2810720421455288E-3,0.73018927025137481,1.2412551818283981E-2,0,5.6238841917778922E-3,0.47084950648953416,0.339842352279494,2.2966576860692152E-2]
[null,632,1.0094033135764355,1.0005315122641718,0.9973568393615202,1.0290644760831089,1.0227812084097965,1.0121399582870951,1.0132196352208416,null,4.256036983564587,0,8.9364375349639136E-3,0.7592472807009718,1.8137619791409274,1.052048642778998E-2,6.2571180891455483E-2,8.6676018207883579E-3,0.75373842366653931,1.301065355934513E-2,0,5.6238841917778974E-3,0.48241565717862978,0.33137770189655291,2.4038571624771861E-2]
[null,633,1.0335694692343027,1.0133639134516426,1.0176263312856959,0.98309854861451917,1.0364658959414172,1.0038118686167408,0.96895899250299578,null,4.0949263434912044,0,8.2748682158320253E-3,0.74628744979559747,1.7452631211067451,9.8925605345821944E-3,6.2899088468514733E-2,8.0207493160307924E-3,0.69740810515403617,1.2427098973006126E-2,0,5.623884191777893E-3,0.46827431512892442,0.32486023656250979,2.2244602475314137E-2]
[null,634,1.0000660445056715,0.98692052665730134,0.98250980355070494,0.99798725858293846,0.98682173502619974,0.9807238306830901,1.0094883281283447,null,4.2597742087024688,0,9.0394844303118196E-3,0.73433357475215999,1.8583840004971826,1.0306110814539351E-2,6.1614280473597689E-2,8.7625408006676338E-3,0.74688450129968076,1.2619537378821783E-2,0,5.6238841917779078E-3,0.47094653522775598,0.33503685400568994,2.4301873690902431E-2]
[null,635,0.99227770308294783,0.97221413100667564,0.99237511465022121,1.0127226970782826,0.99533641208613988,0.99311307284146511,1.0077526344807957,null,4.3607664459296744,0,9.0627250494108823E-3,0.75883889555095041,1.89750212014881,1.0580795655392146E-2,6.1950232697645796E-2,8.7924980173949233E-3,0.7612740807822399,1.280465245703215E-2,0,5.623884191777893E-3,0.48365795832644293,0.34441909665225834,2.4384956499142491E-2]
[null,636,0.99758078153332652,1.0325992067805341,1.0062157620653145,0.97885641194531958,1.0300977058830563,0.9829761424806488,1.0129378907733273,null,4.1824642953005995,0,8.5687574689871163E-3,0.74604389329377774,1.7788634730514858,1.040351978033093E-2,6.5431347558570024E-2,8.295094910674863E-3,0.74077016422716346,1.2374816881862141E-2,0,5.6238841917779017E-3,0.47142554947728438,0.32879584176357801,2.3005467633076124E-2]
[null,637,1.0263433246921312,1.0171784410215117,0.96375995982834217,0.9934063908117492,1.0282744110571256,1.0457447327216451,0.96535261457771615,null,4.1386378813454492,0,9.7115116139786344E-3,0.74679881447886076,1.7637590809800305,9.7562434094965109E-3,6.0378303801700429E-2,9.4241884271641929E-3,0.7165605519371927,1.2563891786080358E-2,0,5.6238841917779078E-3,0.48467254891008538,0.31267500967107237,2.6136875365962216E-2]
[null,638,1.0246200262028775,0.9923941650462329,0.99216340551823146,0.99538080087363978,0.9834728714723171,1.0038443004370681,0.97804766202940607,null,4.1682420168654479,0,8.8408394447284742E-3,0.73958332453945241,1.8020202425730667,9.9499420017702227E-3,6.0951724869432684E-2,8.5747968057468208E-3,0.71512204691218151,1.2585410729409569E-2,0,5.6238841917779061E-3,0.47144753961775204,0.32744275621108576,2.3781187858495988E-2]
[null,639,0.99004090131350264,1.0068871851855452,1.0024369800457229,1.0085007262394652,0.96765787082509302,1.0052537256900682,1.0108469264682949,null,4.3126689457883227,0,8.9425392026247809E-3,0.77103796564102556,1.83687555277113,1.066722913666231E-2,6.4417268620464652E-2,8.6700091992591485E-3,0.7618133136216596,1.2750043224122435E-2,0,5.6238841917779009E-3,0.48836190481096126,0.3373490655687823,2.4045248205098752E-2]
[null,640,1.0147695790992775,1.014813894004216,1.015960412464961,0.99768218994622027,1.0341103549779531,0.98240617424527765,0.98111340241302547,null,4.1377062189638405,0,8.2751640770372028E-3,0.74207844046485771,1.7755748492274148,1.004857082481E-2,6.4036615754562445E-2,8.015138809980827E-3,0.70939587203654442,1.2611646253875345E-2,0,5.623884191777893E-3,0.46610993234971232,0.33025739072900806,2.2229042398337621E-2]
[null,641,1.0394936280380036,0.99039184673408232,1.0374387719136184,1.0359423180244269,1.0455983215751039,0.99383003911369183,0.99276168177459789,null,4.1437723842983498,0,7.8468626465916461E-3,0.75090777714624524,1.7688902314683386,1.0247915972515823E-2,6.2566742590583521E-2,7.6088185817541594E-3,0.71184265816585457,1.3092636959324885E-2,0,5.6238841917779E-3,0.46551977871252181,0.33421664200012974,2.1102161155893553E-2]
[null,642,1.0210502308831941,0.99788724864170331,0.99249323025343239,0.96096367712214759,0.99219014211984824,1.0009861549284766,1.0167772525897347,null,4.1928509991019904,0,8.8311235902918152E-3,0.73930811233181082,1.7987563651098284,1.0329045512847461E-2,6.144784855251656E-2,8.5631841456520544E-3,0.74330948726855428,1.215020854803596E-2,0,5.6238841917779052E-3,0.47117489884653208,0.32727010666971257,2.3748981515009759E-2]
[null,643,0.96018700288528336,1.0227107892612575,1.00318017642379,1.0045761954005503,1.0296438539011115,1.0314181297013325,0.99671679097631505,null,4.4429601722003857,0,9.4180044665794545E-3,0.8141018027520146,1.8658934538634173,1.0959480547225949E-2,6.7279740354119003E-2,9.1340058179746244E-3,0.78279523566790332,1.2700336979473698E-2,0,5.6238841917779009E-3,0.51540002067627455,0.34315812770102944,2.5332088115752306E-2]
[null,644,1.0282630581310641,1.009120608708207,1.0135936890013966,1.0106716332982451,0.98851072348123836,1.0011839726582101,1.0008915364166688,null,4.1422813239555056,0,8.3731049284365491E-3,0.7461749841789469,1.7622440063504288,1.0234181661782412E-2,6.2781134081600937E-2,8.1163406782003168E-3,0.72396252223909296,1.2776132030428825E-2,0,5.6238841917779052E-3,0.46936579856846417,0.3268657310564122,2.2509713846802198E-2]
[null,645,0.99305983235095019,1.0200417582505814,0.98106352690855969,1.0219707072557329,0.98058510795025156,0.98754188121972641,0.99582389407137384,null,4.2070552728091029,0,9.1370022877170862E-3,0.73846740719678994,1.8139073293819352,1.016085203119127E-2,6.3580003953307554E-2,8.8499634125346564E-3,0.73662386996704554,1.2922987951228248E-2,0,5.6238841917779017E-3,0.47402964593494323,0.32748200107943165,2.454432999663048E-2]
[null,646,1.0167049934160552,1.0007010954862381,1.0098840551486474,1.024452840638133,0.97333511792297533,1.0071432570097361,0.96986534329524232,null,4.1941309556455124,0,8.5990202748037446E-3,0.75822847233725099,1.7974465589607871,1.0073635191165499E-2,6.2863442115909815E-2,8.3390089908850912E-3,0.7141435929687312,1.2950799980836295E-2,0,5.6238841917779043E-3,0.47803976091481609,0.33189356211166549,2.3127258156486835E-2]
[null,647,1.0065414780275399,1.0051401405842131,1.0351076953496157,0.97475141334433968,0.98667146232863034,1.0122613983273014,0.99396057846319874,null,4.2727155215268215,0,8.2715191054330683E-3,0.78618205741204239,1.8018321819703578,1.0622723538043324E-2,6.522445532334456E-2,8.0216050677476038E-3,0.74060985074637309,1.2319552499334224E-2,0,5.6238841917778922E-3,0.48807607475131232,0.34022767933013037,2.2246975801796243E-2]
[null,648,0.96676132672048964,1.0269750264363187,1.0237534734369569,1.0031545326424678,0.9895044825395295,0.9721229434173706,1.027827320374493,null,4.3354461473536956,0,8.436343847357787E-3,0.77371261161563543,1.8408103244305472,1.0975363953423226E-2,6.8336459727329588E-2,8.1653396920713418E-3,0.77191706988733888,1.2679886399274013E-2,0,5.6238841917778956E-3,0.4836646209874999,0.3453513234820173,2.2645606834140037E-2]
[null,649,0.98051434564315854,0.99061007294219383,0.98492003411392959,1.0386022712239666,1.0209156543670996,0.99067498371479257,0.99444581731334736,null,4.3433452467810767,0,9.2598588320711838E-3,0.75781710770737409,1.8881133163267365,1.0429290220900578E-2,6.3170200159766696E-2,8.9779949727272126E-3,0.75410640971286347,1.3132808934384085E-2,0,5.6238841917779052E-3,0.4852703115734201,0.34106437138098833,2.4899410432205924E-2]
[null,650,1.0338216046774766,1.0076850808806164,1.0075868767946614,0.9756675041495777,0.99389000571070751,1.0422883756583703,1.0274330681882033,null,4.2084587751286833,0,8.7825152502006825E-3,0.76978271137265608,1.7565555279097451,1.0653148523676726E-2,6.2025698767816849E-2,8.5241740632885487E-3,0.75822852426240062,1.2334341251630597E-2,0,5.6238841917779E-3,0.48601366465719992,0.32385882372730646,2.3640791651380558E-2]
[null,651,0.99845420288938735,0.98174297359948393,1.0079375033701958,0.99092920849056398,0.99475381244089278,1.0439867478038038,1.0293069676674609,null,4.4286509446396929,0,9.1468716436814371E-3,0.80320167553263322,1.8644487653130688,1.115496121095696E-2,6.2950088283652325E-2,8.8849592022991631E-3,0.79438673596425147,1.2527237157036972E-2,0,5.6238841917778965E-3,0.50700329528634946,0.34297482744827207,2.4641386693074693E-2]
[null,652,1.0123610257259725,1.0060449550207025,1.0295541114594433,0.99329941675308986,0.98696918420368096,1.0044835174406606,0.99393834317802454,null,4.2279721748907857,0,8.255497566696534E-3,0.77160882947274789,1.7912861405996929,1.0471271518643596E-2,6.45638784339988E-2,8.003916877512526E-3,0.73257252050408017,1.2554630462095489E-2,0,5.6238841917779061E-3,0.48064664665865797,0.33669803404641824,2.219791969185143E-2]
[null,653,0.99909501514349552,0.99916062446360776,0.99555728628012585,1.0362348378386144,1.0135511314436139,0.96652334165235487,0.9745890654730397,null,4.1925748984807001,0,8.6565726556938043E-3,0.7304975723452769,1.8353082044800377,9.9449887539814347E-3,6.3042381530045322E-2,8.3842276600125873E-3,0.71237959420238595,1.3101535458296508E-2,0,5.6238841917779009E-3,0.46466956552367539,0.33502685018747197,2.3252666803431275E-2]
[null,654,0.99611104766889424,0.98441015437273816,1.0197355326936337,0.98743781466087743,1.0095201763196746,0.98294376774280368,1.0132926061654501,null,4.3198580982260859,0,8.4164469030361747E-3,0.76400455737165518,1.8610632014687822,1.070064255628855E-2,6.3930362814519359E-2,8.1598084917932565E-3,0.75460103702873416,1.2481701177500727E-2,0,5.6238841917779061E-3,0.47877157315402208,0.34630751017167283,2.2630266702370623E-2]
[null,655,0.99065257296464571,1.012167719051966,0.99357010530706114,1.019561801396573,0.95640608325765741,0.99311608613486391,0.99836429161272022,null,4.2585601312208921,0,8.985960056900175E-3,0.75417135526654111,1.8287682412028987,1.0369467096639206E-2,6.4104224658846437E-2,8.7073508107443232E-3,0.74493057628200288,1.2890976952022253E-2,0,5.6238841917778939E-3,0.48032407411373396,0.3335071299411061,2.4148810761481752E-2]
[null,656,0.96317707058411417,1.0074498545398585,0.98321219661868531,0.99894464084728873,0.98075248072400456,1.0006431696434794,0.98250631455073067,null,4.383764346386382,0,9.5249925857405354E-3,0.77540061534900995,1.8919025672040706,1.0470870436532822E-2,6.5053006764088095E-2,9.2332164547080705E-3,0.75869119246496053,1.2631557995069003E-2,0,5.6238841917779061E-3,0.4970638976221961,0.34161129337122231,2.5607237118482947E-2]
[null,657,1.0286158966899157,0.97549087883617736,0.98095909197285625,1.0227186541905608,0.98665903449553904,1.022586533875661,1.0107660353793564,null,4.2426193260346228,0,9.2138965938699732E-3,0.74626583069604191,1.8273526268286568,1.0326809907331629E-2,5.9275029994023995E-2,8.9462079844006958E-3,0.74900937926079691,1.2932458885609241E-2,0,5.623884191777913E-3,0.47906708850118951,0.32822265341046714,2.4811252968189739E-2]
[null,658,1.0022058367870161,0.9664576903296147,0.98821188712032937,1.021878609588162,0.98064813063288458,1.0269144204879643,1.010114272490215,null,4.3912360505040722,0,9.3702236622931721E-3,0.77582609703355132,1.8904153599800124,1.0705093968010046E-2,6.0813569302219636E-2,9.1015769933427623E-3,0.77278969234215622,1.2920934287972531E-2,0,5.6238841917779043E-3,0.49577622478373728,0.34139169068915765,2.5242150594424254E-2]
[null,659,0.97918767923669903,0.96977316907177802,0.96797252463187955,0.98026571684976915,1.025281720210913,0.99963926850169693,1.0098891768568805,null,4.4181535431719716,0,9.7329939178393606E-3,0.75795305558983161,1.9336684775149497,1.0587193865944576E-2,6.1219941811141466E-2,9.445378373037553E-3,0.77672924899378226,1.23971908804655E-2,0,5.6238841917779061E-3,0.49059147202741576,0.34347505065919215,2.619564318226638E-2]
[null,660,0.97944827642838239,0.98156373153629284,1.0035930820494219,1.0021726979111394,0.96467552656650268,1.0175453886094139,0.99159550538390828,null,4.4331474974988998,0,9.1718202747066626E-3,0.79443682731460452,1.9020605133985633,1.075746528372536E-2,6.390220633494835E-2,8.902416704375157E-3,0.76781758113443765,1.2669900891341864E-2,0,5.6238841917779009E-3,0.50282151026957067,0.34863720923364527,2.4689803016611486E-2]
[null,661,0.99619021506900141,0.99698947003542338,0.99553438907594616,1.0003601190271689,1.045623466183796,1.0091935341938347,1.0364347247932615,null,4.3319544926582711,0,9.0692757743196552E-3,0.76637312654379741,1.844483928951097,1.0868952550449819E-2,6.3117657880126937E-2,8.7965866142189174E-3,0.78077174159656171,1.2647959676462907E-2,0,5.6238841917779017E-3,0.48749697306957029,0.33644666161819087,2.4396295740334063E-2]
[null,662,0.99741190200129981,0.98908253459482431,0.97957826569169482,0.99929019041462497,1.0322832464284315,0.99382894408913691,0.98635225483134681,null,4.2685358943057929,0,9.2373132783072406E-3,0.7441319145992803,1.8601624772401697,1.015192171455884E-2,6.1711798530151421E-2,8.9574472110051703E-3,0.73709714899255785,1.2636370096041218E-2,0,5.6238841917778983E-3,0.47811368155342687,0.33434413981720723,2.4842423637923407E-2]
[null,663,0.99888659479139175,1.0087238820536131,1.0162702838697832,1.0257135851822654,0.96620956097537958,1.0146014799497829,1.0405454118458426,null,4.3210748033392123,0,8.6864804339283862E-3,0.78062696603168569,1.8140990551592275,1.1049111164667551E-2,6.4768789287574111E-2,8.4237292178489971E-3,0.78130992774952379,1.2965951493602617E-2,0,5.6238841917779061E-3,0.4902294531903299,0.33730219657056315,2.3362219716333111E-2]
[null,664,0.97138115880314779,0.98282824005156344,1.0254554036576427,1.000580019873208,1.0065030370316281,1.0233642172531277,1.0087521113252114,null,4.5096155121067332,0,8.8807753673808918E-3,0.82104086409960841,1.9098979094289947,1.1242164412543039E-2,6.5823640096442912E-2,8.6210797257071977E-3,0.79015568885487497,1.2647141231064462E-2,0,5.6238841917779043E-3,0.51271743953404048,0.35681692781942115,2.3909548079636141E-2]
[null,665,1.0188257380458112,1.0037714470343102,1.0010022442816777,1.0283562755355782,0.98458060217546572,1.0105617404943816,1.0137382797321413,null,4.2094563039462987,0,8.7672613278605028E-3,0.75289688033714319,1.7905961590317092,1.0438078297175551E-2,6.2362183369542447E-2,8.5022737853987611E-3,0.74561765572139638,1.3001246548797467E-2,0,5.6238841917778965E-3,0.47729678203603398,0.32830836814219871,2.358005381298638E-2]
[null,666,1.0007554589404073,0.98977443681424848,0.99258043441637456,1.030971547113839,1.0118258232067932,0.98930057354791701,1.0228228669950792,null,4.2831722178874614,0,8.9172024663271947E-3,0.7466187784031395,1.8495434726310442,1.0562278155942672E-2,6.2301175953208159E-2,8.6456141190989124E-3,0.75955897636914027,1.303536140549702E-2,0,5.623884191777893E-3,0.47580817544688325,0.33641411235128083,2.3977591326777747E-2]
[null,667,1.0299880388259723,0.99944107684487027,0.98443913624597701,1.0065482912857941,1.0067617384358873,0.97578878848166284,1.0466011597702487,null,4.1257124191314922,0,8.6767421560038239E-3,0.7085428859439743,1.7823974494931616,1.0314181504262316E-2,6.0526096002068923E-2,8.4062810540326202E-3,0.7462592182802672,1.2727555047821346E-2,0,5.6238841917778974E-3,0.45385469359955105,0.32242308687922089,2.3313829291358255E-2]
[null,668,1.027848192262292,1.0058988085372071,0.97542573464228211,1.0117569874734922,1.0119953380011566,1.0286883597683421,1.0295975445836809,null,4.1893070197126825,0,9.3292250971389705E-3,0.74269879483776535,1.777281245200649,1.0405676101342866E-2,6.0437877726981747E-2,9.0516519513582066E-3,0.75826819355859332,1.2794530147387887E-2,0,5.6238841917779E-3,0.47844768429934231,0.31852301741731825,2.5103689377304533E-2]
[null,669,0.98329817038287959,1.0058684123180954,0.98443523703150415,1.0122482281602021,0.98935329103778824,0.99503187805572235,1.0018784754066381,null,4.3045932773398343,0,9.2567987982273767E-3,0.75622317890318336,1.8556656590872573,1.0441333074678809E-2,6.3717614622092106E-2,8.9720730069317908E-3,0.75561540738139654,1.2799629825107716E-2,0,5.6238841917779061E-3,0.48439732854300316,0.33551098094427922,2.4882986558350615E-2]
[null,670,1.0026385118649173,0.97782846629524767,1.0159426660904594,0.97697608444275374,0.96023786938561062,0.9871411523097926,0.98840481010986181,null,4.294458333868282,0,8.4754427675122306E-3,0.76098429323572758,1.8617555486932622,1.0396728792086364E-2,6.296043979728505E-2,8.219773627035621E-3,0.73487795090531949,1.2349903579915089E-2,0,5.6238841917778965E-3,0.47799017795438625,0.34497850292471699,2.2796572934280758E-2]
[null,671,1.0194564326757096,1.0229889615596215,0.97189565512558884,0.99795138653000304,0.98828844216285672,0.98098200105423472,1.0177571871507383,null,4.0889733653048506,0,9.0074669535788656E-3,0.70813465454023827,1.7642051196696455,9.9920190104022828E-3,6.1533952158250194E-2,8.721807752882161E-3,0.72957842739438816,1.2620377557947473E-2,0,5.6238841917778974E-3,0.45720389160390262,0.31617779299315713,2.4188905385835867E-2]
[null,672,0.98808858152592949,1.0090203775289581,0.99112574695448064,0.98191635220173445,1.0019061931782487,1.0268640628982659,0.99428606130787267,null,4.3314858005491246,0,9.3687939178223011E-3,0.78148789504421046,1.8395531279405055,1.0550617334827024E-2,6.3967016364762361E-2,9.088708287787654E-3,0.76016900756021644,1.2415292327446745E-2,0,5.6238841917779087E-3,0.49848318900723027,0.33430939565121892,2.5206460756958194E-2]
[null,673,0.99814359033889877,0.99718420105645,1.0122057771632968,0.99345751471975019,0.97473705816690948,0.97676056869280581,0.97496049221924375,null,4.2324843404837873,0,8.4589874205122095E-3,0.75040673976768246,1.8364518426438941,1.0145648561526539E-2,6.3995283269470141E-2,8.196153005931869E-3,0.71851068180048738,1.2558689956737801E-2,0,5.6238841917779078E-3,0.47243138928904271,0.33989195149091045,2.2731063926833932E-2]
[null,674,0.9819715799868336,1.0073144746222817,1.034940682742076,1.0133320807203425,1.0239951008630892,0.98624353441059542,0.9863957240162915,null,4.3208670355158239,0,8.2600903743872047E-3,0.78400876012135867,1.8431615297533424,1.0631103150368516E-2,6.6958929322541688E-2,8.0034006964620173E-3,0.7408122434527854,1.2807180568720237E-2,0,5.6238841917778939E-3,0.4867761101697779,0.34814749633850528,2.2196488124572426E-2]
[null,675,0.98696779535374779,1.0130511376654252,1.0209167070669418,1.0079351345098315,0.98977045028918886,0.98521327586598517,1.0212561772820723,null,4.2977821702503158,0,8.4468315294381306E-3,0.76883609576418566,1.8273989507905233,1.0802720194758681E-2,6.6054582261568601E-2,8.182613864721024E-3,0.76103933723314121,1.2740654988383093E-2,0,5.6238841917778974E-3,0.48145083729038074,0.34140581048518304,2.2693514715129925E-2]
[null,676,0.99502093931526492,1.0011336023837019,0.98523538780380471,0.96119565561064357,1.0270240181725383,0.97729464525426701,1.0183278138106429,null,4.2472225652872977,0,8.9776605384486695E-3,0.73485637825244565,1.8418700214558863,1.038858233993886E-2,6.2783184569460748E-2,8.6977919998463323E-3,0.75188513643875876,1.2153989004774077E-2,0,5.6238841917778956E-3,0.47047403720436198,0.33334491984192915,2.4122300526566724E-2]
[null,677,0.99659061077573208,1.0111467840260935,0.97687265335543016,0.99407196826855182,1.0020228293690121,0.9969104683210871,1.0103656141752584,null,4.2375914298903972,0,9.2872829448290926E-3,0.7417142363304452,1.823617649022599,1.0320976543176799E-2,6.2673271575682948E-2,9.0007076224895653E-3,0.75132181786993846,1.257071222384369E-2,0,5.6238841917778974E-3,0.47737596836515284,0.32769708780192092,2.4962401288199241E-2]
[null,678,0.9714801665635272,1.0023348772304279,0.96518322949654967,0.99614364187276749,0.97767694949808415,0.97198810612419051,1.0043198853044839,null,4.3103814746242604,0,9.534536326676675E-3,0.73495112791439754,1.8892906206886499,1.0299103479303883E-2,6.3146954373438313E-2,9.235337439258539E-3,0.75656007551894189,1.2598336361438282E-2,0,5.6238841917779078E-3,0.47655005666984834,0.33604739489483604,2.5613119419041458E-2]
[null,679,0.97939919476988524,1.0009578750243531,1.0130201040960649,1.0336064955474908,1.0095397264001591,1.0107602976928023,0.99868081249695873,null,4.384249873179745,0,8.8993276643861089E-3,0.79214903809037385,1.8646741800711963,1.0799581394764285E-2,6.5462160108537948E-2,8.6311321395817278E-3,0.76501608017897305,1.3066128054577868E-2,0,5.6238841917779043E-3,0.49846083557568999,0.34532875377444905,2.3937427264204243E-2]
[null,680,0.99880759902365712,1.0150806222116839,0.97282072735980574,1.0200142470940092,0.99801808637724976,0.97423953330192614,0.96249482810045772,null,4.1405554695520408,0,9.1262411553248574E-3,0.71947072392376421,1.8138132157311024,9.6494910329038702E-3,6.2482163503248839E-2,8.8369955150790665E-3,0.70315394515633567,1.2899275262194228E-2,0,5.623884191777893E-3,0.46425024790635466,0.32499340342248156,2.4508365062124459E-2]
[null,681,1.0054099560529319,1.0027154043841122,1.0172068985930116,1.0192936765026168,0.98568786037498324,0.99187750114684947,0.99144241935869271,null,4.2314374689873366,0,8.4297583078153954E-3,0.75926710001249154,1.8123840244791176,1.0358113316041287E-2,6.4105180331055472E-2,8.1704369740791313E-3,0.73085118051555231,1.288468360614806E-2,0,5.6238841917779087E-3,0.47654136319207735,0.33702151713205336,2.2659743544751518E-2]
[null,682,1.0000229818555335,1.030315554029148,1.0140737638156563,1.0116784435680883,0.99526555282592899,0.99654516193092912,0.98124156448996513,null,4.1847113076013587,0,8.52745545547378E-3,0.76041224280309383,1.7763980027708086,1.0217932872980276E-2,6.5638517283410899E-2,8.2593957066858879E-3,0.72250939464232422,1.2788801063316872E-2,0,5.6238841917779078E-3,0.47818013016539801,0.3303040014568101,2.2906460100222206E-2]
[null,683,0.98706196506872323,0.97627302067370947,1.027360915154973,0.99558400681930537,1.0412202521440752,1.0098330215245155,1.017126356846995,null,4.4392208136267124,0,8.6005214252274295E-3,0.79948332405087907,1.8910966669707054,1.1107814703349535E-2,6.4554304729126405E-2,8.3473005117968204E-3,0.77945097384488227,1.2583766302417801E-2,0,5.6238841917778974E-3,0.49867556199634788,0.35374748403859901,2.3150253712055251E-2]
[null,684,0.98608505683120895,1.0103011748511033,1.0131903161207712,0.97191297716056646,1.0032862460342973,1.0075105837563121,0.96165528185233684,null,4.2959612496918886,0,8.7919323724700987E-3,0.78268673534162403,1.8356752493571433,1.0278214401548054E-2,6.5501599957181258E-2,8.5237138186459345E-3,0.72786783203313943,1.2286222023799313E-2,0,5.6238841917779009E-3,0.49245504521778288,0.34021517050458139,2.3639515217133211E-2]
[null,685,0.97435050247935384,0.98193216789621918,0.98951478400770998,1.0159646558725881,1.0137769966907326,1.0003238147427043,1.0157197982827142,null,4.4313018955145651,0,9.3346876827352741E-3,0.77491770299644958,1.9148996721016474,1.0841356041405454E-2,6.3410011288569462E-2,9.0556782425055219E-3,0.78215184375128244,1.2845995729828124E-2,0,5.6238841917778939E-3,0.49479132678229121,0.34698425625049595,2.5114855821048502E-2]
[null,686,1.0298364178659092,0.96083840067499504,1.0171537328696205,0.99966671033902677,1.0308880239569029,0.99342563901128034,1.0167203783055092,null,4.2587674405724174,0,8.310711175745682E-3,0.74942469656183519,1.8428365817774603,1.0527345863075393E-2,6.0533429757761034E-2,8.0657989662105758E-3,0.7433720869683772,1.2636589495257127E-2,0,5.6238841917778965E-3,0.47037929669204048,0.34130889910623186,2.236954236813667E-2]
[null,687,1.0132949494165284,0.97429813775925234,0.95365332418825366,1.0031467649108545,1.0014553639674184,1.0194750513719482,0.99099694727456433,null,4.2664281866039824,0,9.8739779961928131E-3,0.73707045070942923,1.8637575384072176,1.0046301072219771E-2,5.8563310107092453E-2,9.586578094180254E-3,0.74421933246424554,1.2688330203924653E-2,0,5.6238841917779061E-3,0.4814697486388006,0.3266894467517456,2.6587243959536277E-2]
[null,688,0.99858797369679109,0.96872852219585082,0.99471583694881871,1.0371534505023563,1.0122591870865658,0.97675348190962796,1.0174190989798462,null,4.3231931686404765,0,8.8197883134230014E-3,0.7433649097864774,1.8913944035548937,1.0545339708527378E-2,6.1522094579516073E-2,8.5533306920665044E-3,0.75699082141320018,1.3113255535804559E-2,0,5.6238841917778965E-3,0.47310287674703799,0.34408038662125545,2.3721654123343084E-2]
[null,689,0.98452078508405838,0.99160462951849804,0.98345122831687382,0.98058651349093484,0.95245767575011664,0.99016767774535475,0.96073930455106915,null,4.2944070726356331,0,9.2440737582129527E-3,0.75318359294516612,1.8789952169968782,1.0016742063696567E-2,6.2874829040822547E-2,8.9622721035336958E-3,0.72509237089017686,1.2399392711170526E-2,0,5.6238841917778983E-3,0.48274920345855477,0.33889783708363386,2.4855804908432467E-2]
[null,690,1.0226195992172067,1.0207040439349211,0.99348252232075285,0.99795864219069141,0.97933164293947217,0.99329373012690203,0.97025417922996771,null,4.084965856700947,0,8.6943976632642105E-3,0.72932420649174556,1.7575127050435499,9.7462909644768867E-3,6.2503307994904569E-2,8.4226740061670944E-3,0.6993699387575163,1.261784488013561E-2,0,5.6238841917778956E-3,0.46452459977730054,0.32065550904548096,2.335929321115679E-2]
[null,691,1.0067544317165225,0.97948274475101338,0.98877103212886563,0.99104573034474908,1.0274030667301313,0.98249835613784731,0.96374006122470657,null,4.2244403170416058,0,8.8913053540130849E-3,0.73611988735522582,1.8578660126409299,9.8679724869393647E-3,6.12066005457347E-2,8.621381602509387E-3,0.71099161152666812,1.2531006955284293E-2,0,5.6238841917779078E-3,0.47023781358227457,0.33635506620891847,2.391038529935173E-2]
[null,692,1.0341160301690546,0.96351003473166164,1.0154934012491827,0.98235244580466574,1.0413074360482106,1.023046933277147,0.9727221613377468,null,4.2508893739410727,0,8.5483874173447483E-3,0.76767224999865391,1.830764645057769,1.0195071184710499E-2,6.0320419613562715E-2,8.3031047900498835E-3,0.72045119201739927,1.2417918798914856E-2,0,5.6238841917778956E-3,0.48232419458938713,0.33833739902713966,2.3027682089051742E-2]
[null,693,1.0240808287211942,0.98240009827514008,0.97745133247595661,0.96778700996304612,1.0262733596582818,1.0282495165192376,1.0192930274103245,null,4.2561097901969704,0,9.3618969972150811E-3,0.75032965685928621,1.8239739597723639,1.0429467006460798E-2,5.9666959713412265E-2,9.089548000180879E-3,0.75940090593463305,1.223825274662097E-2,0,5.6238841917779061E-3,0.48274421110633237,0.32676605226284355,2.5208789600267564E-2]
[null,694,1.0034022784410861,0.98538319796491403,1.0027261684786797,1.0117767642779179,0.97478286737832143,0.97887458935189209,0.99147752721121429,null,4.2491700453538268,0,8.6219408338647149E-3,0.74390335478531566,1.8500065910686008,1.0245822850997842E-2,6.2515120211951825E-2,8.3576903881401755E-3,0.73078983004616982,1.2791425464844821E-2,0,5.6238841917778983E-3,0.47109075354111601,0.33928844482978382,2.3179068808989369E-2]
[null,695,0.98750325975436037,1.0093655121624179,1.0069258408354615,1.0008736874889561,1.0352272130157101,0.98961254043196822,1.0235755770845349,null,4.3027930764569495,0,8.7391527420213697E-3,0.76320336003578215,1.8361922605765477,1.0749682036783975E-2,6.4979265659926594E-2,8.4679661576764157E-3,0.76532657945950466,1.265307625330018E-2,0,5.6238841917778983E-3,0.48205675129246278,0.33879449788238403,2.3484905652822678E-2]
[null,696,0.9741524796195683,1.0129586739967813,0.98810119799904339,0.96998373358129419,1.013301632042199,1.0222881858491437,0.99604346126651977,null,4.3736009450219386,0,9.5135924662306161E-3,0.78624277422436828,1.8597021470732509,1.0646973315912075E-2,6.4893913499092709E-2,9.2268242234240013E-3,0.76921503058544705,1.2264773228116616E-2,0,5.6238841917779095E-3,0.50246768782689433,0.33724102030113312,2.5589509018745401E-2]
[null,697,1.0155096574654194,0.98773379444299347,1.0002494686535137,0.99689693353264108,0.98386219774097428,1.0049742666348489,0.98748899563401982,null,4.2328726055771941,0,8.7878942919017346E-3,0.75321375972178295,1.8244046769795887,1.0216933328126981E-2,6.1741094137192455E-2,8.5249454222058527E-3,0.73024320037342938,1.2603604737479806E-2,0,5.6238841917779061E-3,0.47772114682417,0.33372432322895329,2.3642930924384256E-2]
[null,698,0.99928948537438367,1.0211668288175306,0.98480081896914529,1.0040089167998432,0.97959921890544388,1.0461102774042372,1.003085968735449,null,4.2885018973535995,0,9.5416343162198474E-3,0.7812047691331776,1.7998259232315372,1.055594509325467E-2,6.3462494213660542E-2,9.258363590320633E-3,0.76399994328125487,1.2695401085533358E-2,0,5.6238841917779052E-3,0.50028417552098514,0.32545565259438902,2.5676979733923647E-2]
[null,699,0.98309981630546861,0.99120390764335076,0.97998877653700578,0.97151411364569551,0.98713187792540336,0.98306823792199982,1.0301602463287503,null,4.3393843625462214,0,9.2585947241520111E-3,0.74645577202580471,1.8832919146140628,1.066365478375394E-2,6.2739386944732592E-2,8.9744235320102436E-3,0.77527686313643651,1.2285083345119805E-2,0,5.6238841917778974E-3,0.47948250553928068,0.33895996369489578,2.4889505462497626E-2]
[null,700,1.0092154959093276,1.011439602987978,1.0418871978034734,1.0435446893839595,0.99914208763503276,1.0257900223265346,1.0366352586066945,null,4.3089740666147085,0,8.2313544588721102E-3,0.79845762063674564,1.7847568464774199,1.1172515153402285E-2,6.5777492844575985E-2,7.9844431491571388E-3,0.77511551697625181,1.3188168581027965E-2,0,5.6238841917779017E-3,0.49367008118782535,0.33931494027292541,2.2143911602468546E-2]
[null,701,1.0090802549335602,1.0037188275948796,0.99047869456598059,1.0001732235645506,0.97538594829309233,1.0144214647618981,1.0453680958878986,null,4.2717455867797023,0,9.0840893511536756E-3,0.75611383580861491,1.8105003059443985,1.079151725944193E-2,6.2341392119748297E-2,8.810584361942677E-3,0.77809375878079678,1.26462096657197E-2,0,5.6238841917778983E-3,0.48249342823970237,0.3289796429155859,2.443511684312585E-2]
[null,702,1.0058523462466291,0.95692212444382718,1.019342424060631,0.98389338518302516,1.000681284063514,0.95758783034917994,0.98222109370801747,null,4.2821648795657277,0,8.1705974330696964E-3,0.74085220530705986,1.8935855449209626,1.0219675091825814E-2,6.1905414852123648E-2,7.9217914178712576E-3,0.72012706381231895,1.2436944128117319E-2,0,5.6238841917778974E-3,0.46437477882022477,0.35131802004329843,2.1970154413217015E-2]
[null,703,1.0361897271115788,1.0109254130202687,0.99407391974856008,1.0055299351432843,0.96149555927770691,0.98779624235673258,1.0124440053577981,null,4.076617848450951,0,8.5380007465128641E-3,0.7175556130818711,1.750329145720372,1.0034462083532975E-2,6.1257443484698616E-2,8.272171401095367E-3,0.72016474424553434,1.2713501634784416E-2,0,5.6238841917778939E-3,0.45686005824381254,0.31940293312774337,2.2941891982243123E-2]
[null,704,1.0055282609273293,0.98531839226790296,0.97742291373443368,1.0096852522884094,0.96936544648683864,0.97271835161796405,1.0028724190506262,null,4.2180974531007003,0,9.0151592100503556E-3,0.72117657190447249,1.8523889550764869,1.010454546978346E-2,6.0906958527158953E-2,8.73712622007977E-3,0.73467247950539971,1.2768084895033168E-2,0,5.6238841917779017E-3,0.46399615071386702,0.33250646645832932,2.4231389348358036E-2]
[null,705,1.0056185707555187,0.96563244145574512,0.98036901893174033,1.0325373235792112,1.0133693980193896,1.0129078920437378,1.0292261770436044,null,4.3624041372955418,0,9.3650334650233671E-3,0.75718087888497831,1.8874837997362921,1.0717730226924897E-2,6.0118417549814382E-2,9.0930484020656094E-3,0.77829769320827358,1.3056691998441802E-2,0,5.6238841917778965E-3,0.48625502078527455,0.33872350822457198,2.5218497552151074E-2]
[null,706,1.0004864160770559,1.0297334920772412,0.99811162433276257,1.0163539950326834,1.0038869842112823,0.9967536623993285,0.98367377539308476,null,4.1733667402829777,0,8.8168761446889669E-3,0.74974760810001961,1.7803078488238464,1.0120434568469248E-2,6.4607270400091371E-2,8.5399281020912769E-3,0.72411045161675758,1.2849859799136398E-2,0,5.6238841917779E-3,0.47615576226859052,0.32643608493649418,2.368448362038985E-2]
[null,707,0.98129704138414076,0.97003870001892267,1.0049040499565411,0.98385655042075015,1.0034411930213121,1.0167772560652542,0.99254422614251059,null,4.4561532442812846,0,9.143010279815976E-3,0.79529516522080468,1.9196402959621861,1.0793262214058373E-2,6.3274550302289428E-2,8.8773124667342607E-3,0.76989805181475301,1.2438184717108683E-2,0,5.6238841917778922E-3,0.50295586663995029,0.35187950165780169,2.4620179373636954E-2]
[null,708,0.98119346164915211,0.96626428192274849,0.99629620332051405,1.0065109126572251,0.99120006638962344,0.98339808889485103,0.99426837740028162,null,4.4012154503443064,0,9.0116822749631148E-3,0.76334249489786621,1.9292022632431054,1.0548246972914945E-2,6.2581507295666153E-2,8.7419344787717894E-3,0.75667543990707309,1.272563383818489E-2,0,5.6238841917778965E-3,0.48533847440101746,0.3512025289060085,2.4244724486882894E-2]
[null,709,0.98645374538461783,0.97898565611818866,1.0070551805251644,1.0355176439976597,1.007418602874993,1.0030106153674754,1.0051081615234947,null,4.3964327428320189,0,8.9160350639177349E-3,0.7800025803666788,1.8924193093312383,1.0774857678679707E-2,6.3523857712244045E-2,8.6510265908971117E-3,0.76664865290584161,1.309103010085734E-2,0,5.6238841917779E-3,0.492628104686818,0.34799287215179431,2.3992602179107869E-2]
[null,710,0.97089236132058676,1.0100055887264974,1.0224882896890115,0.99682848967076498,1.0070649616341856,0.95459530306098994,0.9844726553322789,null,4.2933013021572215,0,8.2970809728593661E-3,0.75803151376812072,1.8625946994496132,1.0414801106189298E-2,6.70884249471113E-2,8.0300036868039826E-3,0.73232950314620193,1.260007580098116E-2,0,5.6238841917778965E-3,0.47422864564106576,0.34838656301077581,2.2270268381440552E-2]
[null,711,1.0169106023270589,0.98524667676379096,0.99912356095798027,1.0170452510173409,0.99352119573929687,1.0162848802448852,1.0265599572322832,null,4.2819142456551242,0,8.8998067657317121E-3,0.76056940187009847,1.8265473929589269,1.067231744374454E-2,6.1469889298035194E-2,8.6371161920370809E-3,0.76400507149166919,1.2858474986817746E-2,0,5.6238841917778974E-3,0.48272436839705102,0.33375211226260648,2.3954023328090046E-2]
[null,712,0.96880163991618984,0.98838017338947626,1.002786273511832,0.99567278218982747,0.99426142475975487,0.98897667542081591,1.0384171148401955,null,4.4471969965224316,0,9.0156891525630337E-3,0.77819476371007279,1.9105266834810715,1.114718769862476E-2,6.4905047824915033E-2,8.7413865856729323E-3,0.79686731930370047,1.2587823050147287E-2,0,5.6238841917778939E-3,0.49278804957044159,0.35058733528859148,2.4243204969977079E-2]
[null,713,0.98583941869471359,0.96326937450625305,1.0009418376590773,1.0258940898486928,1.0140476715616038,0.97285052553505214,1.0200853673721371,null,4.3936378559904208,0,8.7921600674263287E-3,0.75494442901793679,1.9246156897178943,1.0749501330568595E-2,6.2407746380282327E-2,8.5269302696317894E-3,0.76848551046723246,1.2970125245772266E-2,0,5.6238841917779052E-3,0.47861278545485614,0.3518449783172089,2.3648435664680261E-2]
[null,714,1.006165285428235,1.0209319442429523,0.997470308695529,1.0187514881813482,0.99321435660589508,0.99718414760700991,1.0376188088694887,null,4.2115012936051306,0,8.7969529918500832E-3,0.74683645983156799,1.7849329693614215,1.06315742677069E-2,6.3775456677080192E-2,8.5230375615373451E-3,0.76195828599079829,1.288025055162177E-2,0,5.6238841917778939E-3,0.47449643815027981,0.32700225031540869,2.3637639697782219E-2]
[null,715,1.017392154949488,1.0095678797557623,1.0010128003787717,1.007326750862453,1.0150392193894242,1.0004640462219951,1.0269266629163549,null,4.1931701292455976,0,8.6822229013782531E-3,0.74525163713426124,1.783310844052834,1.0497259402186956E-2,6.2731788892831056E-2,8.4156733869532024E-3,0.75021049553044128,1.2735374338860477E-2,0,5.6238841917778974E-3,0.47244700330497241,0.32728851409262244,2.3339877819232895E-2]
[null,716,1.0082152820384183,0.99979073929380702,1.0057980615537101,1.0061156976354728,0.97682216068309058,1.0269163078569719,0.97799629834502144,null,4.2685511942615966,0,8.9194339049218866E-3,0.77745996007568752,1.8151433373077295,1.0328803662805388E-2,6.3106380670389359E-2,8.6551604882436923E-3,0.73520944511331909,1.2719482576810243E-2,0,5.6238841917779087E-3,0.49140443954992785,0.33381566747386504,2.4004067055957295E-2]
[null,717,1.0120478780281383,1.0063313843570492,0.99625720759266434,1.0280184708615763,1.0344516516806483,0.96418542053148315,0.97743167399524178,null,4.1200032731342002,0,8.5010785668667623E-3,0.71865414938570815,1.7993525455710082,9.8146233232989585E-3,6.2624870887509454E-2,8.2311118792193095E-3,0.70252221790841218,1.2997565508974702E-2,0,5.6238841917778974E-3,0.45693642465890655,0.32891894014646822,2.2828018239781943E-2]
[null,718,0.9923979030879696,1.0307053906565178,0.99520477868174473,0.99769303823936462,1.0294528810870733,0.96857597317227373,0.99822183756111349,null,4.1637028553899409,0,8.6887273729625118E-3,0.73176561330598511,1.7938974564156558,1.0142862002487475E-2,6.5003817208806922E-2,8.4076080135687646E-3,0.72761006629364744,1.2614278509521593E-2,0,5.6238841917779043E-3,0.46557856909991552,0.32842991826436657,2.3317509457165628E-2]
[null,719,0.99267883914399102,1.0079882168658076,1.0124277545159814,0.9921554805853483,1.0456102370106719,0.99084314042108712,0.99281765898755625,null,4.2671657717611327,0,8.6065665381419888E-3,0.76409775947106739,1.8276522568229752,1.0434864756214733E-2,6.4904159064711892E-2,8.3401787714643336E-3,0.73940367390494599,1.2542203977368405E-2,0,5.6238841917779E-3,0.48098500953595669,0.33865784539779908,2.3130502404990733E-2]
[null,720,1.0053943074933438,1.0293419852082191,1.0160031748647147,0.98947919213257185,0.95819978473773493,0.98646872896298832,0.98382280714623527,null,4.1503534491237364,0,8.363625340554251E-3,0.74987079855522387,1.7680410546275191,1.0142538804244844E-2,6.5356956838903774E-2,8.0982731569461449E-3,0.71628082857975806,1.2507947532429184E-2,0,5.6238841917779087E-3,0.47099204509762638,0.32934314137285137,2.2459605707004074E-2]
[null,721,1.0098566431839182,0.99707978332707237,0.98301056868091552,0.99839822718304139,0.96078485049134621,0.99162986420934418,1.0060936644611895,null,4.2096996692631636,0,9.0243554764457123E-3,0.73422642698299423,1.8223730187817322,1.0210898108786382E-2,6.1535510386881279E-2,8.7481867687316181E-3,0.7395235540664562,1.2624673166303205E-2,0,5.6238841917779052E-3,0.47072930626326731,0.32886650154681596,2.4262064475858585E-2]
[null,722,1.0109054213559636,0.95610142342240556,1.0161252771930984,1.0047502855959975,1.0174751831487487,0.99701648009812127,0.98101035982090945,null,4.329418031981545,0,8.5233825941722404E-3,0.76644915193432217,1.8864794459865533,1.0384890913554932E-2,6.1371052510788088E-2,8.2743056337086264E-3,0.73356886158909607,1.2700973808192666E-2,0,5.6238841917779052E-3,0.48136875010319202,0.34877228687978407,2.2947811024741673E-2]
[null,723,0.99309633182022139,0.97906533533025841,1.0140517226300718,0.9921147209340837,1.0018418352088394,0.98843405416642494,0.96304633231376857,null,4.3138500926860308,0,8.600159988303633E-3,0.7678518744877425,1.8778569577049316,1.0223227049210136E-2,6.3516236716665675E-2,8.3407500298906898E-3,0.72315258164557594,1.2541495307469138E-2,0,5.6238841917779009E-3,0.48286504223376803,0.34734611658442266,2.3132086722877278E-2]
[null,724,0.96421160170524078,0.9746345387794848,0.96417365014272072,0.99439672164712578,0.98012616277634645,0.97336992056729843,1.0129111676442204,null,4.4249405920949298,0,9.6917983278250429E-3,0.74550465323864701,1.9553246986450188,1.056259809772807E-2,6.2187102768759293E-2,9.396240146423547E-3,0.77702164546771824,1.2576366220043378E-2,0,5.6238841917778983E-3,0.4837047838379161,0.34667105370392015,2.6059364104800913E-2]
[null,725,1.0279170187424447,0.96890350482203702,1.0054064180112969,0.99947744234213476,0.99740630246135198,0.98792275799626306,0.98455653998737869,null,4.2027767221567576,0,8.473591328262229E-3,0.73755035543877667,1.8345017459733619,1.0069585458198093E-2,6.0378044756793842E-2,8.2204426857419993E-3,0.71659504496872994,1.2635607810426129E-2,0,5.623884191777893E-3,0.46629209648765707,0.33658507722384456,2.2798428489712003E-2]
[null,726,1.0303949372192751,0.97511897293956284,1.0034842324139375,0.97363919504144314,0.99935204726684712,1.007537715344563,0.98927435119366569,null,4.2119842970823198,0,8.645383344770231E-3,0.74851641317099182,1.8194316604861689,1.0170880858091281E-2,6.0425166725052992E-2,8.3905543254982878E-3,0.72537326457159068,1.2309180783966735E-2,0,5.6238841917778965E-3,0.47378916865598353,0.33332929359381036,2.3270213064158114E-2]
[null,727,1.0379267416315487,1.0064452765334893,1.027805027244705,1.0333131139667477,0.98760660049560056,1.0174990095430465,1.0060229322738776,null,4.1536943614105386,0,8.1859908301782879E-3,0.76144172174267444,1.7469149414640315,1.0413786853051506E-2,6.2891481182029113E-2,7.9396243545883666E-3,0.72889434816154897,1.3060591765320446E-2,0,5.6238841917779052E-3,0.47481871998672481,0.32786164057850425,2.2019611960462218E-2]
[null,728,1.001032278975367,0.97781132858274833,1.007336288677013,0.99958546860838515,1.0098149561094221,1.03763272763322,0.95816750041505216,null,4.3602864295975179,0,9.0861780646903662E-3,0.7963933041610981,1.8669239591566573,1.0347384854759655E-2,6.2556587602852709E-2,8.8254274322090015E-3,0.73578815619100291,1.2636741151896842E-2,0,5.6238841917779061E-3,0.50289258274505833,0.34290829782657606,2.4476282348314699E-2]
[null,729,0.99144371803496745,0.97748285225131637,1.0319435553027447,1.0207996979460017,0.97962301674274621,0.99028539591228415,0.99319061099609784,null,4.3666629592080373,0,8.3140916737832193E-3,0.78295801493460904,1.8793516632829781,1.0715580311762301E-2,6.4603700844017398E-2,8.0641718822946819E-3,0.74841144785475899,1.2901925047828841E-2,0,5.6238841917778956E-3,0.48700837584107293,0.35297325684796821,2.2365029842750708E-2]
[null,730,1.0156717263825519,1.0042635945536835,0.97504278280428813,1.0271992122683149,0.9740099416868776,1.0007388390433902,1.0323564863408159,null,4.1971211570567899,0,9.1947422887893055E-3,0.73056671454159527,1.80146801802722,1.0385706613218961E-2,6.1062596892533273E-2,8.9139730390191078E-3,0.75680859025520997,1.2989858344016355E-2,0,5.623884191777893E-3,0.47074636576756629,0.32302833852532259,2.4721853148101398E-2]
[null,731,1.0163780603564743,1.0218560653900588,1.0039730420421409,1.0464119789694977,0.99995455055604587,0.98415013596383616,1.0369481524575688,null,4.1495064847903596,0,8.4767957118596533E-3,0.73339744253991757,1.7639538373436752,1.049051705934353E-2,6.3565900229749658E-2,8.2091189432226142E-3,0.74753471503643265,1.3229145076066907E-2,0,5.6238841917778974E-3,0.46407859889298569,0.32513309776399163,2.2767023425053896E-2]
[null,732,0.98575513006895099,1.006051874456855,1.0029484855355719,0.97529742404822095,1.0393259802559143,1.0077663331945192,0.97884173149853826,null,4.313238127575187,0,8.9956188749409534E-3,0.77687744725731833,1.8461949130759248,1.0398094777883237E-2,6.4686472722220237E-2,8.7223746696864501E-3,0.74225992486297243,1.2330207885363695E-2,0,5.6238841917779078E-3,0.49190434755448231,0.3390456017897463,2.4190477662745558E-2]
[null,733,0.98544799223002066,0.95227319796749543,0.9832009120321632,1.008427598985985,1.0086987444349933,1.0214894518698927,0.96524613924280767,null,4.4552744332637477,0,9.6062501371210352E-3,0.78378084297759698,1.9511644315387218,1.0387486865278656E-2,6.0849202412390412E-2,9.333319568965992E-3,0.75239076506916691,1.2751470466008191E-2,0,5.6238841917778956E-3,0.50243954085038123,0.35027487815818892,2.588486130239278E-2]
[null,734,1.0313564612761352,0.98715173889491969,0.98898255014282932,1.012217653060052,1.0053596946671579,0.98253539225046715,1.0140005043250642,null,4.1421176900028778,0,8.6628437610666489E-3,0.71748793497127206,1.8000654541738172,1.0106884528391367E-2,6.0123156769686915E-2,8.3978684555087949E-3,0.72825831652112927,1.2798683541252612E-2,0,5.6238841917778939E-3,0.45827482383612556,0.3263530288336734,2.3290497941309343E-2]
[null,735,1.0237438957583966,1.0088188263629465,1.0124482031824227,1.0151316057043862,1.0351202845021015,0.9940522901445531,1.0257170196615457,null,4.1663188907307998,0,8.3707678771847722E-3,0.74326633115589258,1.7707986906708417,1.0474624339979739E-2,6.2976318204876314E-2,8.1123086329731552E-3,0.74198833870771341,1.2832651170543207E-2,0,5.6238841917779017E-3,0.4678661266652645,0.32825185342332214,2.2498531444796268E-2]
[null,736,1.0050832930382019,1.0288314441156159,1.0227276142332116,0.99821239718545052,1.0055297298110415,1.0133590886983392,0.96875025639928769,null,4.1941953757017529,0,8.4742985862345417E-3,0.77582954371759627,1.7678275564802532,1.0211382322382031E-2,6.5761070229662044E-2,8.2126953590396512E-3,0.71752389283604112,1.2617540071916603E-2,0,5.623884191777893E-3,0.48529216193742319,0.33099300494928224,2.2776942192615585E-2]
[null,737,1.0177193389225698,0.99857203591833743,0.99451399423673348,1.0094892438469658,1.0026977087994267,1.0236798388501676,1.0132831427132083,null,4.2437478026599722,0,9.0214229917751233E-3,0.7603127177717719,1.802982616318755,1.0490099343849613E-2,6.1799529492667399E-2,8.7535995833942244E-3,0.75339360617865292,1.2763507663581213E-2,0,5.6238841917779043E-3,0.48395002814461191,0.32842256068359865,2.4277076279082703E-2]
[null,738,0.95346307943613906,0.99593179824908495,1.0381784196067638,1.0311877701346048,0.99550478896667915,0.99539927873513778,1.0086764528319418,null,4.5173137966058219,0,8.5459749322357344E-3,0.81950984692472884,1.9180837374138309,1.1317960234173211E-2,6.8556093281099545E-2,8.2857271564908581E-3,0.78775465665792999,1.3032456695730089E-2,0,5.6238841917779052E-3,0.50782195569516386,0.36289396601569873,2.2979487271429205E-2]
[null,739,1.0065948053052864,0.99894331070957021,0.99987040722745724,1.0115546794530985,0.99300132023547671,1.0347381070168198,1.0076490197790677,null,4.3090741905820131,0,9.1160165567669219E-3,0.78089070185256515,1.8209698103455993,1.0656821923115043E-2,6.2816231664171773E-2,8.8481806284095681E-3,0.76250359103275334,1.278896654500093E-2,0,5.623884191777893E-3,0.49539183444688745,0.33316079885342587,2.453938565507344E-2]
[null,740,0.98997001968217535,0.9962540409432904,1.0129432124672801,0.96293050026712612,0.99576347310866942,0.9610738368834002,0.98117935765895947,null,4.2465972850659757,0,8.3803386480209921E-3,0.74469500040572978,1.8530782091449014,1.0196120748852757E-2,6.4521026805127446E-2,8.1159372267894866E-3,0.72215935340699033,1.2172700603661045E-2,0,5.6238841917778965E-3,0.46862251153976808,0.34328428471851252,2.2508594921886539E-2]
[null,741,0.97373674732082993,0.96479216403469015,0.99420130358137515,0.98751429798799129,1.0225977916075961,0.99273364103579886,1.0084653984579022,null,4.464942289863095,0,9.209925701842616E-3,0.77554022821337687,1.9473457662111355,1.0821349001043645E-2,6.2861701800243766E-2,8.937240167507212E-3,0.77822857196239359,1.2485704182145802E-2,0,5.6238841917779043E-3,0.49373896330483585,0.3537824247450107,2.4786381785460179E-2]
[null,742,1.0167675118918726,1.0020020960614138,1.0220934135388553,0.99337794958604986,1.0085353616254085,0.98242532879581634,1.0210497915106296,null,4.195077339467236,0,8.172791914118448E-3,0.74668786203507242,1.7921771298906277,1.0519296510272034E-2,6.3641893785284981E-2,7.9191316598078813E-3,0.74012230773502041,1.2556507288799475E-2,0,5.6238841917779E-3,0.46724483546095136,0.33479450493588736,2.1962777887848992E-2]
[null,743,0.97182718918331767,1.0013093964125555,0.99481255906256272,1.0059332426435876,1.0104561824431904,1.0023683573566997,1.0241353684060355,null,4.4061950170148858,0,9.2401709127922626E-3,0.77886987754578074,1.8831321689153653,1.0940028707521253E-2,6.4874435868972458E-2,8.9592765619221394E-3,0.78636097793659965,1.2718510875818564E-2,0,5.6238841917779121E-3,0.49566952221763411,0.34343900797929267,2.4847497126986886E-2]
[null,744,0.99906882512268147,0.98090609610275958,0.98068318056747528,0.96129217663830924,1.0076496151215604,1.0134599292247495,1.0028597537717081,null,4.3300727470276126,0,9.3972554441218419E-3,0.76016197403636443,1.8715592223632191,1.0454538119870092E-2,6.1276102470262529E-2,9.1202975940614661E-3,0.75944223625424767,1.215574251594824E-2,0,5.6238841917778974E-3,0.48807269452113361,0.33630924043173849,2.5294069973110525E-2]
[null,745,0.99979803695902558,0.98931258373473152,0.97656551838479366,0.97551401995192344,0.95611066067170258,1.0195599186509456,1.0077558943461853,null,4.3162503619729771,0,9.5131822031454035E-3,0.76009116767768536,1.8560439306033762,1.0474021906350847E-2,6.1399524473845925E-2,9.2321686717077977E-3,0.76314976112888833,1.233607102263457E-2,0,5.6238841917778974E-3,0.48929866167092245,0.33251002161305188,2.5604331215879201E-2]
[null,746,1.0103320449302107,1.0120200212516695,0.98107297797439885,1.0285416997905457,0.99945235555808265,0.98867351372893175,1.021310411733364,null,4.1758104670301988,0,9.0043462828639943E-3,0.72797317306113618,1.7963486472461805,1.0276320821782758E-2,6.2109957830267605E-2,8.7239521511720975E-3,0.74511712293344423,1.3006078049179103E-2,0,5.6238841917778956E-3,0.46729050611121326,0.3241503182952688,2.4194852621640017E-2]
[null,747,1.0094541137734179,1.0050619540795855,0.99260021135990784,1.0319069484221437,1.0399524825483355,1.0068336298079295,1.0310308390395631,null,4.2448407040064673,0,8.9705501572571265E-3,0.75119348915763551,1.8070197981686174,1.0612578246806363E-2,6.2508327134763619E-2,8.6980751550004426E-3,0.76324160653373641,1.3047185924856253E-2,0,5.6238841917778922E-3,0.47871764497284969,0.32902557885368255,2.4123085823998896E-2]
[null,748,1.0393158357060555,1.0153682732793869,1.009856004767115,0.98574268450848868,1.0412186964692871,1.0224982595013414,1.0000131482441814,null,4.1158776312943424,0,8.5172008855670025E-3,0.75097528106892042,1.734153897581028,1.0195109490111083E-2,6.2196104660714575E-2,8.2599278950614523E-3,0.72348381198636613,1.2461442088186151E-2,0,5.6238841917778939E-3,0.47347504533858337,0.32066239181722761,2.2907936061929767E-2]
[null,749,0.98133999467905131,0.97917728516808389,0.96484545190769722,0.97603145387837342,0.97342518526197663,0.98299880051145139,1.0207056477921379,null,4.3592538704965706,0,9.5948752171940276E-3,0.73965518846512157,1.91252884775197,1.0507561386358286E-2,6.136321294450129E-2,9.3038287502243897E-3,0.77270160813635336,1.2344015845114973E-2,0,5.6238841917779E-3,0.47970364221730877,0.33931388403105922,2.5803071993971517E-2]
[null,750,0.99277413899528277,0.97084205653572642,0.99534253141301621,1.0041372115763805,0.9908032673427094,1.0036428332090614,0.9673884976691397,null,4.3521148699854049,0,9.0999152250498313E-3,0.76900067904841607,1.8983629751751807,1.0252761124702725E-2,6.2024248059604783E-2,8.8317937210593521E-3,0.73553224643962178,1.2695738320100285E-2,0,5.6238841917779E-3,0.48922694886989743,0.34516957176031865,2.4493938499771273E-2]
[null,751,0.98831268501737535,1.0019926330037892,1.0039181210185162,0.99326363875693668,1.0142129671112083,1.036792375514449,1.0101128190420718,null,4.3894802260320143,0,9.2190517856173791E-3,0.79927119803420577,1.8482831584972126,1.0907236822597279E-2,6.4374388872506488E-2,8.9479252554450894E-3,0.77868254371891266,1.2557229775170185E-2,0,5.6238841917778974E-3,0.50577936029981396,0.33945633673304576,2.4816015616942352E-2]
[null,752,0.96830880210425085,1.0025453714237087,0.99451016431382777,1.0134293648462902,1.0041027955342214,1.0085387406307702,1.0101233326982446,null,4.4189818458713122,0,9.3345676954923358E-3,0.78623953061085983,1.8878305980840764,1.0866533102193657E-2,6.5154282410249301E-2,9.0522023573968227E-3,0.78104112761757039,1.2813325172303981E-2,0,5.6238841917779009E-3,0.50045401587861049,0.34413569827820883,2.5105215863552469E-2]
[null,753,0.9970983846438275,1.0209719452579431,0.99895613081117562,0.95876044728552989,1.0216267224901592,0.98088295980563778,1.0151816277800736,null,4.2042746306934786,0,8.704595593560762E-3,0.74187656067659824,1.8007421928658081,1.0397219294456113E-2,6.4447278140246561E-2,8.429041105525668E-3,0.74466706488889489,1.2121601228205513E-2,0,5.6238841917778965E-3,0.47090930789474417,0.33038812439031856,2.3376951610462358E-2]
[null,754,1.0079035693089264,0.96625435865384901,1.0004090503903862,0.97692209754459991,1.0049864096870371,1.0123373517457865,1.0154731890546937,null,4.3550984415180558,0,8.9534695773286887E-3,0.76843857697825924,1.8770695453132962,1.0700633972101737E-2,6.1158476386022308E-2,8.6931282191786401E-3,0.76583734063625486,1.2351047323557943E-2,0,5.6238841917779043E-3,0.48732903958708956,0.34274087240703566,2.4109366080806455E-2]
[null,755,1.0345542874776688,1.0374868083979192,1.0020892674875219,1.0051240456574686,1.0048964038990149,1.017965924976532,1.0121614821252349,null,4.0784491398001457,0,8.6234090385857477E-3,0.74236554270606703,1.7085376124721143,1.020410244766749E-2,6.3081492738534584E-2,8.3562483696754813E-3,0.72817653478747268,1.2707395475272679E-2,0,5.6238841917779043E-3,0.47030280880797209,0.31454185730136469,2.3175069540810632E-2]
[null,756,0.99523190944330397,1.0103746649823804,1.0210562063747386,0.98824564214676835,0.99523028225439336,1.0238295924127494,0.97253918160739805,null,4.3004484490089778,0,8.7068250436001214E-3,0.79385841510199928,1.8167607090676903,1.0462666205028731E-2,6.5379510316579695E-2,8.4454182601577544E-3,0.7366767526226109,1.2491756385526477E-2,0,5.6238841917779052E-3,0.4970775417158691,0.33895624846758254,2.3422371717750769E-2]
[null,757,1.0037892005461835,0.98289195800518336,0.98178782484409177,1.0346539180560783,1.0046096616775435,0.96169644878488458,1.0079574290064006,null,4.2199517617808491,0,8.8514560616216095E-3,0.71715500303161861,1.8589003733942222,1.0149978404156865E-2,6.1148315101287522E-2,8.5760027351422085E-3,0.7352415909598734,1.3083277891259215E-2,0,5.623884191777893E-3,0.46013880215606445,0.33500145761558858,2.3784532361479035E-2]
[null,758,1.0120453599165911,1.0054121250075032,1.0314669878400793,0.9818620076780733,0.99541785606538724,0.9590940993460535,0.97962848161600991,null,4.1417885575271196,0,7.8541220231189233E-3,0.73719573120285231,1.79245508926945,1.0060360567111876E-2,6.4666301827234096E-2,7.6035985741128437E-3,0.70225670884776692,1.2409845809175228E-2,0,5.6238841917779E-3,0.45867649440281066,0.33760698077773388,2.1087684080208488E-2]
[null,759,0.9821756953016888,1.0333394287474691,1.0324006703748503,0.98333092647776343,1.0280606109965824,1.0052725814473125,1.003070132546328,null,4.3005332969534873,0,8.4222327861461603E-3,0.79324498491638884,1.7992028873452826,1.0810470428169629E-2,6.8130815534895861E-2,8.1590331084927161E-3,0.75542041936398197,1.2428302401932685E-2,0,5.623884191777893E-3,0.49327005087288039,0.34003656530761667,2.2628116268214551E-2]
[null,760,0.97016596959245771,0.96540039370304986,0.99983404539394904,1.0098636047163521,1.0033279098017414,1.0182322723318642,0.96540864178835339,null,4.4968131043590756,0,9.3687807482128339E-3,0.80286663876539843,1.9518784531364599,1.0613104423418281E-2,6.3459357624343959E-2,9.0981727760493427E-3,0.75934248959990769,1.2767590923308847E-2,0,5.6238841917779009E-3,0.50934474042327249,0.35595474384418457,2.5232709399163316E-2]
[null,761,1.0232486107295757,0.96470417752613735,0.96835665357484246,0.98335797158901694,0.98154754797574018,0.97807250331886997,1.0115349588544891,null,4.2067308780511485,0,9.1147413557783243E-3,0.71025649028083482,1.8595857776042266,1.0048144929322435E-2,5.8366275001875259E-2,8.8408530006816345E-3,0.73600325540972578,1.2436251566850687E-2,0,5.6238841917779E-3,0.45960702224051359,0.330558601837521,2.4519063343594487E-2]
[null,762,1.0226245065911161,1.0221272378356174,0.98936526310513995,1.0339027295789545,0.97222937669225662,1.030295812773919,0.98824209856500744,null,4.1548727779764869,0,9.0939845948302504E-3,0.75438039390974088,1.7561282935796885,1.0114343557325848E-2,6.2328376969802132E-2,8.8196097745988251E-3,0.72832014155482716,1.3072825953585599E-2,0,5.6238841917779043E-3,0.48172323013476165,0.31899551518429153,2.4460147760911845E-2]
[null,763,0.99301014627983708,0.98781361779477284,0.98970167429981248,1.0088181476316598,0.99820796003976175,1.017923483750832,0.99336426164803016,null,4.3469369973742111,0,9.306213456157772E-3,0.77326024923051528,1.8682059680089564,1.050254897433686E-2,6.2519999650366725E-2,9.0312763596759119E-3,0.75711275427874414,1.2755611411660275E-2,0,5.6238841917778922E-3,0.4936752032110775,0.33850853543693349,2.5047180076326128E-2]
[null,764,1.0367117054182857,1.0110995790025952,1.0457278196740731,1.0153690122095025,0.98803930019429653,1.0183150092617526,0.99642308204921226,null,4.1560166140229251,0,7.8908833098832714E-3,0.77404172259345549,1.737067896378264,1.0450149804541974E-2,6.4241504087821172E-2,7.6525251118500946E-3,0.72209872899207317,1.2831627265054806E-2,0,5.6238841917779E-3,0.4774690023861719,0.33120708045826336,2.1223376063535197E-2]
[null,765,0.9754437934128275,0.98008257992195946,1.0084689681901891,0.98713393444809827,1.0067150389435258,1.0181982515534902,0.97904621789020885,null,4.4504723867691798,0,9.1241139582878758E-3,0.80191255383004711,1.9113765032344823,1.0713078770127962E-2,6.4382003046041053E-2,8.8566755924035893E-3,0.7619410271600503,1.2479194513571934E-2,0,5.6238841917778983E-3,0.50602331318327276,0.35172532176964921,2.4562945436041955E-2]
[null,766,0.99064833558081944,1.0148206549281076,1.0296609416338314,0.97293175219064942,1.0054061204901861,1.0077829434872023,1.0319927325209055,null,4.3332633597987336,0,8.448345886803486E-3,0.7897564539136912,1.8154473975627003,1.1081808964850512E-2,6.643400168007095E-2,8.1895618356668254E-3,0.77654148743308382,1.2297184628244221E-2,0,5.6238841917779052E-3,0.49191910131290639,0.34170804006924915,2.2712784093290216E-2]
[null,767,1.0139537441259776,0.97180362810423304,1.01800038143334,1.0330179518556537,1.0057515580304355,0.97929005425334448,1.008040436201513,null,4.2656638118453225,0,8.2880345387672874E-3,0.74868059250948449,1.8513468154510679,1.0480940578082546E-2,6.2077040902360166E-2,8.0375211676537248E-3,0.73912258448819901,1.3058071184108845E-2,0,5.6238841917778965E-3,0.46966811870304426,0.3435651599801422,2.2291117228166648E-2]
[null,768,0.9901012546087351,1.0126613340962314,1.0047962716523471,1.0294316258126559,1.0445474893863842,0.99553224083740521,1.0388560197890577,null,4.304170840115189,0,8.8022322618160637E-3,0.76392199520139326,1.8262163333328856,1.0893080421196542E-2,6.4844442207727712E-2,8.5298531643716348E-3,0.77667271859418729,1.3014370710401471E-2,0,5.6238841917779E-3,0.48314729690100544,0.33645255568346388,2.3656541968593174E-2]
[null,769,0.99782860820523611,0.97602909807944838,0.95792351107877849,1.028983711936847,1.0051711876305311,1.0116433840099548,1.0159325419497764,null,4.337254952400472,0,9.8585351996482891E-3,0.74515729540050502,1.8884032380812716,1.0433227797312858E-2,5.9798976975690012E-2,9.5688648746675535E-3,0.77064263844126457,1.3014587445664378E-2,0,5.6238841917778922E-3,0.48541801944940077,0.33251463650872903,2.6538118433841257E-2]
[null,770,1.0200631622265179,0.96986484206779899,0.99557818361063588,1.0231414838611355,0.97591243724993815,1.0313378191226443,1.0265169485955625,null,4.3320484459452526,0,9.0981102985321603E-3,0.77003764277604447,1.8492948846566284,1.076411672829972E-2,6.0330939374655577E-2,8.8374953611386076E-3,0.77275071734614953,1.293598830849399E-2,0,5.6238841917779E-3,0.48981462106813406,0.33624651510622738,2.4509751326232124E-2]
[null,771,0.9903072807344222,1.0124753743903605,1.0109343909512294,1.0346699985758825,1.0070910514261615,0.97833144938220284,0.98156769018348733,null,4.2347317779915352,0,8.5378402375511381E-3,0.75422119432941293,1.8246616538294222,1.0245793257429071E-2,6.519454267643239E-2,8.2690453592434467E-3,0.72595909112136048,1.3079831333140871E-2,0,5.6238841917778904E-3,0.47520519644806103,0.3378761634090392,2.2933222273768601E-2]
[null,772,1.0273062394028063,0.99275397582156499,1.0080222858433472,0.98223864297375052,1.0044886054230135,1.0347283635038917,0.99032903996607979,null,4.2312290974413393,0,8.7909288460343172E-3,0.77168717221346383,1.792906820197592,1.0351140276766048E-2,6.1721598111906743E-2,8.5341937813470155E-3,0.7358983662184666,1.2417361793627705E-2,0,5.6238841917778939E-3,0.48708493226680827,0.33012597707765956,2.3668580157958089E-2]
[null,773,0.99487467105754523,1.0238463569272651,1.005262492481191,0.99483427323772733,0.99050969800654265,0.95502883248611647,0.97774258459183361,null,4.1388060042542785,0,8.3779595445501332E-3,0.72686516483596553,1.7984374775772374,9.9297370729547977E-3,6.5117025750588531E-2,8.10482233270984E-3,0.70652528252559599,1.2576925126961101E-2,0,5.6238841917778956E-3,0.45957770314541968,0.33194817216586986,2.2477769073750025E-2]
[null,774,0.97713638478410736,1.0088810938777393,1.0264200534526251,0.98718302605026442,0.9988151030604141,1.0313098428455461,0.96902218755037661,null,4.3989137753976975,0,8.8349978222041145E-3,0.81871554091435217,1.8516754394951944,1.0708631154809842E-2,6.6844611690274253E-2,8.5720441333229404E-3,0.75141802648759237,1.2477692167251536E-2,0,5.6238841917779078E-3,0.51096457525844452,0.34697477408076988,2.3773553646104947E-2]
[null,775,0.97316527694574684,0.95464615325060298,0.99680216702112134,0.98605416344858143,1.0090374292130697,0.98841060290511118,1.0119203763030462,null,4.4929665773025356,0,9.1437250982351684E-3,0.77609516984697069,1.9675618871266698,1.0896019860582532E-2,6.253498254788846E-2,8.8745918218985781E-3,0.7821837326292328,1.2466932350514522E-2,0,5.6238841917778956E-3,0.4932910778475888,0.35796939019166102,2.4612633985985292E-2]
[null,776,1.0002131472168001,0.98604061682774624,1.0003689269867861,1.0024993808342622,0.99506184239073414,0.97212814198602682,0.96558679474945286,null,4.2276643280191264,0,8.6313270183412619E-3,0.73932557100931984,1.8553074852093348,9.9533424612224912E-3,6.2608504659735983E-2,8.3647806560343072E-3,0.71079745890211121,1.2674421094937011E-2,0,5.6238841917779052E-3,0.46887782412260237,0.33956364989942978,2.3198732830957143E-2]
[null,777,0.98735710845139701,0.9746015187596957,1.0019627523930337,0.98921815977201311,1.0167286739895651,0.98775678246687049,0.99738546065510614,null,4.3659671790339125,0,8.8742844220369831E-3,0.76440809258734033,1.900084829466276,1.0554825090430466E-2,6.2943107460063999E-2,8.6076074073875089E-3,0.75410821335777334,1.2506318603150534E-2,0,5.6238841917778965E-3,0.48430523141416565,0.34782716968424215,2.3872184193341459E-2]
[null,778,1.0063745927083421,0.9596391282052088,1.0209525893718927,0.99795233359014535,1.0100458356878252,1.0314834759948057,0.96650203770387888,null,4.3928565584962911,0,8.7620412772987013E-3,0.80002618866785202,1.8870817010110279,1.0515001871081044E-2,6.2102981614418643E-2,8.5136570028857723E-3,0.74038710476857261,1.2614464587331996E-2,0,5.6238841917779061E-3,0.50097129725585154,0.35017069497833153,2.3611623824454323E-2]
[null,779,0.97495763569884208,0.96915109065423422,1.0031268167757437,0.98830976740150067,1.0122222447694529,1.0177292341795059,1.001789353844746,null,4.4950686398891415,0,9.2471229643881561E-3,0.80014932238222691,1.9342679210889184,1.0956459014215473E-2,6.353467575556325E-2,8.9788893832379972E-3,0.78281173460446296,1.2494695309760939E-2,0,5.6238841917778922E-3,0.50658360982816453,0.35401268032091049,2.4901890974294728E-2]
[null,780,0.97271628985709879,1.0409787276822939,1.0116132060631069,0.98076099556314089,1.0021773673714696,0.97223724109172927,0.99709049044405573,null,4.2416892246462972,0,8.580689436955358E-3,0.75870733743790364,1.8090608053963826,1.0445176047016676E-2,6.7869511737433705E-2,8.3014415585183944E-3,0.74075164302712349,1.2398258040795189E-2,0,5.6238841917778904E-3,0.47783167101071072,0.33625711632307825,2.3023069312516218E-2]
[null,781,1.0091021847797237,0.9749209877530407,0.98043178373679352,0.9681471496238907,0.98844440850486137,0.98500830698904329,1.0056837731126189,null,4.2554265620591396,0,9.0579224967788502E-3,0.73165663881080134,1.8638567225532428,1.0226200194317837E-2,6.0363508024835269E-2,8.7848807340329682E-3,0.74252518355581176,1.2242454777384181E-2,0,5.6238841917778965E-3,0.46984496476472259,0.33499621608707625,2.4363830861916815E-2]
[null,782,0.9673188055832812,0.98378553267859681,0.99554765312519899,0.98945447256471475,1.0001590127653435,0.95999476658387684,0.99083036111682676,null,4.3702155412089523,0,8.906905467800796E-3,0.75180157890797028,1.9238200336433937,1.0435478184835884E-2,6.4329863322795791E-2,8.6289903785062207E-3,0.7490347033963185,1.2510073565552659E-2,0,5.6238841917779017E-3,0.47822392019577609,0.35078243354741712,2.3931487342403364E-2]
[null,783,1.0009065878202466,1.0144290410543622,0.99833730007269172,1.0125667677502908,1.0027970866731528,1.0031315618330865,1.0261139764674521,null,4.2518877972613778,0,8.8904840688191506E-3,0.75702245627297793,1.805051829591596,1.0637115046021342E-2,6.3843792645214295E-2,8.6169963132008247E-3,0.76193811849994175,1.2801949893974991E-2,0,5.6238841917779009E-3,0.48070837397234939,0.33063554168660186,2.389822321653819E-2]
[null,784,0.97109084417419345,1.0253922567197531,1.0134798358938379,0.9783303781670043,0.99641738354014509,1.0184320915483152,0.99283928028526858,null,4.3686606410304956,0,8.9937264621650272E-3,0.80125061907906903,1.8378254939981489,1.0783702391074882E-2,6.7304810399218234E-2,8.7183660374644152E-3,0.76429764585578808,1.2367312172520481E-2,0,5.6238841917778983E-3,0.50404530599233854,0.34125786718130818,2.4179360193948639E-2]
[null,785,0.98966329060064484,0.98119858460423892,0.99748037748322793,1.0045203201297157,1.0235952161343402,0.99456564432876671,0.99089896079562645,null,4.3420028083985285,0,8.9873302491554948E-3,0.76388557246797317,1.8846266645402385,1.0450178014612099E-2,6.2862616004695657E-2,8.7173437249604847E-3,0.74881618070214873,1.270032221905492E-2,0,5.6238841917779009E-3,0.48532540785394712,0.34380544399750962,2.4176524930763173E-2]
[null,786,0.96013761751520932,1.023889740629915,1.0118891734049642,1.0227739545267402,0.99775134107118235,1.0262053457488622,1.038928761078254,null,4.4722363351037817,0,9.1990047453102842E-3,0.81590000948388475,1.861782836999621,1.1451361030547991E-2,6.789409655432159E-2,8.9198895404098543E-3,0.81314398996885517,1.2929329579571333E-2,0,5.6238841917779E-3,0.51376403844005936,0.34528764219296576,2.4738261867074673E-2]
[null,787,1.0190320711728722,1.0023494964113131,1.0136946174871946,0.98866138899276745,0.98305032175887841,1.0076318181902426,0.96790933266447632,null,4.1825507460620521,0,8.5124096499699826E-3,0.75912585898180673,1.7896205497589397,1.0051089970791047E-2,6.302396442634503E-2,8.2547311814311301E-3,0.71090558358294387,1.249788350535397E-2,0,5.6238841917778939E-3,0.47748260852130253,0.33158347800189214,2.2893523589437519E-2]
[null,788,0.99794491086728843,1.0390276936313514,1.045561523538638,0.99290053125208533,1.0363106587930231,1.0198570317576139,1.0000337385839317,null,4.2543614376005481,0,8.1705693185034241E-3,0.80045272465354533,1.7584091677909228,1.0790324563814457E-2,6.8160223412856449E-2,7.9175439893331319E-3,0.74658019942662246,1.2547703526576123E-2,0,5.6238841917779009E-3,0.49381004232340031,0.33628181836920462,2.1958374670994672E-2]
[null,789,1.0364160992689566,0.98991212125392303,1.0066513433578577,1.0129439015230388,1.0081030949645309,1.023944344648033,0.99243415625511777,null,4.1837251529830359,0,8.6524195014482021E-3,0.75625905054373121,1.782334507975162,1.0223116576531096E-2,6.0964258596340984E-2,8.3977771886036088E-3,0.72694131026749143,1.2805701757555077E-2,0,5.6238841917779078E-3,0.47775170188246407,0.32778601868151075,2.3290244823309384E-2]
[null,790,1.0088333097035,0.99116493361304991,0.97654616478675205,1.0399259699193508,0.99114348925500972,0.98399602976063472,1.0168517989527466,null,4.2190768268995846,0,9.0962545811330339E-3,0.72589609408661881,1.8361490980034221,1.0256992561471629E-2,6.0937346979846825E-2,8.81733992309542E-3,0.74616147613423245,1.3150608560866365E-2,0,5.6238841917779043E-3,0.46729175753248509,0.32943463091148334,2.4453852595412731E-2]
[null,791,1.0235077421896732,1.0148688084701345,1.0165775054639676,0.97503624573582859,0.99613189500783861,0.99954894319556531,1.0094386657096259,null,4.1530132153453936,0,8.3367681050106526E-3,0.74939209092119152,1.7601796912749075,1.0352894244709613E-2,6.3529029374065099E-2,8.0792863547525049E-3,0.73137897392596485,1.2325307982841833E-2,0,5.6238841917779E-3,0.47052531005593062,0.32755656707434572,2.2406948049915762E-2]
[null,792,1.0286689547051091,0.99786022355964399,1.012870575689703,0.99055529162370282,0.9640291369643299,0.9840851024930759,0.97624466320547532,null,4.1197395364190905,0,8.2569093826769385E-3,0.73409056169880815,1.7806473986318374,9.9107690832270726E-3,6.2167583742895299E-2,8.0020960094032631E-3,0.70114007754144536,1.2521922725949697E-2,0,5.6238841917778983E-3,0.46197000618730977,0.32972927626025622,2.2192869728854876E-2]
[null,793,1.0410978387108061,0.98783479597373103,0.96802265481594141,0.99365096837102551,0.97236537153579228,1.0296094165124552,1.009074376211665,null,4.160596884703776,0,9.394644483481731E-3,0.73197152162712897,1.78694773762505,1.0082541788965747E-2,5.8416990041129581E-2,9.1202392809527737E-3,0.7386481998083263,1.2566464910136478E-2,0,5.6238841917779043E-3,0.47375957926020235,0.31756046240500396,2.5293908248579463E-2]
[null,794,0.99046022306443959,0.99912897273083778,0.97372194740962403,0.99663014882915579,0.99658695777002015,1.016307025006066,0.99988771213373318,null,4.3174826632156442,0,9.6112688308114796E-3,0.76114142295727449,1.8566867127353823,1.0415569027952489E-2,6.2288590248477722E-2,9.3237089959804561E-3,0.760208199883458,1.2603446030996231E-2,0,5.6238841917778983E-3,0.49085822122605505,0.33208596923766825,2.5858207511431384E-2]
[null,795,1.0026353734232782,1.0346978962412214,1.0102041992909132,1.0223514341166937,0.96084580587143698,1.030021441956134,1.00890835346591,null,4.2399998896096651,0,8.855657246358244E-3,0.78135939238994578,1.7655417962740572,1.0640442721503073E-2,6.54480964939025E-2,8.5852183765165319E-3,0.75521459661373525,1.2924195330432715E-2,0,5.6238841917778974E-3,0.49252575912391083,0.32718207448405201,2.3810090856184404E-2]
[null,796,1.0166708243167626,0.98778582195665532,0.99080334700497374,1.0001411810424001,1.0040371702352144,1.0092522533899437,1.0263781210005127,null,4.2570107434461475,0,8.9914733937391557E-3,0.74937031710996627,1.8245112956220386,1.0549624265763455E-2,6.112719889170861E-2,8.7235598008445926E-3,0.76005378192104056,1.2645765113111829E-2,0,5.6238841917779009E-3,0.47809302631724027,0.33110999912212324,2.4193764484269985E-2]
[null,797,0.99442683295867673,1.0337964301668916,1.0129610685713515,0.99893453158132817,0.96326570646232068,1.0295859737741959,0.98228734838095666,null,4.2578111867835062,0,8.8748702221178345E-3,0.78951640348882113,1.7809366111876463,1.0467605612923989E-2,6.6113226218247154E-2,8.6039587872498782E-3,0.74139651917747473,1.2627836495009783E-2,0,5.6238841917779078E-3,0.49682231074350353,0.3307156359273527,2.3862065175610417E-2]
[null,798,1.0097484590655696,1.0295328218867836,1.0343920675410834,1.0391919280751356,0.99227485297401397,0.97016082234021206,0.98227547357640943,null,4.117717786324457,0,7.8784648533919005E-3,0.74565174549514812,1.7557546900867385,1.0128504334727458E-2,6.620116316706795E-2,7.6242579868909801E-3,0.70487807122698387,1.3134082644607758E-2,0,5.6238841917779017E-3,0.46311493359709721,0.33233993792127464,2.114498052552994E-2]
[null,799,1.0039160561362093,1.0109320877148382,0.97835358847039322,0.98342687327389855,0.99981503973573782,0.95946711021610409,0.97844275351634302,null,4.1199731119002738,0,8.8461578681636611E-3,0.70873615321271421,1.8103264085880821,9.7170476150549613E-3,6.2293337988261845E-2,8.56260014802563E-3,0.7056133823028593,1.2435919946930081E-2,0,5.6238841917779E-3,0.45572391333440343,0.32603926057387256,2.3747361866453938E-2]
[null,800,1.0288122595272349,0.97155109046917021,0.99067757044986549,1.0287702959319582,0.99844077322369507,0.98648709807385149,0.99442897064487235,null,4.1859422862505582,0,8.7146488929164406E-3,0.72587614830877656,1.8317213696838064,1.0034245070375435E-2,5.9622940770520071E-2,8.4532283841233669E-3,0.72173856083301091,1.3007766772878099E-2,0,5.6238841917778983E-3,0.46314038581859335,0.33199437313395963,2.3444032175652215E-2]
[null,801,0.98706024814526361,1.0140703713090149,1.0374952923001235,0.97326169674843455,1.0146553296858372,1.0187252092520103,1.0025326547970557,null,4.3546105381642155,0,8.4318497755810923E-3,0.80707005321058667,1.8213970215538666,1.0947096549065272E-2,6.7119369672324694E-2,8.1765283034675104E-3,0.76244641395301715,1.2300448664275637E-2,0,5.6238841917779009E-3,0.50032006667679485,0.34496486803605442,2.2676637128561671E-2]
[null,802,1.0113489108789842,1.0352848438497333,0.98934222706600028,1.0268851208471923,1.0059099428755238,1.0042064825946122,1.0221890624946195,null,4.1502088642690431,0,8.9413503821840438E-3,0.74077329847012041,1.754229316904923,1.0357652998689204E-2,6.3653805094231089E-2,8.6611212945621793E-3,0.74639221729576888,1.2984097096517069E-2,0,5.6238841917778939E-3,0.4730410040133341,0.31941321864188049,2.4020598649423526E-2]
[null,803,1.0221286220620736,1.0261051364433333,0.9969757741074311,0.98312716750120288,0.95505272755481441,1.006765828637179,1.0153505935373341,null,4.1330150745245229,0,8.7434939974900174E-3,0.74131594908364407,1.7487385646387739,1.0282081690795378E-2,6.2998115291342971E-2,8.4725104728623195E-3,0.73703129699086412,1.2429904948034896E-2,0,5.6238841917778983E-3,0.47113419632717685,0.32023455611158286,2.3497508775155759E-2]
[null,804,0.95495531931633459,1.0133020607386982,0.98343196786995102,1.0024870056483872,0.98194338371595524,1.0004164729539122,1.0399565268903506,null,4.4515014835030939,0,9.5898871726900117E-3,0.78105073962663984,1.897639611734941,1.1141071667629648E-2,6.5923919679995766E-2,9.2944023501959332E-3,0.80823835294301227,1.2676324022005851E-2,0,5.6238841917778974E-3,0.5006165804421191,0.34310955503247625,2.5776928984990143E-2]
[null,805,1.0208400022122825,0.97129723933148338,1.0066839795134823,1.0011937176541423,1.016986859568676,1.0265548108090214,1.0117348343127615,null,4.3142707289653393,0,8.8380747985481473E-3,0.77304716129718176,1.8425639079163314,1.0654605345994753E-2,6.0986585797586833E-2,8.5833644619257004E-3,0.75853097988826534,1.2657151244573835E-2,0,5.6238841917779078E-3,0.48834739656367993,0.33830881781389666,2.3804949242667843E-2]
[null,806,1.0122089151035891,1.0319493394139869,0.98863263423347747,0.99162541176149466,1.0398769284508238,1.0148303497779017,1.0429919554483651,null,4.1874352420449208,0,9.0472000346679196E-3,0.74828690724653657,1.7582931319641799,1.0621865170868135E-2,6.3397318440032768E-2,8.7674974844755681E-3,0.76677117208118861,1.2538353249749898E-2,0,5.6238841917779052E-3,0.47805166942441607,0.31981502235737608,2.4315620468984989E-2]
[null,807,1.0318135070236338,0.97490320058623148,1.0141953895616289,1.0182941754525872,0.97881874458790041,0.98641509880856226,0.95447643945203575,null,4.1539380098441407,0,8.2647457907277892E-3,0.73826836801167672,1.8147134913065053,9.7714798802286135E-3,6.0938236329042814E-2,8.0159732325605203E-3,0.68998929720731439,1.2872416805800655E-2,0,5.6238841917779052E-3,0.46422035732692823,0.33555789477205555,2.2231356570972909E-2]
[null,808,1.0004309287701758,1.0100562142261318,1.0078228520023951,0.9730346282499609,0.99154982123164725,0.98178764395410245,0.9963867264761157,null,4.2118732166959783,0,8.5408000859567533E-3,0.74766854879039801,1.81106802309982,1.0289407992214514E-2,6.4227659161594411E-2,8.2734791256259977E-3,0.73162892234265298,1.2301028924170187E-2,0,5.6238841917778983E-3,0.47198269096809065,0.33440485338355957,2.2945518802030766E-2]
[null,809,1.0025791501944452,0.97779405926741236,0.98174585633948397,1.0021717861890591,0.97028164324971777,0.98349582014367931,1.0122755584202658,null,4.2792625563541957,0,9.072785359572769E-3,0.73563476642162284,1.8704042155349567,1.0353371370356825E-2,6.097186900570041E-2,8.7980918079968648E-3,0.75078487635572644,1.267254397674847E-2,0,5.6238841917778983E-3,0.47200821908059565,0.33668303375048741,2.4400470217794897E-2]
[null,810,1.0381779057032812,0.98800350447610286,1.0318086009090681,0.98141061765320803,1.0059334012857373,1.0128991816593242,1.0038184121294491,null,4.1908363414520506,0,8.1069366437585017E-3,0.7634302484761134,1.7765670107824649,1.0446809796362732E-2,6.220512347220368E-2,7.8661973455312444E-3,0.72974585978299122,1.2404100763374068E-2,0,5.6238841917778983E-3,0.47490081587721911,0.33393725679890779,2.1815970808860288E-2]
[null,811,1.0017752297418918,0.99256110795129293,1.0119614450821204,0.9777586457466001,1.020895622058642,1.0048117847784301,1.000137560905624,null,4.2970256624280729,0,8.6824772793226736E-3,0.77046983503490019,1.8379729321235505,1.0553531470552241E-2,6.3518120622273924E-2,8.4214091353894509E-3,0.74846412031427056,1.2360263030303659E-2,0,5.6238841917779052E-3,0.48513550220542856,0.33983275633774207,2.3355785241200036E-2]
[null,812,0.99162043784472542,0.97558787822779014,1.0363663826199081,1.0304255302750254,0.97672269700714864,1.0451304533502146,0.96356308143956426,null,4.4506289149745797,0,8.6947412558418501E-3,0.83103088747058529,1.8813660476294147,1.0788854264869639E-2,6.4757531015407058E-2,8.4475604824716093E-3,0.75106988172765476,1.3023044794658253E-2,0,5.6238841917779009E-3,0.51552592311429479,0.35426172862054173,2.3428312918741829E-2]
[null,813,1.009713479617246,1.0350229163361966,1.0232694335331105,0.97188376364211815,1.01945727442484,1.0201422215620453,0.97923477010767745,null,4.1803007390631741,0,8.4726259652395941E-3,0.77694845002737178,1.749577866094701,1.0293595056183073E-2,6.5799592115302244E-2,8.2112991360162764E-3,0.72348711298976187,1.2284679660387599E-2,0,5.6238841917779052E-3,0.48583110201213558,0.32794271381207885,2.2773069932693468E-2]
[null,814,0.99927319103684342,0.97519285805841671,1.0130513186700492,0.97656300716690125,1.0214251189699612,1.0135761279734259,1.0238609547114614,null,4.3878207301907128,0,8.7894826224360241E-3,0.7831172566688831,1.8735645199440683,1.0955125489342018E-2,6.2870185680006227E-2,8.5319306937291731E-3,0.77700634890743536,1.2345020641110991E-2,0,5.6238841917778965E-3,0.49276810190594561,0.34616553493954944,2.3662303751298047E-2]
[null,815,0.96042891062479996,1.0089956748694051,1.0197978835359629,1.0169272909700446,0.99789127645837061,1.0051938956440889,0.9883424333626355,null,4.4367337192405074,0,8.883898002500043E-3,0.8065480948462852,1.885362950353866,1.0882693768157928E-2,6.7597578921763546E-2,8.6125894327781609E-3,0.76733857270294237,1.2854455120726268E-2,0,5.6238841917779052E-3,0.50541262124295971,0.3514981754084317,2.3886001253315556E-2]
[null,816,0.97651403187852481,1.002948927477967,0.99477718228109135,1.0185371369300218,1.0023872838910877,0.98947127262137025,1.0114172636288012,null,4.3479030217650019,0,9.0753621863136572E-3,0.76454608423038006,1.8711843905477734,1.0669181381850468E-2,6.4643355970478142E-2,8.7954382836412884E-3,0.76630005385210676,1.2877872501392383E-2,0,5.6238841917779078E-3,0.48656466611041599,0.34138034590061211,2.4393110980880407E-2]
[null,817,1.0262807968460983,0.98775677429490694,0.9843375661602235,1.0180784862635086,0.98982646008292363,0.97804090559913948,1.0157538094245051,null,4.151022867982527,0,8.7495419427004485E-3,0.71458423670761995,1.8090184592046767,1.0108120649026851E-2,6.0184305043545917E-2,8.4805250675420978E-3,0.73089528155062944,1.2873364108576703E-2,0,5.6238841917779052E-3,0.45775371116524843,0.32673078592810617,2.3519736308473146E-2]
[null,818,1.0090998309386416,0.99846785368251478,0.99370565853014781,0.98729145433241861,0.99220955563101865,1.0346352455905383,0.96960599126754377,null,4.2646909358811422,0,9.2116320332894172E-3,0.77472870308868946,1.8187585260245798,1.0188433730618068E-2,6.2274896496504813E-2,8.9410848522955156E-3,0.7319339305321646,1.2482945937444579E-2,0,5.6238841917778956E-3,0.49337505058184045,0.33079806791313687,2.4797044565381225E-2]
[null,819,1.0004466901031519,0.9599878226616394,0.971599490955114,1.0319696003185279,1.006433414687167,1.0174000193055308,0.98399746941073107,null,4.3657142627410268,0,9.6408881315106498E-3,0.75957969567356187,1.910075105082198,1.0287859252670971E-2,5.9653328842364295E-2,9.3637096308553363E-3,0.75146379176886502,1.3050619008649504E-2,0,5.6238841917778939E-3,0.49051140547719463,0.33977660738874949,2.5969144555651615E-2]
[null,820,0.97735293150151537,1.0290967076643716,1.0029374791157319,0.98281885377820022,0.99053925595523062,1.0147088951851275,0.99551416041986207,null,4.3181224357446757,0,9.0966369949104075E-3,0.78520183926845288,1.8223532431193581,1.0624359348881923E-2,6.6404659115894396E-2,8.8161255689443215E-3,0.75871356549692393,1.2425298944472729E-2,0,5.6238841917778939E-3,0.49717859325410069,0.3354270197034171,2.4450484727363126E-2]
[null,821,1.0149908804794405,1.0191444725814593,1.0036003829495805,0.97178667527446028,0.96452614645751722,0.99253152285661717,0.97895781386391711,null,4.1321443974747307,0,8.5716742371649227E-3,0.74104919773064026,1.7709254519780995,9.9753138788014947E-3,6.3498818557451112E-2,8.3039772325304729E-3,0.71104145538638452,1.2285746789302273E-2,0,5.6238841917779061E-3,0.46902884752858032,0.32595327673292379,2.3030101705399125E-2]
[null,822,0.99999302247746014,1.0054011328108088,1.035548131069661,0.99849089240559152,0.9991911834679138,1.0271920155560363,1.0011540636441636,null,4.3328401744755611,0,8.4402262182061791E-3,0.80362509929631365,1.8130749285206305,1.0869007974510488E-2,6.5691476069387758E-2,8.1888583245593154E-3,0.75764986621045882,1.2619535500627386E-2,0,5.6238841917779052E-3,0.49877193592004165,0.34245497569726835,2.2710832988186814E-2]
[null,823,1.0268479262946342,1.0293915371437854,0.95892563600790703,1.0213325949023346,0.97607088186550883,0.97494833304623574,0.98820660336016275,null,4.0035325698353619,0,9.1207070724178951E-3,0.68951769296495646,1.7440638675516216,9.4930618155928716E-3,6.0630922955138798E-2,8.8279020125688092E-3,0.69905878173080771,1.2917689984828925E-2,0,5.6238841917778939E-3,0.44888402593919685,0.30915230245613562,2.4483145305156787E-2]
[null,824,0.99666103380499904,1.0132912991119032,0.98699359526154662,1.0033089952800183,0.99747217323946891,0.98960976631928599,1.0484081675901957,null,4.2562173810458477,0,9.0218377868804267E-3,0.74237372894399334,1.8173994898431516,1.0729110246864978E-2,6.3378178728426049E-2,8.7408230560093014E-3,0.77552796079499642,1.2686283172681338E-2,0,5.6238841917779017E-3,0.47476204818169232,0.32977606958622968,2.4241642086902618E-2]
[null,825,0.97683645935311259,1.0135623835503982,1.0333281278769924,0.98850480183404987,0.99771716900945862,0.99741129617652124,0.99620279035708048,null,4.3539912565974568,0,8.4162919363366846E-3,0.79515033165514415,1.8423784364422324,1.0822684886565464E-2,6.7536055845457826E-2,8.1561219806265666E-3,0.75570950942724335,1.249358592020784E-2,0,5.6238841917778904E-3,0.49417663438018239,0.34774026120601947,2.2620042598338361E-2]
[null,826,1.0042169575855677,0.99770226971631149,1.0207912269152826,0.98541285366449272,1.0064154164312398,1.0056253154459189,1.0148239907841408,null,4.2935449615306318,0,8.5005255472323776E-3,0.77430104117204712,1.8223423546358195,1.0737424750541373E-2,6.4144012517959564E-2,8.2438524967327429E-3,0.75668409483374732,1.2455980216948097E-2,0,5.6238841917779052E-3,0.48491028215982512,0.33973920726229084,2.2863352840167706E-2]
[null,827,1.0147638992255181,1.0283205570613032,0.99567944291755317,0.99284920396708398,1.0032923596201224,0.99952308979478277,0.99062941872304811,null,4.1258711571249123,0,8.7638258220236135E-3,0.73995394979020046,1.7581200286506724,1.0049341595781419E-2,6.3484693650552759E-2,8.489671786068409E-3,0.72053204843444452,1.2552978687158227E-2,0,5.6238841917778965E-3,0.47064889635374452,0.32163438615274792,2.3545103653786474E-2]
[null,828,0.97576793605008294,1.0010561183930418,1.0160526516183108,0.96293102621019122,0.96781078991211844,0.97809013992554195,0.99022130115485063,null,4.3360275217783819,0,8.5886205164800011E-3,0.77061882587436747,1.8706783846823358,1.0550460925393426E-2,6.5896553361404278E-2,8.3211176977787717E-3,0.74612584883321476,1.217234803676793E-2,0,5.6238841917778965E-3,0.48400911517686124,0.34754196475028193,2.3077638764677159E-2]
[null,829,1.0266535132834107,1.0202689727358223,0.96109878701658213,1.0375186742177875,0.9665319664355484,0.99843951325485236,0.98773562993992836,null,4.0663310764869225,0,9.3156508139554638E-3,0.70959271788140965,1.7587456816535425,9.6748118353487487E-3,6.0348726830342078E-2,9.026131409161366E-3,0.71136617236590538,1.3122131911115505E-2,0,5.6238841917778956E-3,0.46131029883440616,0.31180325922513746,2.5032911162731923E-2]
[null,830,0.99905026972823063,0.9975110238552517,1.0009639115525863,0.97837000012125108,0.99133411260341231,1.0357587634639973,1.0275217515305908,null,4.3628762372956347,0,9.175341725494942E-3,0.78859344264906228,1.836963976588194,1.0957297541649905E-2,6.3284724591726904E-2,8.9064028429939133E-3,0.78428791015160859,1.236928732533754E-2,0,5.6238841917778956E-3,0.49993842237293051,0.33642537266379569,2.4700858102052012E-2]
[null,831,0.98803932992628973,0.95305366898124744,0.96551152445537025,1.0088381836405296,0.99245187486547271,0.98610565671183237,0.98057063272107514,null,4.3764602388850209,0,9.5959834736514329E-3,0.74188534172133558,1.9490334866917989,1.0159967674599413E-2,5.971318577291463E-2,9.3133369279847274E-3,0.74573977930876145,1.27588449240432E-2,0,5.623884191777893E-3,0.48094549785833179,0.34505345548327565,2.5829441803849568E-2]
[null,832,1.0000119880944343,0.98614324483290006,0.98102021204723211,0.99767310937022879,0.96830683100402914,0.97250079862821981,0.99098050951803596,null,4.2325307445967049,0,8.9935034153646193E-3,0.72718270465859502,1.8602445266459804,1.00628570798096E-2,6.1492776672350362E-2,8.715850982001545E-3,0.72967250217521695,1.2615746091877707E-2,0,5.6238841917778939E-3,0.46679863488591838,0.33494237964436535,2.4172384984180745E-2]
[null,833,0.96674763643680461,1.0162690979397282,1.0019942449157961,0.99731105857042746,1.0012622723956242,0.9998443027328916,1.021969297842737,null,4.390448831114858,0,9.1012062517368854E-3,0.78332751711805237,1.8647047160041719,1.0959766997499766E-2,6.6420756741104578E-2,8.8198220616072763E-3,0.78361443257894958,1.2608630332525812E-2,0,5.6238841917778956E-3,0.49628228614379943,0.34272748868320974,2.4460736513898327E-2]
[null,834,1.035397796958105,1.0312962960621535,0.97943604540632268,0.96112821270492066,1.0374914904817503,1.0107778668232177,0.99464340204804869,null,4.0456468476218381,0,8.9815398075815834E-3,0.72268101529448159,1.7220266854890003,9.8229011353776E-3,6.1409356784106701E-2,8.7029248300226451E-3,0.71317770475649667,1.2153815365937737E-2,0,5.6238841917779009E-3,0.46437292317882306,0.31052064057756085,2.413653582583199E-2]
[null,835,0.952431586154872,0.9767950311230853,1.0112090773819706,0.98950500715215095,0.99018887885859397,1.0027661422590006,0.98902396451479979,null,4.5484478866702416,0,9.1559473718610829E-3,0.81100442956989693,1.9631188600602258,1.1009095021084212E-2,6.5933403141830521E-2,8.884332695621595E-3,0.78184440375341746,1.2508843224503829E-2,0,5.6238841917779061E-3,0.51089552314350128,0.36214141008955936,2.46396491506779E-2]
[null,836,1.0153709703798561,0.98456306149547057,1.0247637900671003,0.9989916260041134,1.0083281537470834,1.0385441376889177,1.0079047487669175,null,4.3361306055318813,0,8.6317259197901883E-3,0.79668676114742853,1.8242557090719018,1.0841631184593784E-2,6.301825444788374E-2,8.3825766273821923E-3,0.76176628015654291,1.2627146695181958E-2,0,5.6238841917779009E-3,0.49771904001925532,0.34059296005061113,2.3248087859109517E-2]
[null,837,1.0118765154051343,0.98038924965470331,1.0234379032006633,1.0001504231658704,0.98887798054234088,1.0125613901916457,1.0036538700154987,null,4.3114988814178234,0,8.475291621650163E-3,0.77867380828333632,1.838310788945555,1.0673471430792288E-2,6.294938373270717E-2,8.2254122196822339E-3,0.75039589135040108,1.2641952113148537E-2,0,5.623884191777893E-3,0.48685984796231252,0.34280752190363878,2.2812210906121299E-2]
[null,838,0.98113924551583442,0.96667453353175514,0.98776679551980595,0.99068768222838466,0.98747122154509581,1.0019432613843071,0.97552032392238974,null,4.4116898791338661,0,9.3469814732278517E-3,0.7723018040541958,1.930705779662917,1.0398954163962189E-2,6.2104063918427994E-2,9.072262553137752E-3,0.75081151321092165,1.2526600592979302E-2,0,5.6238841917778887E-3,0.49366194676871289,0.34866920103898857,2.5160850451076858E-2]
[null,839,0.98343658395593936,1.0181998081545913,0.98123107123975528,0.98190524857796224,1.027555208665683,1.0144741001175643,0.97650053879779641,null,4.2847915059200048,0,9.4779488673302041E-3,0.76710844848784576,1.8347712017287356,1.0228923750437701E-2,6.4121905868310597E-2,9.1886109864028828E-3,0.74209311845555126,1.2416333569531663E-2,0,5.6238841917778922E-3,0.49236258843057867,0.33087091020645115,2.5483529111714677E-2]
[null,840,0.95483155699466293,0.9852016212990018,0.99134174705602573,0.97742270241106566,0.98293844892559568,0.97471407586579717,0.97953389939309754,null,4.4378395389646741,0,9.2403441861628084E-3,0.77057148824687893,1.9473929246616735,1.050492343791907E-2,6.4986234082047512E-2,8.9559825387898629E-3,0.75672981633990477,1.2358449269780429E-2,0,5.6238841917779043E-3,0.49145355163374072,0.3536642672060813,2.4838361542238528E-2]
[null,841,1.0382773175745006,1.0239354891884676,0.99531668435118625,1.0132125560589147,1.0174336172436771,0.99503708421085824,1.0256582840083186,null,4.06074669679791,0,8.5402885591481324E-3,0.72029274738037896,1.7253900552076573,1.0153867349573431E-2,6.1819396524208134E-2,8.2730316118605294E-3,0.7281606360127546,1.2810484971937784E-2,0,5.623884191777893E-3,0.45824706871781656,0.3155715357137242,2.2944277675370044E-2]
[null,842,0.99390002814787148,0.96159975117536123,1.0159725169548246,0.97278965885323365,1.0286913082251887,0.98383142073304741,1.0058608161215565,null,4.3830135354226529,0,8.5479619961442311E-3,0.76786934579752408,1.9083287988892137,1.0706043150642114E-2,6.2692009265971307E-2,8.2934059471391573E-3,0.75731200221107264,1.2296979711697624E-2,0,5.6238841917779E-3,0.4823059759425013,0.35313226881939291,2.3000783491861028E-2]
[null,843,1.0166202570593958,0.98995186555775849,1.0002590547150287,1.0132205375303414,0.98984338072970324,1.0321005840466408,1.0294510347081871,null,4.3018501713445101,0,9.0112176379994989E-3,0.77295256867691797,1.8185178740809336,1.0796523345980346E-2,6.1782201129420379E-2,8.7481013580486527E-3,0.77249062526383661,1.2809980217292018E-2,0,5.6238841917778974E-3,0.49023744183114965,0.33264036128775282,2.4261827599400442E-2]
[null,844,1.0095448051424358,1.0378700424074874,0.98489631364603214,1.0007789835761816,0.99493559368024775,1.0435217779769166,1.0048807819492196,null,4.2023523658873954,0,9.3906597254617141E-3,0.76863092400441169,1.7542241623116763,1.0397681493837588E-2,6.3623599303063008E-2,9.1067523356132031E-3,0.75225605197583101,1.2654547887533011E-2,0,5.6238841917778983E-3,0.49220231188034924,0.31776660643279325,2.5256503795969849E-2]
[null,845,1.0356369655939892,1.0011770272173928,1.0339775745552917,1.0089267771361332,1.0018416098528502,1.0353235110951047,1.0178766001319155,null,4.2200528076377664,0,8.2480849352100909E-3,0.78196001811969718,1.7580806316814381,1.0730926751026684E-2,6.313130275220015E-2,8.005361488350328E-3,0.74853049475130429,1.2751618782849774E-2,0,5.6238841917779061E-3,0.48578761225687439,0.33149711564778078,2.2201926149671293E-2]
[null,846,1.0193990162615743,0.99796256245412351,1.0191295569755572,0.96393031305984678,0.97890288983795237,1.018324162580549,1.0095877466850904,null,4.2458932240186211,0,8.508956911510334E-3,0.7715412746664313,1.7951568693641133,1.059032097049125E-2,6.3104192607580822E-2,8.25516906686459E-3,0.74727106537722976,1.2184624667458717E-2,0,5.6238841917778956E-3,0.48367415866069768,0.33410588334443259,2.2894738013054708E-2]
[null,847,0.97319405047797081,0.990819821813966,1.0157391961763718,0.96936116594080302,0.98734187223042447,1.0121621934383009,0.96930502082141934,null,4.419479482399761,0,8.9345934179850886E-3,0.8020276264838635,1.8941602299521052,1.0610079306806406E-2,6.5524160684193755E-2,8.6683492638206447E-3,0.75053820396247495,1.2253667440615698E-2,0,5.6238841917779061E-3,0.50383335655807826,0.35113387340411761,2.4040644569888459E-2]
[null,848,0.97493524848386759,1.0030252404842603,1.0065184580261328,1.0358512541150202,1.0109036623868211,0.99222697594197085,1.0299375452057982,null,4.3840458669708156,0,8.8933999378696185E-3,0.7759489090195183,1.8711586987861808,1.0994627746647138E-2,6.5469281740490007E-2,8.6198302114917132E-3,0.78298164220576794,1.3095314555615026E-2,0,5.6238841917779043E-3,0.49023069263505314,0.34491030311684773,2.3906082699293792E-2]
[null,849,1.007879274374333,0.99162112910870581,1.0113683335983585,0.97772739879109849,1.0039462017213805,0.99287994165118676,0.98457655250036868,null,4.2403117617901831,0,8.5395895265594178E-3,0.75619371299561933,1.828636563185096,1.0256678401080604E-2,6.3051915874512601E-2,8.2799707199492541E-3,0.72723143070963925,1.2359937691937132E-2,0,5.6238841917779043E-3,0.47632050899215539,0.33793322608153004,2.2963522473441265E-2]
[null,850,1.023052881715371,0.98460186284082307,0.97127072923887459,0.97471522805625999,1.0152856706445872,1.0066046413585417,1.0255279817854608,null,4.2174037168914529,0,9.2893439544613106E-3,0.73038839945419665,1.8233863527267633,1.0312093583843338E-2,5.9479908073543308E-2,9.0126945803783096E-3,0.75419593922335748,1.2326601075620201E-2,0,5.6238841917778939E-3,0.47175915374380517,0.32521238849014711,2.4995645702482402E-2]
[null,851,1.0477059071888331,1.0280567837500456,0.99735692128215903,1.004939609016513,0.98421699188984946,0.98878338943403321,1.001012295231372,null,3.9883126320085576,0,8.3679854609340319E-3,0.7098288530930249,1.7028789737019268,9.792195013785341E-3,6.1573388887925462E-2,8.1034368041737834E-3,0.7005751795611016,1.2705638368254323E-2,0,5.6238841917779043E-3,0.45101582037105203,0.31210932100273969,2.2473926473727462E-2]
[null,852,0.99944116637742775,1.0327848139326699,0.96893373526551319,1.0041733545555436,0.99249883751608214,1.0328437275919811,1.0386381102938547,null,4.250552591184487,0,9.7161221764999681E-3,0.75814911566903098,1.7839732465018969,1.0663120535365531E-2,6.3055910273603188E-2,9.4207466792468227E-3,0.7815369486317455,1.2699426791244897E-2,0,5.6238841917779095E-3,0.49041814052506932,0.31860084347805762,2.6127330083941105E-2]
[null,853,0.96676511350201655,0.97541351059601566,0.96200195967126023,1.0088494879253731,0.95348335995646705,1.0211627579822327,1.0188329689539943,null,4.5003954468260075,0,1.0185307741592403E-2,0.77952831383034016,1.9492239189977889,1.0885251839876185E-2,6.1932339503650416E-2,9.889007236299362E-3,0.80250248695372528,1.2759423099078175E-2,0,5.6238841917778974E-3,0.50648297737604153,0.34432715601422498,2.7425995524797644E-2]
[null,854,0.9567116850180527,1.0337347907194556,1.0182211262351892,0.99778096008030792,0.98047573263552323,1.0252818699507045,0.98523759249682274,null,4.4241774963857399,0,9.0852014041195028E-3,0.82086905158506829,1.8499463415498021,1.0916907321943864E-2,6.9053389972395018E-2,8.8067213190216737E-3,0.77096191540978543,1.2612624524881488E-2,0,5.6238841917779052E-3,0.51488420231985976,0.34516325644623019,2.442440314908844E-2]
[null,855,1.006741503086918,0.96857680482115105,0.981808335035945,1.0088814255024499,1.0381391233638502,0.9882969741813491,1.0315959966709631,null,4.3090990684241302,0,9.0945773100177957E-3,0.73786063123769774,1.8795557856116225,1.0569985943682782E-2,6.0276434320815246E-2,8.8230684593713065E-3,0.76675367404193706,1.2757380230751549E-2,0,5.6238841917779E-3,0.47341776312695749,0.33808529855422748,2.4469740015303523E-2]
[null,856,0.9865385082672844,1.0154237083707529,0.95800436249293042,1.0082404621454404,0.97744778486322526,1.0186780797243538,0.96775920847853047,null,4.2596119352054567,0,9.9639323434573684E-3,0.75257734349859262,1.8393106297115629,9.9669405061655145E-3,6.238402467123863E-2,9.6618142966309484E-3,0.7355829042435873,1.2752216745707898E-2,0,5.623884191777893E-3,0.49022622703479557,0.32469397995317145,2.67959026956874E-2]
[null,857,1.0055049763332087,0.97567942656667794,0.98489596632576937,0.98286020523032847,0.99948674193484455,1.0269597897744704,1.0381619514337264,null,4.3708226081479973,0,9.3879725623533961E-3,0.76943910474255206,1.8680415244534285,1.0891083952896806E-2,6.0873394325826717E-2,9.1163371167968452E-3,0.78904698996452749,1.242797039059376E-2,0,5.6238841917778965E-3,0.49271994803267849,0.33674725748286127,2.5283086056409894E-2]
[null,858,1.0097016933332852,0.99841412579740518,1.0106644858053213,1.0145938061810453,1.0040388053199247,1.0030811788802909,1.0180387430693105,null,4.2585574801789159,0,8.6133432388625659E-3,0.76121439088642318,1.8136732838305194,1.0619595292744236E-2,6.3232631382715218E-2,8.3524236335186571E-3,0.75353437100272891,1.282607007891382E-2,0,5.6238841917778939E-3,0.47969119928329629,0.33523851174907388,2.3164462086066796E-2]
[null,859,0.98972527983860814,0.99961216465823977,0.98568048278901121,1.0348961481957077,1.0081223354765076,0.96250818607222399,1.0284116652892505,null,4.2563434792003632,0,8.8834196178960972E-3,0.72778325702838886,1.8543015014935529,1.0470269253320844E-2,6.3070856221099966E-2,8.6026489295108182E-3,0.75674475366830918,1.3085850384127124E-2,0,5.6238841917779017E-3,0.46581528339493095,0.33587016181361606,2.3858432439620735E-2]
[null,860,0.96944846637109416,1.0015774589202528,1.001527554293111,0.98103732158597201,0.9872617760321043,0.99885422467190932,0.99310325617046291,null,4.3909387132501294,0,9.1008021277271308E-3,0.78253012659355881,1.885591689054481,1.0667669687533531E-2,6.5458986178126261E-2,8.8230990980373621E-3,0.76272049779106621,1.2402942837009595E-2,0,5.6238841917778983E-3,0.49592081234270602,0.34582998261552983,2.4469824988031127E-2]
[null,861,1.0228811932693211,1.0220060447373551,0.97097969823630947,0.97683762347970593,1.0035219812256981,1.0380479831558156,1.0178927328606227,null,4.1736171209465178,0,9.5194602009707301E-3,0.74770765325340371,1.7601179782940064,1.0300013535360043E-2,6.1228396223768182E-2,9.234426001921375E-3,0.75343623236529667,1.2353476479028045E-2,0,5.6238841917779009E-3,0.4830350102063044,0.31448891894156145,2.5610591655057396E-2]
[null,862,0.99529934033857348,1.0094286335660354,1.0042303503190733,0.97788228128747767,1.0098244545235449,0.99454038339573769,0.99589696980488429,null,4.2543833663785877,0,8.7632389933264606E-3,0.75930824468821523,1.8223551243656486,1.0391576565971786E-2,6.4311023049802407E-2,8.4926359859296939E-3,0.74102791227129094,1.2362735785330384E-2,0,5.6238841917779087E-3,0.48039777198436295,0.33532237197099485,2.3553324512583285E-2]
[null,863,1.0228847089330628,1.0308307642140355,1.0224879580666286,0.98465854652764995,1.0117512187671542,1.0182439227605427,0.98612252826792168,null,4.1377992837183619,0,8.3681150390481872E-3,0.76563385506616499,1.7339121750052804,1.0232589062846582E-2,6.470017626971887E-2,8.1105450502818623E-3,0.71935222341949989,1.2446245760219349E-2,0,5.6238841917779052E-3,0.47898480892670164,0.32467725564876276,2.2493640356151749E-2]
[null,864,1.0207455661389686,1.0111680214114789,1.0217300817101516,1.009812077784656,0.99569145991098684,0.97365299617492673,0.97162849369363469,null,4.1049808775651657,0,8.0605103284998696E-3,0.73521112833409563,1.7698670043997444,9.9006662950632835E-3,6.3824242412780147E-2,7.8058428758506987E-3,0.69550907542560236,1.2764282001341023E-2,0,5.6238841917779E-3,0.46016547658795581,0.33072120056566134,2.1648584803793548E-2]
[null,865,1.0199161581907505,0.9929436373209225,1.0093313507634425,1.0006797765859639,0.9864192518795295,0.98301973470631243,0.96622364527925064,null,4.155235432807368,0,8.3887231371893509E-3,0.73808166097059524,1.8052535540716483,9.8795343016290556E-3,6.2254154214050048E-2,8.130799670843028E-3,0.70061934055151553,1.2650335140601871E-2,0,5.6238841917779017E-3,0.46549664570603483,0.33308443296786905,2.2549814157989807E-2]
[null,866,0.99524969446158562,1.0096901605047495,0.99595010611372892,1.0327843633040064,1.0058504309191294,1.0394316567348558,0.95813736386495352,null,4.2974812362624002,0,9.3193176092939423E-3,0.78889629567846531,1.8239998715589891,1.0223385946254363E-2,6.3829155568078888E-2,9.0439025979587619E-3,0.7326687790793931,1.3057860599487683E-2,0,5.6238841917778896E-3,0.50169403865992845,0.33268118253195939,2.5082197459402697E-2]
[null,867,1.001122633127661,1.0050309999479923,0.99140886463115885,1.0130553841051115,0.9615743290191674,0.99623356616036052,1.0025248735408789,null,4.238641654858216,0,8.9724004578120332E-3,0.74843645926190927,1.8223982264752689,1.0331437913064396E-2,6.2956234255177032E-2,8.6969777072766381E-3,0.74344685041555647,1.280897760843E-2,0,5.6238841917778904E-3,0.47731626538088562,0.33147869992454249,2.4120042182140564E-2]
[null,868,1.0050868056034743,1.0009142272325462,0.97264657737434534,1.0385220899911751,1.0050704171967006,0.99552713561329187,1.025330344538957,null,4.2333462225072305,0,9.2954666041221348E-3,0.73326094092537708,1.826814077801143,1.0384546589735805E-2,6.1404656952268273E-2,9.0110583245180797E-3,0.75799722426653826,1.3133350757738624E-2,0,5.6238841917778965E-3,0.47320090976729534,0.32681993179516838,2.4991107739790307E-2]
[null,869,1.0332249371751874,1.0204482765750635,1.0351858128118732,0.97560355861667936,1.0057985924395125,1.0108855070908658,0.97618056176325518,null,4.1109759791041887,0,8.0226507256959071E-3,0.76232140707267315,1.7302063802080618,1.0115084683822708E-2,6.4298179453448706E-2,7.7763440971697117E-3,0.70430866653084001,1.2330313423481119E-2,0,5.6238841917778965E-3,0.47324055190715025,0.32721104484203767,2.1566773419418983E-2]
[null,870,0.98550085834762302,1.0325124477867142,1.0099592398649877,0.99635721222180484,1.0025161272608969,1.0346137583102164,1.0094594207093037,null,4.3267653025911086,0,9.058067062724497E-3,0.79879896746885259,1.7999142117543714,1.085742715014223E-2,6.6461096344179543E-2,8.7832381332500226E-3,0.77146481671525735,1.2595615167069149E-2,0,5.6238841917779052E-3,0.50359483867345145,0.3333699987531466,2.4359275302329734E-2]
[null,871,1.0294352604100072,1.0395394233482935,1.0264440999563786,1.0027228535849717,1.0162192471583795,1.0384799387616768,1.0354253390707404,null,4.1665050408481781,0,8.3964214297383901E-3,0.77759668193359377,1.7082377448720312,1.0798430494412108E-2,6.4949074756058892E-2,8.140943035965716E-3,0.7576609988070907,1.2674107968745863E-2,0,5.6238841917778965E-3,0.4852949680628742,0.32134668257024779,2.2577945585120333E-2]
[null,872,1.0212282503529837,0.99983039282338126,0.98551489788215063,1.0491393552812027,0.99494746017727309,1.0194889007391095,1.036894819142502,null,4.2297785698596604,0,9.1218446008803789E-3,0.74830525502443446,1.7967652401764489,1.0595809909591991E-2,6.1126064031250142E-2,8.8495944641666675E-3,0.7659605786709911,1.3265971209773802E-2,0,5.6238841917778904E-3,0.47900017502813258,0.32486453499213885,2.4543306761835769E-2]
[null,873,0.98160327010880244,0.99837415746429747,1.0188579693921085,1.0150760950427915,0.96504984603619104,1.0021538077283982,1.0065350058843836,null,4.3763103167301782,0,8.7005582586165541E-3,0.78787659455491943,1.8636136645553869,1.0855910551600814E-2,6.5538516442922426E-2,8.4367630388861598E-3,0.76596767335388594,1.2831169297710185E-2,0,5.6238841917778965E-3,0.49399691993847139,0.34687141158111373,2.3398367482119355E-2]
[null,874,1.0063928948133021,0.98700327166040436,0.97754644608262375,1.0139534280436995,0.9799934544949549,1.0142482569054616,0.99437633439729844,null,4.2758829013682744,0,9.386509977085785E-3,0.75210069306648453,1.8477558772232257,1.0261939397458175E-2,6.0942943973879844E-2,9.108417244480551E-3,0.74627680557320364,1.2822043279667881E-2,0,5.6238841917778983E-3,0.48385454852168802,0.33126113764909271,2.5261121224398601E-2]
[null,875,1.010381985813904,0.97477704322058323,0.99330950915861516,0.9982762056394805,1.0072378588798778,0.99438159423728112,0.98321412267157271,null,4.260480576858523,0,8.8898135407224372E-3,0.74640710777803043,1.8586000455001876,1.0151986017826194E-2,6.1018982981539502E-2,8.6244032709060069E-3,0.72933376690062246,1.2621880976375238E-2,0,5.6238841917778974E-3,0.47545652666540217,0.33761304057622199,2.3918765540354981E-2]
[null,876,1.0031141897425297,1.0181227919985874,0.99658115593019914,1.0256523387828023,1.0088942852785299,0.98838417503354714,1.0126599623364776,null,4.1962933845752222,0,8.7667308749652968E-3,0.74215341532013013,1.7952754704391556,1.0361225568055382E-2,6.3778751414578588E-2,8.4920604139843408E-3,0.74253013467709472,1.2967609534048141E-2,0,5.6238841917779043E-3,0.47178247838934234,0.32854335727035422,2.3551728231660404E-2]
[null,877,1.0052081938778841,0.98770249429517798,0.99571273636286262,0.99572587247757416,1.0264068433175311,0.97068994208243953,0.99522733530391783,null,4.2183196198729638,0,8.6571296151999738E-3,0.73124787789121148,1.8442668503708906,1.0149850807127639E-2,6.2106889421500333E-2,8.3889526529908626E-3,0.7278653390130766,1.2589345512539681E-2,0,5.6238841917778939E-3,0.46510172470663264,0.33637026390609792,2.3265771014317187E-2]
[null,878,0.96325190505439384,1.0186949981947786,0.98059743809054811,0.9904147208646662,1.0044852256232333,1.0026006003825823,0.99012210355835695,null,4.3619092278178204,0,9.5751062921293137E-3,0.77320856003610472,1.8725068429643466,1.0499880117447529E-2,6.54510117751574E-2,9.2792013872608041E-3,0.76249561561463874,1.2524013591374224E-2,0,5.6238841917779043E-3,0.49647629584818981,0.33768425767696419,2.5734770906684655E-2]
[null,879,0.99096056739802818,1.010283778066901,0.98537939615766779,1.0223847249364264,1.0156420287357826,0.96994981498820954,0.99069229257078184,null,4.2087553834568894,0,8.9286019858572999E-3,0.73076650772618568,1.8334244728617723,1.008841720360878E-2,6.3498059804568324E-2,8.6456706530644422E-3,0.72879187901502684,1.2927685860864509E-2,0,5.6238841917779052E-3,0.46781323778762912,0.33212642222118033,2.3977748117065045E-2]
[null,880,0.97548464005735547,1.0032218831644562,0.97628577383155413,1.0016769497461679,1.0046146536775991,1.0307671531688984,0.97208938006295575,null,4.3789038697934961,0,9.837151164573895E-3,0.78525769618151142,1.8772335626180889,1.0380249327255019E-2,6.3601990703601632E-2,9.5458095291808057E-3,0.75599060788659878,1.2666954181369261E-2,0,5.6238841917778974E-3,0.50558879151370306,0.33637729767331664,2.6474177151664696E-2]
[null,881,1.0089492154808011,0.98889053327530507,1.0238918399228942,1.0138142371536538,1.0301856073279285,0.99434928263908584,1.0211778995406278,null,4.2835101208451203,0,8.3253556454495579E-3,0.76530602920391588,1.8284255361809045,1.0742606232321357E-2,6.3585336447726362E-2,8.0732989325820251E-3,0.75494589634240006,1.2814608450851268E-2,0,5.6238841917778939E-3,0.47836904128603747,0.34155889658153227,2.2390342640522407E-2]
[null,882,1.005164244629501,1.0340066084190709,0.98051978255727912,0.97425563259954739,1.0212544230755023,1.006850913695807,0.99140434939479405,null,4.15226229558135,0,9.1903277931560234E-3,0.74172193204267656,1.7691465900556893,1.0057005736240998E-2,6.3451357051595852E-2,8.903395593733026E-3,0.72981726542420489,1.2319687566040273E-2,0,5.623884191777893E-3,0.47628210568381807,0.31943688217790978,2.4692517850821504E-2]
[null,883,1.023391048523117,1.0411629248511223,1.0020352688470113,1.0203763111262267,1.0038749896485786,1.0094641499501773,0.99480009917546364,null,4.0870866049801258,0,8.6398882068547712E-3,0.74338207271340551,1.7213855883704912,1.0078890520260626E-2,6.3942529215550076E-2,8.3690364963629731E-3,0.71885315204364442,1.2900230632729895E-2,0,5.6238841917779043E-3,0.47096259063319124,0.31701798246727403,2.3210535902288693E-2]
[null,884,1.0276520754963683,1.0232079625651322,0.98695454749900036,1.0257463659245201,1.022642692470763,0.99307078757138345,1.0218686899095786,null,4.0916625186792679,0,8.7649333007765919E-3,0.72101177297690389,1.7463338600899292,1.0147177887232579E-2,6.1933293309546854E-2,8.4902924990344145E-3,0.73220978650763435,1.2969996091227089E-2,0,5.6238841917778983E-3,0.4611119793480904,0.31704858395065832,2.3546825128007393E-2]
[null,885,1.0174179966634631,0.99465078437756638,0.98812323879983899,1.0176879493152284,0.9975716981530911,1.0124284302802955,0.97934730364013445,null,4.2046602330713077,0,9.0519826020518286E-3,0.74832762979973932,1.8118186910868541,1.004841987215143E-2,6.1257896952022044E-2,8.7813001663301568E-3,0.72435016172089306,1.28679573063754E-2,0,5.6238841917778965E-3,0.47823047349641301,0.32805190050121458,2.4353900579589475E-2]
[null,886,0.98942426306572329,0.98176820941342258,0.9938892072806047,1.019476111838324,1.0207643486067901,0.98106624414291388,0.97904705703221029,null,4.3057695452539892,0,8.9335252484637612E-3,0.75089726378317678,1.8849362733706894,1.0219530526093831E-2,6.2694017863310234E-2,8.6613090932433964E-3,0.73371286420728854,1.2889854100738398E-2,0,5.6238841917778956E-3,0.47814350114897985,0.34290345273023143,2.4021119486921923E-2]
[null,887,0.97498630590801727,0.99004943204316032,1.0041573515080175,1.0055500320283401,1.0042157156378966,0.96867658441409055,0.9626605610842407,null,4.320718424284598,0,8.74659044534409E-3,0.75751788988975766,1.8950113718106962,1.0168172362358176E-2,6.466128212839195E-2,8.4744533371652955E-3,0.7244007060045301,1.2712530186508409E-2,0,5.6238841917778983E-3,0.47928674297360901,0.34810508476493685,2.35028970802106E-2]
[null,888,1.039569560855639,1.0059623600995706,1.0231119582905386,1.0235609213871864,1.0074689201215479,1.0015495232174634,0.98398168555139731,null,4.1009772730812113,0,8.1256014078199112E-3,0.74499420057717947,1.7460558460689772,1.0044324049348153E-2,6.2496721942562165E-2,7.8772735828403651E-3,0.70496343526108585,1.2937901852790732E-2,0,5.6238841917778939E-3,0.46589473806083687,0.32636785945463131,2.1846689447001879E-2]
[null,889,1.0098463593414255,0.99380992130150292,0.99978632870070772,1.0006087886002104,0.9742007437357999,0.95588408859663232,1.0088395200372908,null,4.171005289595989,0,8.4038886573402811E-3,0.71802890755214865,1.824058130808708,1.0157133797455307E-2,6.2357933679609553E-2,8.1379389181586818E-3,0.72607225205509862,1.2650589102761272E-2,0,5.6238841917778965E-3,0.45553655363767059,0.33421624049133047,2.2569614018607846E-2]
[null,890,0.98530304902911137,0.97008749903695424,0.99254622576460672,1.0169193646389838,0.97178438574283121,0.98878829216172504,1.0429543632548068,null,4.4169119350689954,0,9.087662208732054E-3,0.76126262958024193,1.914885325532125,1.0999027854561489E-2,6.2292336905405303E-2,8.8160841642728645E-3,0.79193662337088944,1.2857693138169592E-2,0,5.6238841917779043E-3,0.48515084509099726,0.34772477755289516,2.4450369896389001E-2]
[null,891,0.99011327879571032,0.99306039784728217,0.97717015549465602,0.95960480980057417,1.0277436102978028,0.98987500902889014,1.0036608211916129,null,4.2933788457848436,0,9.3080801798792381E-3,0.74428082004921992,1.8673093396024203,1.0335296948341541E-2,6.2219017867183139E-2,9.0238393186434906E-3,0.75265098494803795,1.2134816825785115E-2,0,5.6238841917779E-3,0.47893770226136867,0.33514466963199158,2.502655431994846E-2]
[null,892,1.016859191144363,0.99569942656061117,1.0013563934866021,0.97102356938360734,1.0104219803225873,0.99561799756758118,1.0323069043265019,null,4.2250378999892186,0,8.6611369859117861E-3,0.74440368795570899,1.8078259254770994,1.057134280527137E-2,6.2111148160191379E-2,8.3974998212881374E-3,0.75589563545886906,1.2276362218945843E-2,0,5.6238841917779061E-3,0.47180871785225537,0.33149535745595288,2.3289475577765208E-2]
[null,893,1.029197399663822,0.97528638774386356,0.99137718106609085,0.98774151584626424,1.0138115512649712,1.0121777109612506,0.96862381319557911,null,4.1993430286299995,0,8.9186442682631841E-3,0.74491904834667955,1.8241794502819226,9.913505259224957E-3,5.9818768692912756E-2,8.6569221937766293E-3,0.71296438844116716,1.2488915220406245E-2,0,5.6238841917779E-3,0.47508245307627511,0.33060538425559577,2.4008952938524456E-2]
[null,894,1.0049187636245129,1.0074831219129616,0.99712345392404433,0.98146293386258354,1.0192030877095595,0.98913046259277604,1.0258953792227139,null,4.2259274857526483,0,8.7650441888012989E-3,0.74347194508740855,1.8099369193312904,1.0513651794069788E-2,6.3176895553869974E-2,8.4934135317961262E-3,0.75397294724537722,1.2408846119324636E-2,0,5.6238841917778956E-3,0.47246092547805579,0.33107762066411728,2.3555480944360857E-2]
[null,895,1.0351187618445552,0.9912960581004534,0.97352632834633313,1.0197325270689712,0.97325419776344391,0.99472510191253749,1.0049895522036019,null,4.1189209678581395,0,9.0184460206431984E-3,0.71347077605992903,1.7900032904384453,9.926451837945667E-3,5.922542469495997E-2,8.744864708721576E-3,0.72347141430242168,1.2895624530293437E-2,0,5.6238841917779043E-3,0.46017262928383301,0.32015220269631334,2.425285113413566E-2]
[null,896,1.0261008927644499,0.96580379919507009,1.0062288802685464,0.99215969395551362,0.99045912783215728,0.98026380722066286,1.0112412175747187,null,4.2253554882278452,0,8.4133795090453548E-3,0.73399906498455392,1.8431709058034262,1.032217788654442E-2,6.0380368254778979E-2,8.160852415174032E-3,0.73466212373043749,1.2542996956260035E-2,0,5.6238841917779E-3,0.46381064955226786,0.33846268206089308,2.2633161900774804E-2]
[null,897,1.0151530017597583,0.96970890070829707,0.97071523073019284,0.981244964499141,0.97242779757112374,1.0255176850961587,0.99974154708521867,null,4.3014635699850041,0,9.5763277722259905E-3,0.75246340018765845,1.8646128068466437,1.029933238072674E-2,5.9202965447332369E-2,9.3005005493229619E-3,0.75348553797109774,1.2409245255879307E-2,0,5.6238841917779017E-3,0.48618903868681984,0.33165934461875812,2.5793841621210414E-2]
[null,898,1.0380724769407672,0.97651460549145042,0.99116575705684884,0.99845582160236412,0.96577286760169956,1.00974658153907,1.0165942104746895,null,4.1919359768082218,0,8.8229509632457414E-3,0.73638125408909694,1.8064649865327804,1.0286455488187404E-2,5.9353750194745182E-2,8.5630965534938715E-3,0.7404527190671033,1.2624411554017147E-2,0,5.6238841917779043E-3,0.46969951111137526,0.3275601204004005,2.3748738588487323E-2]
[null,899,1.0085256734175019,0.9928550803568098,1.0341063778383373,1.0028286598089142,1.0250770431931655,1.0088123150762682,1.0155517671606484,null,4.3049475575660159,0,8.2637569160149242E-3,0.78331778761946724,1.8197195443500005,1.0846803991645526E-2,6.4415340570451618E-2,8.016193294839942E-3,0.75681676114863172,1.2674530579228039E-2,0,5.6238841917779009E-3,0.48659311255895193,0.34295538928927682,2.2231966887756627E-2]
[null,900,1.0050147721955982,1.0149373175500347,0.97921539757932119,0.97006312353178714,1.003461971855294,0.96639133367991048,0.99922996512060747,null,4.1334428348398768,0,8.8775878948499105E-3,0.71316450229854811,1.8013477969491907,9.9410510588468191E-3,6.2468600490146679E-2,8.5939768362377454E-3,0.72198054039558368,1.226682667616036E-2,0,5.6238841917778974E-3,0.45832176251807732,0.32477709990867387,2.3834381411482662E-2]
[null,901,0.99799530749380538,1.0136433290026732,0.99597840210148236,1.0376524156027067,1.0348899497509962,0.98910973925623147,1.0265531763729823,null,4.2400927402485715,0,8.8366838301497629E-3,0.74685367957840121,1.8122195031078181,1.057009653813552E-2,6.3849560106853637E-2,8.5612044574037739E-3,0.75807165152182365,1.3119405564484796E-2,0,5.6238841917779043E-3,0.47494889729384693,0.33136805063508468,2.3743491083084659E-2]
[null,902,0.98217073774663888,0.98490374293401617,0.97601238226100806,1.0070035128111867,0.98469224509393949,1.0339320003433199,1.0052300968056405,null,4.4285388881545664,0,9.8401325555935951E-3,0.78535144307676963,1.8975529602653014,1.0739211317727556E-2,6.2251327041441852E-2,9.5547406234582632E-3,0.78286552803019993,1.2734346198408249E-2,0,5.6238841917778887E-3,0.50573667078438744,0.33946996269214108,2.6498946488548791E-2]
[null,903,1.0310356543245678,1.0289670187653932,1.0031320083010433,0.99483621911781206,0.98371837263318029,1.0069233300798761,1.0115206232774172,null,4.0933552531818442,0,8.5535522969992991E-3,0.7385729470236535,1.7276316851380427,1.0198479358839208E-2,6.2952468586254348E-2,8.2877808939732459E-3,0.72731726124049834,1.2577205280392955E-2,0,5.6238841917778983E-3,0.46759740218536011,0.31816450850987699,2.2985183070173734E-2]
[null,904,1.0108862114344086,1.0003723925074333,0.95488318188139365,1.0035636182611192,0.9957711484121986,0.9869302576185397,1.013885253517717,null,4.1725763907313302,0,9.5092105910363489E-3,0.7111785926257298,1.8214605218447679,1.0017691389856061E-2,5.9995793011374865E-2,9.2158821725111233E-3,0.74131661416997097,1.2693450400659924E-2,0,5.6238841917779043E-3,0.46418912268638379,0.32083488629857848,2.5559162530751425E-2]
[null,905,1.0295371296326707,1.0215822193620987,0.99869789599601944,1.0065861763462502,0.98817882401060586,0.98024850133780927,1.0169812554890234,null,4.0715722002298085,0,8.4284912179494378E-3,0.71776351811265338,1.7430722195591266,1.009501538175531E-2,6.2430619688489536E-2,8.16134982405586E-3,0.72204493181050744,1.2726292988920031E-2,0,5.6238841917779052E-3,0.45567668640981968,0.31977163207499043,2.2634541405657443E-2]
[null,906,0.990548049870147,0.96664799576353211,1.0161542611262633,1.0293156339360769,1.0109782005820331,0.96758848478369919,0.99370905087587502,null,4.3463216959045035,0,8.4236483335930982E-3,0.75660093853048316,1.9052017109516404,1.0502896773372452E-2,6.3172269574795395E-2,8.1672835996352035E-3,0.74178610592539118,1.3011498977506654E-2,0,5.6238841917778965E-3,0.47517511239058158,0.35285264529035443,2.2650998032555932E-2]
[null,907,0.95821793668891309,1.0152219624306977,1.0046212289738379,1.025800023963553,0.97639236792324491,0.96971177278727727,1.0068643380384408,null,4.3673246537315027,0,8.8582440491710157E-3,0.76766745033566419,1.8824933448844228,1.0727039665089071E-2,6.7123159354532086E-2,8.576143323961876E-3,0.76469760620285454,1.2968480599908634E-2,0,5.6238841917778939E-3,0.48556880227791271,0.34695206467655837,2.37849222679931E-2]
[null,908,1.0295077736802383,1.0147132431221573,1.0023596176313876,0.97003033151569706,1.0428376832727699,0.97336788271347541,0.99718873692429111,null,4.0642310762117342,0,8.3161028374965883E-3,0.71594712523221005,1.7535007247165422,9.9056148312673051E-3,6.2318512362321228E-2,8.0523900961428294E-3,0.70663793182064749,1.2263687538240201E-2,0,5.6238841917779E-3,0.4534901119510481,0.32247484186094455,2.2332354448087358E-2]
[null,909,1.0050899497850352,1.0317067703209875,0.99211979854379484,0.98829470153023935,1.0120546872765421,0.99890802934711265,0.97883050076141831,null,4.1445518437818079,0,8.9034389353396318E-3,0.74371814337597486,1.7703295683759706,9.9833446944661494E-3,6.4045153359416573E-2,8.6238570259373464E-3,0.71769754296010124,1.2495820626599093E-2,0,5.6238841917778956E-3,0.47409621264050122,0.32292450487205787,2.3917250594343933E-2]
[null,910,1.0356290124750576,0.99580439148390987,0.99363557770713173,0.97361310015710056,1.0309027573228537,1.0254109383077128,1.0354532334400737,null,4.1957880220888102,0,8.9014547425583512E-3,0.74834080506727518,1.7767003945430753,1.0540653220175156E-2,6.0549341148966401E-2,8.6383480481397774E-3,0.7580768321645438,1.2310010183517246E-2,0,5.6238841917779E-3,0.47659115809731989,0.32336061043083675,2.395743973573871E-2]
[null,911,1.0248490540796913,0.97788539128148066,0.99078617969180793,1.0163612435471119,0.97535166788322236,1.0214739066177327,0.98733911615334091,null,4.2402740117494231,0,9.0453636915980139E-3,0.75432251641301562,1.8274195234488328,1.0189331126502854E-2,6.0163839845653239E-2,8.7816586343310889E-3,0.73327700258505568,1.2850853376798317E-2,0,5.6238841917779E-3,0.48125766808604342,0.33107820298468627,2.4354894748321938E-2]
[null,912,0.98831226526060922,1.0222233562714387,0.98977791384506353,1.0011494481009746,1.0182184745048581,1.0354760662609233,0.99386171006501856,null,4.311645951293249,0,9.4486817091035454E-3,0.78488854492470228,1.8168361688596044,1.0544350862332132E-2,6.4522168591579415E-2,9.1650056424238419E-3,0.7602516597733886,1.2658638235191805E-2,0,5.6238841917778939E-3,0.50107515638478239,0.33011099306300035,2.541806247357186E-2]
[null,913,0.98096142667749331,0.98252102598596402,0.99620330979508898,1.0270715846208085,1.0307217018085375,1.0082317465636033,0.99825531437772042,null,4.4063275617236757,0,9.2139344905664139E-3,0.78046820774007342,1.8992268323624462,1.0693072770928427E-2,6.3410707758364659E-2,8.9405354133210227E-3,0.76711101716336128,1.2985600424410774E-2,0,5.6238841917778965E-3,0.49625586903530183,0.3460302485930824,2.479552076117162E-2]
[null,914,0.97196870450981587,0.97583065659647561,1.002200057394701,1.0064237177806812,1.0249806893701108,0.99349674851880732,0.98550318258080771,null,4.4330037062039889,0,9.060481281207013E-3,0.78110874993766666,1.9277884034306645,1.0630287103524216E-2,6.4016767375189687E-2,8.7894507631528472E-3,0.75927462672031643,1.2723813270965324E-2,0,5.6238841917778974E-3,0.49481333549412759,0.352918363898998,2.4376505298813779E-2]
[null,915,0.99146193993680709,1.0003102713788281,1.011383044764292,0.99479614730654586,1.023690053599603,0.98482224363835047,0.9836631673863796,null,4.2732162533921692,0,8.5960400830076451E-3,0.76082609777510135,1.8435268955406474,1.0334787518103315E-2,6.4534522167972591E-2,8.330328447016689E-3,0.73268266637844082,1.2575710461675965E-2,0,5.6238841917778939E-3,0.47923406460393309,0.34104015269889137,2.310318369161905E-2]
[null,916,0.98814611118895324,1.0012726438505244,1.0121841296037117,0.9889115073575574,0.99303213731947149,0.9906516845806318,0.97613597516475314,null,4.2902832178758397,0,8.6597622325325675E-3,0.76841709054491714,1.8478216661507383,1.0329374926414772E-2,6.4848075078284995E-2,8.3934078299451736E-3,0.73192076599765432,1.250122464815241E-2,0,5.6238841917778922E-3,0.483776567247935,0.34203279657027719,2.327812692227554E-2]
[null,917,0.99129691826282196,0.99700389996297212,1.0307363727169934,0.96326440013549863,0.98333493494524893,0.96289271846860358,1.0013008439716946,null,4.2715146905185,0,8.0755246637052025E-3,0.75663237645932369,1.8448490074057056,1.0533044373255231E-2,6.5544592186346673E-2,7.8210358682962253E-3,0.73673371851197211,1.2174872654740853E-2,0,5.6238841917778974E-3,0.47097885891953528,0.34700810383436381,2.1690720776885952E-2]
[null,918,1.0329819031618943,0.98638512279977042,0.98274934773358935,1.0094784930570684,0.99487755996229343,1.0277621216581925,1.0015612375610423,null,4.2002228309320708,0,9.167535144241297E-3,0.74635805884470829,1.8000409604628775,1.0197534050263598E-2,5.9639252755299389E-2,8.8996640611408214E-3,0.73854125815071003,1.2764814446451537E-2,0,5.6238841917779087E-3,0.4785859097212562,0.32405686050664745,2.4682168885174195E-2]
[null,919,1.011708939459302,1.0315232236486971,0.95739743390667154,1.0248704718129114,0.98482064777266443,1.0078673309143105,1.0054911479197695,null,4.1254401964609837,0,9.5965389935322512E-3,0.722920917775705,1.7670277995366834,9.9749946993503615E-3,6.1547000014727744E-2,9.2979229043155184E-3,0.73633649651963073,1.2962629640860278E-2,0,5.6238841917779E-3,0.47109162229937884,0.31246677504536247,2.5786692826720803E-2]
[null,920,0.96880158830369101,0.99465182419537579,0.99705458486332921,1.0133743983007781,0.99461455754085237,1.0196912827863291,0.97353732287226136,null,4.4308033799695137,0,9.3968690079547137E-3,0.79797046323024579,1.9004924613288814,1.0595141981607678E-2,6.4876026943422191E-2,9.1178745322784607E-3,0.75959327241962216,1.2812318043962941E-2,0,5.6238841917778983E-3,0.50711536325865181,0.34671609315005236,2.5287349896966477E-2]
[null,921,0.98847763456318882,1.013167798682167,0.98263177649680333,0.98866512457887401,1.0161360909831751,0.9961406986941721,0.99247238356904854,null,4.2568496227044719,0,9.2407598680721917E-3,0.75072260435378013,1.8337087257590114,1.0256367498883635E-2,6.3633356173687261E-2,8.9548469738937389E-3,0.74323914104095379,1.2501644410113803E-2,0,5.6238841917778922E-3,0.48142023485720969,0.33119436512634032,2.4835212186897288E-2]
[null,922,1.028152999315324,1.0203484310089035,1.019088838551675,0.99658342466059302,0.97717561692892674,0.98827095133473652,0.96546431042971537,null,4.0721098022796509,0,8.1539159956153622E-3,0.73805861998153688,1.7426819001663412,9.8062152997706476E-3,6.3656532393113502E-2,7.8978751748974146E-3,0.6902332465480332,1.259738333464294E-2,0,5.6238841917779043E-3,0.46269565321309314,0.32510858243868507,2.1903825533371231E-2]
[null,923,1.0390694064628954,0.98114196893320527,0.99348083365752149,1.0008542822372457,1.0017258652721022,1.0000790041433327,0.9750514320522593,null,4.1310643385067189,0,8.6800314097363399E-3,0.72915206802929267,1.7960660675836546,9.8121280624017208E-3,5.9645933492963828E-2,8.4207284246754482E-3,0.70418176691310286,1.2654456559027227E-2,0,5.6238841917778983E-3,0.46441545061338008,0.32641798867587907,2.3353897370299571E-2]
[null,924,0.96519229134025275,1.0168596285462612,0.97516489264904016,1.017551045619651,0.97526757174580225,0.99237530758228232,1.0103788468040538,null,4.351002066592188,0,9.5697135432840988E-3,0.7601415445917763,1.8732840660246322,1.0589624690513871E-2,6.4891478633901392E-2,9.2714497169622233E-3,0.7720820149183909,1.2867833403382567E-2,0,5.623884191777893E-3,0.48976524775537167,0.33634136364562772,2.5713272563136255E-2]
[null,925,0.96741623895997098,0.99458022936271417,0.97417836829305404,1.0320711482343277,0.98587207566576252,0.99784412062229599,0.99839416580370333,null,4.39832310666438,0,9.6605935320582901E-3,0.76575947118293763,1.9090826531707157,1.0551202638570067E-2,6.3573390566647028E-2,9.3675096540244557E-3,0.76962252546088283,1.3051577459803849E-2,0,5.6238841917779043E-3,0.49369348741757574,0.34167831498166112,2.5979683471838048E-2]
[null,926,1.0084210433230594,0.99659071877984684,1.0008864944235982,1.0355695305555737,1.0375095382875834,0.99536938133920461,0.96218065646223572,null,4.2052935097969542,0,8.7385612315146449E-3,0.74998136058854259,1.8215137104048755,9.9534968220242447E-3,6.2646976324774326E-2,8.4722699671331368E-3,0.71010983482036516,1.3092456370871315E-2,0,5.6238841917778965E-3,0.47548269763911466,0.33365854213811397,2.3496841760874687E-2]
[null,927,1.0045251308889296,1.0137063872884584,1.0230482405702834,1.0246769014138892,0.98572944498350656,1.0002714881928012,0.97058016911313483,null,4.2119600350911313,0,8.3872891025585563E-3,0.76862926924490105,1.79384011405143,1.0213256116357037E-2,6.506120598080245E-2,8.1287214732422668E-3,0.71715223493439062,1.295201574054743E-2,0,5.6238841917778939E-3,0.48069405153414385,0.33550852040410628,2.2544050521991144E-2]
[null,928,1.0142930710914959,0.98963448289656486,1.019482334198222,1.0311086233801268,1.0230287430824414,1.0134273049889189,0.98587907759430471,null,4.2627683100763409,0,8.5178853540589447E-3,0.77324018395868677,1.8185687987877861,1.0411789881839884E-2,6.3029291599628653E-2,8.2646697929002512E-3,0.73333008763865615,1.3033752990251134E-2,0,5.6238841917778965E-3,0.48463437632519907,0.33822827310722053,2.2921087156453038E-2]
[null,929,0.97769051459751311,0.98175151064231914,1.0105511465262427,1.0244991792725442,0.9607959021927559,1.0193951523092699,1.035977653320268,null,4.4852774775944004,0,9.0711236821569008E-3,0.80220036540840034,1.9033641451925496,1.1321731028106833E-2,6.4444504157216739E-2,8.805111994805449E-3,0.80451916516405508,1.2951303615095342E-2,0,5.6238841917779052E-3,0.50555450619315379,0.35114394445325642,2.4419939878135396E-2]
[null,930,1.0059797247794438,0.98117658120334905,1.0025143003387953,0.9582190753462998,1.0274567099045737,1.0220975042472638,1.0222037736364802,null,4.3478216749387713,0,8.9908849723185687E-3,0.77638041280475001,1.8528587135693297,1.0810386921873456E-2,6.2134878679650861E-2,8.7280727819873619E-3,0.77287383311810942,1.2114344882727309E-2,0,5.6238841917778974E-3,0.49172211625511764,0.33935963600043545,2.4206280705329139E-2]
[null,931,0.99970172870508045,0.99446502418982241,0.99757665239539095,1.0085361730938491,1.0136543509751872,1.0318476870295052,0.99473151537173599,null,4.3329749750081756,0,9.2052247059063244E-3,0.78319960298422309,1.841951573787618,1.0573365121304594E-2,6.289240542869215E-2,8.9351892219301076E-3,0.75775268632292869,1.2751083589915115E-2,0,5.6238841917779009E-3,0.49756649669170527,0.33615321864424602,2.4780693729735764E-2]
[null,932,1.0098355323725932,0.98441101085531391,1.0310999657742907,0.98337881489472656,1.0377876268413238,1.0127973577653238,1.0011796224013612,null,4.3144179888008143,0,8.3518681993837111E-3,0.78492320343474087,1.8329551329810831,1.0712716765643305E-2,6.3727906824432648E-2,8.1047054699397644E-3,0.74914808569621694,1.2429059822654612E-2,0,5.6238841917779E-3,0.4884810153163005,0.34418670152876996,2.2477444968636892E-2]
[null,933,0.96623923545069013,1.0151725107631842,1.0355470205572157,0.97903326175373073,1.0163946478977564,0.98094623080589516,1.0120638749608901,null,4.3810533030064738,0,8.3265668473732138E-3,0.79141323254737073,1.8592137919410914,1.1008442202746284E-2,6.8501053656604985E-2,8.0644472464452398E-3,0.76784999130435172,1.2373618253171563E-2,0,5.6238841917779052E-3,0.49119294054530399,0.35177267443222493,2.2365793532753187E-2]
[null,934,0.96623647523508338,1.0264752600014517,0.98607806461769587,1.0160410366062873,1.0108412402377422,0.96535307724685038,1.0096517951950812,null,4.2820268518230913,0,9.0730402136471287E-3,0.74364094361827071,1.851919642986392,1.0451420765328897E-2,6.5979137180106256E-2,8.7796776278992704E-3,0.75535502418448075,1.2847385856254312E-2,0,5.6238841917778983E-3,0.47584603208629389,0.33630734287936187,2.434940066057021E-2]
[null,935,1.0127755996986256,0.99073193081639255,1.014889647136191,0.99870658774019416,1.0089647960951118,0.99812874314651268,0.98176200725767016,null,4.2323063551762496,0,8.4816579605618315E-3,0.75912116256316775,1.8204934139855617,1.0245578553728308E-2,6.2909227732806008E-2,8.2253794290723364E-3,0.72423239985433752,1.2624723847705082E-2,0,5.6238841917779043E-3,0.47712869154464094,0.3373714314687779,2.2812119965231199E-2]
[null,936,1.0248512893139246,0.98490507768525681,1.0132884730221889,0.98661191192046671,0.99052187451968166,0.9729130619762929,0.98199231624770544,null,4.1525086056319589,0,8.2067159404209059E-3,0.73056517725212122,1.8095718696032694,9.9828272889741342E-3,6.1790411700315497E-2,7.953769449957902E-3,0.70619673231936542,1.2472023717208557E-2,0,5.6238841917778939E-3,0.45963314071647904,0.33486664361833723,2.2058841714575325E-2]
[null,937,1.0377821140916685,0.98605242369460033,1.0151462625473744,1.0051142994850941,1.0053908013008785,0.96852420655183069,1.0180603947940192,null,4.1183331976001192,0,8.034665893548211E-3,0.71908446497613687,1.7845983933357095,1.0200504216883288E-2,6.1181667514907084E-2,7.7856190218164676E-3,0.72074554007769398,1.2705693269714958E-2,0,5.6238841917779E-3,0.45189319824070223,0.33095640231903395,2.1592496329290167E-2]
[null,938,0.98687841871874549,1.0062274547519581,1.0232867233381948,1.007153815556368,1.0053851927846731,1.0264309741625222,1.0114063640411981,null,4.384271471218784,0,8.7684180115386624E-3,0.80495696287953833,1.8387761055681304,1.1014168445569633E-2,6.5857720032801034E-2,8.5068740343144655E-3,0.77493048641258044,1.2730493536389106E-2,0,5.6238841917778983E-3,0.50333969465753081,0.3437106874107656,2.3592812060923743E-2]
[null,939,1.0139466998374282,1.0231271696528514,0.98983837872143254,0.9731234297534801,0.96702311675813823,1.0056595390452707,0.98316222292052402,null,4.1414681756320455,0,8.9419796319420777E-3,0.74222935656706401,1.7694000005767356,9.9896115612186521E-3,6.2937891952983951E-2,8.6653197916023092E-3,0.71961379170900652,1.2304267186857513E-2,0,5.6238841917778896E-3,0.47382345228979356,0.32179033675104318,2.4032242685905845E-2]
[null,940,1.0272259621109854,0.96572353700295877,0.9783313069952998,1.0293749824154323,0.97575293342088354,1.0058806377184042,0.99585642997716439,null,4.2319925620853942,0,9.1431571684062653E-3,0.73460595927442029,1.8481090487067418,1.0106352991197285E-2,5.8744318059434329E-2,8.8757363736875466E-3,0.73403844774105809,1.3016959347079006E-2,0,5.6238841917778965E-3,0.47236509017909456,0.33103411412389522,2.4615808265414155E-2]
[null,941,1.0096068363031729,0.98208368445828298,0.99691666645505994,0.99972830866364593,0.99184991709016834,1.0163808390586493,1.0241395411041891,null,4.3172198532267503,0,9.0121397291883457E-3,0.76519694509810421,1.8459490739371105,1.0714394844741995E-2,6.1631516939803919E-2,8.7469869605150564E-3,0.76860387094255223,1.2639804178482796E-2,0,5.6238841917778983E-3,0.48632938507331874,0.33653739384028464,2.4258736949243263E-2]
[null,942,0.9861652057473651,1.0131050393860985,0.98548199848906348,1.0316711126922902,0.96475022949438372,1.0175978774547978,0.99368256113430831,null,4.3086398681414346,0,9.405776139753963E-3,0.77117162979607623,1.8374290132222191,1.0455752037271386E-2,6.3951980579032924E-2,9.1209111262394119E-3,0.75582635012361754,1.304509600398814E-2,0,5.6238841917779009E-3,0.49364745593142084,0.33247779973727909,2.5295771532262486E-2]
[null,943,1.037194038149037,1.0199115590661918,0.9854900456109893,0.99635370301105253,0.96881747784231542,0.98750416287713561,1.0062301262945517,null,4.0396988640484901,0,8.6674206524406106E-3,0.70982625948710021,1.7359252136315528,9.8674158414174817E-3,6.112448901289589E-2,8.3951569596863156E-3,0.71268834875352394,1.2598519570285883E-2,0,5.6238841917779052E-3,0.45437635540817922,0.31465766391713934,2.3282977927367006E-2]
[null,944,0.99909803451637369,1.0256672084131466,0.99913369773060123,1.0062305730305405,1.0222477003280497,0.98831312164500684,1.0278855076363327,null,4.2078964076966425,0,8.7421392296825884E-3,0.745546007044254,1.7892649304861576,1.0544675329658535E-2,6.4559654957075358E-2,8.4662530866612077E-3,0.75477732598633096,1.2721744079206926E-2,0,5.6238841917778983E-3,0.47318621327125965,0.32846770384158436,2.3480154652355787E-2]
[null,945,0.99260976706363857,0.97855572251060641,1.0057341476819284,1.0197307444347321,0.96838481876070759,0.99312114950531516,1.0062746104546632,null,4.3523328236816754,0,8.7984856174125881E-3,0.76647376663384892,1.8818021837189303,1.0646656220335577E-2,6.3030342396516059E-2,8.5344794105403562E-3,0.75826347157166984,1.2891614123280468E-2,0,5.6238841917778974E-3,0.48447963583950915,0.34571590287583309,2.3669372316846356E-2]
[null,946,0.96524328733364673,0.9550905344062891,1.0204636192100562,1.0074957874381929,1.0327753281606857,0.9822510095243483,0.98594049386899107,null,4.5165154796293132,0,8.7162388284896166E-3,0.79363758559210185,1.976562517228047,1.0860256049597316E-2,6.4480576272176293E-2,8.4579625597514824E-3,0.76545570317196465,1.2735156086237567E-2,0,5.6238841917778956E-3,0.49711962748825661,0.36684128796435711,2.3457161853534716E-2]
[null,947,1.0261246986993857,1.0264332362284154,1.0490188650905978,0.97191472953000979,1.0151155649032864,0.98699516939161569,0.99150314307744292,null,4.1060592045921025,0,7.6517446967521918E-3,0.75684518001173173,1.7292557719829948,1.0273118431441445E-2,6.5868459434762314E-2,7.4097720398248312E-3,0.7083927144784069,1.228210042171976E-2,0,5.6238841917779078E-3,0.46593966164552547,0.33127015760858675,2.0550129042079163E-2]
[null,948,0.95964957589340572,1.0027518763052872,1.0384105124894552,1.0250970204352898,0.98475186822097027,1.0232913795228571,1.007599364329804,null,4.5218963239868701,0,8.7132500667089791E-3,0.8366730194030102,1.8933130617310854,1.1398592834821567E-2,6.8492281325236659E-2,8.4534272180886057E-3,0.79344100287056407,1.2955451784513577E-2,0,5.6238841917778965E-3,0.51838465106984077,0.35842961800643214,2.3444583618209645E-2]
[null,949,1.0161787275136305,0.99149041950146133,1.0022478621542446,1.0240236670540437,0.9855305878332582,0.99793424782781615,1.0280794829246371,null,4.2407514400682054,0,8.6778338171529315E-3,0.74797214706632431,1.8161375385882723,1.0582046000493108E-2,6.1999524341209339E-2,8.4153818874844796E-3,0.75549573097861877,1.2946316495140565E-2,0,5.6238841917778939E-3,0.47380804351205902,0.33310959144415281,2.3339069379828051E-2]
[null,950,0.99298271047123376,1.0233152645064225,1.0267444689468819,1.0097701195843021,1.0264486974185512,1.0120439578926301,1.0256732136647548,null,4.3031103956686598,0,8.5028933219463282E-3,0.78789827373448662,1.797574917031574,1.0970489608330785E-2,6.6530734403787484E-2,8.2414315936759162E-3,0.76976356515565414,1.2763147067200102E-2,0,5.6238841917778983E-3,0.49163410441584748,0.33775610303727449,2.2856638750996174E-2]
[null,951,1.0063814991061648,1.0064200500281264,0.99232649882645041,1.0127607723970782,1.0048846735181753,0.98062901664688218,1.0144146798900993,null,4.1955531050866499,0,8.7665376550370884E-3,0.7328659516418089,1.8102726954709718,1.0302129728583591E-2,6.2749049854515862E-2,8.4927857422087121E-3,0.74076634014672982,1.2805139843897599E-2,0,5.6238841917778983E-3,0.46711789507690077,0.32977003120032383,2.3553739843964881E-2]
[null,952,1.0038236947106542,1.004443935371053,1.0057256460515642,1.040222770932149,0.99486147145763493,1.0188158153977707,0.97498278367013036,null,4.2594099819493074,0,8.8813226188501401E-3,0.77367573339657569,1.8150567481865811,1.0281491219367766E-2,6.3608129173570643E-2,8.6148894426640223E-3,0.73136682854963164,1.3150678965822506E-2,0,5.6238841917779017E-3,0.48903449429068119,0.33398604709194918,2.3892380059532335E-2]
[null,953,1.0101055150002622,1.0191221967177773,0.99129261616288722,1.0456572338916845,0.98252125567590409,0.98696902962277389,1.0355882286623852,null,4.1755189687623995,0,8.7888733354174551E-3,0.73233734720221233,1.7824304384085381,1.0467506999410183E-2,6.3070772504940087E-2,8.5128520048089931E-3,0.75313628747846229,1.3221207097931394E-2,0,5.6238841917778904E-3,0.46708302052771361,0.32481513442481436,2.3609391257208328E-2]
[null,954,1.0257720951562226,0.96814549428586094,1.0270232502008658,0.98068350908488322,0.99129264290167518,0.98736064453099259,1.0028260458907918,null,4.2429281610812177,0,8.110446675535737E-3,0.75283955536388258,1.8343764110903116,1.0434695933796284E-2,6.1695193614788611E-2,7.868193115076463E-3,0.73148634677755753,1.239546971162611E-2,0,5.6238841917779009E-3,0.46967828159845409,0.34281907051911198,2.1821505840366261E-2]
[null,955,0.98611633828973155,0.99725652060936287,0.98312173182530282,0.98853248810955507,0.99499292904290426,0.9611207111195148,1.0064369715536943,null,4.256250950068857,0,8.9548945608107899E-3,0.72808221601756096,1.8659034492325051,1.026007875184313E-2,6.3032305728404542E-2,8.6721039084283972E-3,0.74323405907487328,1.2499908226602487E-2,0,5.623884191777893E-3,0.46675743438908196,0.33708934747460578,2.4051057633985677E-2]
[null,956,1.0283988288822155,0.97369728810033607,0.99520271440561148,0.96394909772184212,1.0239374951949141,0.97619063654915827,1.0234824468282921,null,4.1884759804551432,0,8.5421300715860897E-3,0.7208833089219584,1.8275110478237735,1.027625205390909E-2,6.0005080551081079E-2,8.2826269174469166E-3,0.7378465373372578,1.2187639045306179E-2,0,5.6238841917778956E-3,0.45865540242414937,0.33277544213606886,2.2970889124000134E-2]
[null,957,0.98861192274243337,0.99226574566163817,0.98741457875512917,0.9954385749387713,0.95889799576424373,1.0359309745644134,1.0004207714198954,null,4.3899002877650632,0,9.5505011257827604E-3,0.788479971819671,1.8690562737902972,1.0697830250763074E-2,6.2882731234038591E-2,9.2720397675171498E-3,0.77306202894711096,1.2586715150673175E-2,0,5.623884191777893E-3,0.50411460333326052,0.33795980140696313,2.5714908998775553E-2]
[null,958,0.97410830724134956,1.0163483899981605,0.9691616123527067,0.99766624388889813,0.98460368483246141,0.99830528013374609,0.996202315494497,null,4.3069684507852593,0,9.6600813882276298E-3,0.75384839439993534,1.8584798331044887,1.0338768200560238E-2,6.3905163866006739E-2,9.3609352741962117E-3,0.75715364157536658,1.2617105778497303E-2,0,5.6238841917779009E-3,0.48756545066590828,0.33177390491215436,2.5961450204590973E-2]
[null,959,0.97597611565815945,0.9765415987758469,0.98263639099222355,1.0104888088276569,1.0107052980849125,1.0144810998025038,0.97218753876872965,null,4.4237400190585854,0,9.5981649585646523E-3,0.78107661563581632,1.9235119397114093,1.0422332757422279E-2,6.2624128688927916E-2,9.3167906023199874E-3,0.75528064539063089,1.2777603753457548E-2,0,5.6238841917779E-3,0.50088407146804692,0.34598115165495341,2.5839020162384426E-2]
[null,960,0.97562373692243964,1.0016119535107324,1.0271692997425339,1.0235431550590914,1.001324622878468,1.0105591109345571,1.0049308893095845,null,4.415922857597371,0,8.6688429591913786E-3,0.80477864371541652,1.8671715446473207,1.1015762507252204E-2,6.6617814840043449E-2,8.4073759065053811E-3,0.772597536904573,1.2937181649240501E-2,0,5.6238841917778965E-3,0.50203712409465862,0.35008796636417866,2.3316865735593842E-2]
[null,961,0.9993987881354045,1.0043284382287583,1.0097726846446364,1.0219101092201466,0.97429086726036507,0.98838132804645218,0.97973516689580487,null,4.2317291091709102,0,8.5810862745400052E-3,0.7558641915254346,1.8223087223803343,1.0215369294072959E-2,6.4126100247365925E-2,8.3157628125519727E-3,0.72454601746579528,1.2918669281452581E-2,0,5.6238841917778939E-3,0.47658192023898399,0.33674677038576878,2.3062787621912596E-2]
[null,962,0.98177659371867931,1.036352183308165,0.99226623251098556,0.98008933662620734,0.99662207664097613,1.0138348308750047,0.99503606007062095,null,4.2701929660004456,0,9.240395533051695E-3,0.77246261874542166,1.8046027459267604,1.0457364022555187E-2,6.5805220636423453E-2,8.9532580476776522E-3,0.75265387565687092,1.2392056062255285E-2,0,5.6238841917778965E-3,0.49237478296194132,0.32927674979442023,2.4830805487392443E-2]
[null,963,0.97420835724748212,0.98065456282537045,1.0281187448432834,0.99228295211801587,1.0066900487866388,0.99319305475474495,0.99888818563975701,null,4.4412823653980569,0,8.549447648729688E-3,0.79601618687460551,1.907691555447518,1.093302211433732E-2,6.5680840107963157E-2,8.2923988619545228E-3,0.76650845468592266,1.2541952716087622E-2,0,5.623884191777893E-3,0.49628377339400753,0.35726175419276468,2.2997990459850143E-2]
[null,964,1.0207476159689444,0.97802862505201704,1.0038577396360009,0.98219999706241656,1.0333775124639606,1.0173527439047292,0.99981203578443001,null,4.2694801449827562,0,8.8002113395949082E-3,0.76292641595574973,1.8313267944937637,1.0426013089307564E-2,6.1159572606904626E-2,8.5425774697657497E-3,0.74369925442423312,1.2417366015137907E-2,0,5.623884191777893E-3,0.48279843353909618,0.33566821320737544,2.3691831329239414E-2]
[null,965,1.0087146118096106,0.96108971790160047,1.0215978668140429,1.0343402368860035,0.97575708378665216,1.000353803272876,0.97799338565209193,null,4.3337173007040048,0,8.463947281883594E-3,0.77355580752149833,1.8798300525395231,1.0425241948973724E-2,6.2069079338013422E-2,8.2161838618499163E-3,0.73309664358872428,1.3074340532404114E-2,0,5.6238841917779061E-3,0.48420442058605956,0.34929897673323851,2.2786617143819122E-2]
[null,966,0.99427106926081765,1.0141037423309105,1.0227314634584312,1.0258954575218957,1.02884230215134,0.97199742186300908,0.97320716850653544,null,4.2058196959864498,0,8.2391483051977629E-3,0.75363504233682721,1.8117414571041495,1.016362793935122E-2,6.5732997088265119E-2,7.9776598071311985E-3,0.7137311009560714,1.2967457236925899E-2,0,5.6238841917778974E-3,0.47140808333507073,0.33895243549287069,2.2125098803205581E-2]
[null,967,0.9650264658763833,0.99834085739672818,0.97453712459299913,0.97797068663438769,1.0401628429516472,1.0061474183493007,1.0239522323256218,null,4.4340170030297212,0,9.7508033116902263E-3,0.77384978968846063,1.9068509648233505,1.087523379974672E-2,6.3940562102583948E-2,9.4563483232592976E-3,0.79429322799861946,1.236737981082074E-2,0,5.6238841917779043E-3,0.49879595759797019,0.34148839095911382,2.6226067045703794E-2]
[null,968,0.99490818204887188,0.98925789086854476,1.0158064382841736,0.98549305785061769,1.0091889672993217,0.99538549027338807,1.0018200143963789,null,4.3228098188011277,0,8.5960927707184748E-3,0.77143329634217772,1.8555902361932226,1.0625649073958804E-2,6.4019259364846995E-2,8.3360165335869523E-3,0.75142390930611258,1.245758229079523E-2,0,5.6238841917779052E-3,0.48459398552372301,0.34418313382261684,2.3118958929020834E-2]
[null,969,0.99744467111081192,0.98945214775395507,1.0302815793904996,0.99058792036259924,0.97495453528553411,0.96398982464060912,1.0284109161916659,null,4.2867703373635839,0,8.0542149654585556E-3,0.75382430414865487,1.846919964039865,1.0782890040179134E-2,6.472827751290311E-2,7.8025490758316021E-3,0.75454075877393079,1.252027318549989E-2,0,5.6238841917779009E-3,0.46936068235387995,0.34708151916869406,2.1639449837823285E-2]
[null,970,1.0439956510205766,0.95223601711425909,0.97521868255314947,0.99600732719230667,1.0255598900057901,0.97574556309186233,0.97043526297661287,null,4.127642648691622,0,8.8073447698120422E-3,0.70072641488849619,1.8437426471770053,9.5441351263946695E-3,5.7000975089668698E-2,8.5453913201955847E-3,0.69427386496827725,1.2595387469789669E-2,0,5.6238841917778939E-3,0.45146822226189109,0.3292294357563218,2.3699635211616298E-2]
[null,971,0.96984503355933471,0.99831333312863713,1.0025171697237729,1.0008671622472503,1.0155209085743075,1.0179921107509424,1.0041869372607848,null,4.4422314711318087,0,9.2578687741173404E-3,0.79893543470842709,1.8904418828729186,1.092750921377586E-2,6.532642146406549E-2,8.9815597076081475E-3,0.78089867571405702,1.2653525655189044E-2,0,5.6238841917778956E-3,0.5060064841039067,0.34678466547013009,2.4909296804068677E-2]
[null,972,1.0291660822489954,1.0285496380056336,0.9789178537775759,1.0312530474239867,1.0051576156341913,0.98606843983379622,1.0470823265357483,null,4.0733164543859885,0,8.8290323085319453E-3,0.70880345668486688,1.7369740582112587,1.0252096315634734E-2,6.1622462933739297E-2,8.5490094419283843E-3,0.7445289929079586,1.3040634583019371E-2,0,5.6238841917779052E-3,0.45560471849835527,0.31343650328035716,2.370966964561769E-2]
[null,973,0.99304312802827555,0.99297300247025266,1.025112116302191,0.99858148027952676,0.97252819771639842,0.99042557246158736,0.9764804866494059,null,4.300902298782777,0,8.3971337139425815E-3,0.77451695029980938,1.8501305253832294,1.0411678523237992E-2,6.4884984753778907E-2,8.140874841185303E-3,0.73064786715531127,1.2621920980171591E-2,0,5.6238841917779009E-3,0.48376587821969042,0.34597711169358475,2.2577756454937932E-2]
[null,974,1.0017697329245858,1.0246351198885977,0.99239673948677631,0.98412682357831904,0.97880538608581913,0.99268549354381974,0.97318677273357457,null,4.1602395257141991,0,8.8836754554429027E-3,0.74268999082821674,1.7877958601384283,9.9461795715998676E-3,6.3930312190932967E-2,8.6048296371935683E-3,0.7148587327879764,1.244308967543614E-2,0,5.6238841917778939E-3,0.47335879680966481,0.32600704496317179,2.3864480375244485E-2]
[null,975,1.0167261188843482,1.013066509082412,1.0079698150139127,0.99089656751815891,0.99619719366532877,0.98830642167866434,0.99566671617595648,null,4.1484875867193445,0,8.4523427048547994E-3,0.74033783967629674,1.7769648559620297,1.0155471557640244E-2,6.3353840545429765E-2,8.1887762472862904E-3,0.72156586552241297,1.2526820659389858E-2,0,5.6238841917779017E-3,0.46731255434023533,0.32819941536515085,2.2710605356548088E-2]
[null,976,0.96151883151790951,1.0064746128285562,1.0343633792435398,1.0087872018289099,0.97972814005917908,1.0258757550576867,1.0005214641426687,null,4.4988055647553438,0,8.7868649899752148E-3,0.83363077587539436,1.8840108526292783,1.1265957702324587E-2,6.8302470226196274E-2,8.5245664877665727E-3,0.78654470824192813,1.2749808475913857E-2,0,5.6238841917778965E-3,0.51776660885773296,0.35553091706260553,2.3641879994398311E-2]
[null,977,1.0011615368926772,0.96900634716796807,1.028768252139566,1.0128787207335554,1.0128818046775565,0.96868997042848837,0.9992635895320362,null,4.3100836832993359,0,8.1213841771831403E-3,0.75730514523701031,1.8774338229308265,1.0544011792174766E-2,6.3357653378661699E-2,7.8739150284087844E-3,0.73797163187432402,1.2802194386422577E-2,0,5.6238841917779052E-3,0.47196232579070485,0.35149310797390226,2.1837374892303994E-2]
[null,978,1.0021428580677851,0.97687043069708401,0.99118790509394195,0.99937207375108372,1.0156842485974131,1.0151012640343071,0.9657497005728094,null,4.3109165693125036,0,9.1866807849575304E-3,0.76690405653331462,1.8705764477147349,1.0157632576880042E-2,6.1500506726948921E-2,8.9174458639755573E-3,0.73092707184708894,1.2635993902014881E-2,0,5.6238841917778922E-3,0.4891616460598025,0.33896708006229992,2.4731484618625992E-2]
[null,979,0.98402522264916981,1.0038205938350724,1.0223258442227852,1.0296629782362385,0.95841894507701886,0.99747380140150643,0.98790347172835147,null,4.3319227450865618,0,8.5669470808522538E-3,0.78357513738984952,1.8485569922054057,1.0614441034578224E-2,6.5866758962540906E-2,8.3046040340913618E-3,0.74639248804106428,1.301512911770686E-2,0,5.6238841917779009E-3,0.49025758190287699,0.34525083522189715,2.3031840065620028E-2]
[null,980,1.0336107888390074,0.99630165861907671,0.97369016636989825,0.98465007243527658,1.034815749207985,0.98457188476457846,1.0158580815148479,null,4.103037042991537,0,8.9278206387661506E-3,0.70630929560148692,1.7839927637413471,9.9622631847741446E-3,5.9554612351953577E-2,8.6528558227884807E-3,0.72649878516380662,1.2451949078189797E-2,0,5.6238841917779043E-3,0.4555062988853813,0.31941448027072294,2.3997675338067886E-2]
[null,981,0.98162040374907389,0.96797914685780073,1.0415140931960585,1.0174240640374008,1.0238412764453984,0.99313010639265287,1.0365970240832283,null,4.4828305665584942,0,8.2684315020959461E-3,0.80141841020450433,1.9134299285712295,1.1417626549188499E-2,6.5326817598169634E-2,8.0229347409038042E-3,0.79308072552291331,1.2858104788291622E-2,0,5.6238841917779009E-3,0.49561215807039499,0.36205774432970622,2.225066349350887E-2]
[null,982,0.96453790932394157,0.9891843101604787,1.0009169174440853,1.0322324303460648,1.0321953009390044,0.97549136425453808,1.0421729243289197,null,4.4415154580063687,0,8.9657941453721978E-3,0.76923822062654179,1.9179623178047964,1.1130816768951954E-2,6.5119072631092415E-2,8.6890204017457708E-3,0.79634039002524171,1.3050262423498988E-2,0,5.6238841917778896E-3,0.48768218556972281,0.35154710817485346,2.409797353352254E-2]
[null,983,0.99450569822646639,0.99264537011956866,1.0211803614169019,0.9891803121011834,0.98350228458625066,0.96625525239763133,0.99063588846107797,null,4.2596749547531276,0,8.248683499717727E-3,0.75139670745197762,1.8489695725100643,1.0359266401627768E-2,6.4537447222071304E-2,7.9907406628867191E-3,0.72913771364400781,1.2503556240963443E-2,0,5.6238841917778956E-3,0.4704542188364973,0.34478915407673677,2.216137701423717E-2]
[null,984,0.99488475575120927,1.0195002384239473,1.0057812846474365,0.99714945481859474,1.0362148755972713,1.0076719466156372,0.97493288455207217,null,4.2400851379714091,0,8.8371539348733093E-3,0.76934258130715927,1.8055908893341894,1.0243971219265582E-2,6.4932177725551737E-2,8.5652206968218954E-3,0.72914301664238634,1.2606131854121416E-2,0,5.6238841917778956E-3,0.48627878835692295,0.33284100092854196,2.3754629649542933E-2]
[null,985,0.99538426352881992,0.99657629449875529,1.001198814802621,1.0325618912196077,0.99595228544523173,0.98830599242919348,1.0040774352110067,null,4.2797554973092957,0,8.7844536364820071E-3,0.75445252014086639,1.8453193597641493,1.0465596799628234E-2,6.3485361672983187E-2,8.5148545014794626E-3,0.74746722196457882,1.305439256745808E-2,0,5.623884191777893E-3,0.47822456046061429,0.33831725393664119,2.3614944945602963E-2]
[null,986,1.0279082392441925,0.9859449723390562,0.99527661100066078,0.99305087922166668,0.97103845074060968,0.96833830725740255,1.021681058731321,null,4.1448318523506673,0,8.4560248054103369E-3,0.71331749512896725,1.8067068900225973,1.0176310951466887E-2,6.0626131943609878E-2,8.1938946551388565E-3,0.73008817898840772,1.2555576982421794E-2,0,5.6238841917779009E-3,0.4538207930471912,0.3294539205872955,2.2724800657199017E-2]
[null,987,0.99331486252529788,0.99623088289130057,0.98376070258794024,0.97528094825053013,1.0053039035346121,0.95904862123046886,1.011339254101068,null,4.2284860975261918,0,8.8607071780733293E-3,0.72177110933351196,1.8540426495218729,1.0229196465484683E-2,6.256319259877284E-2,8.5805660060725413E-3,0.74074330988825299,1.2332267754697286E-2,0,5.6238841917779E-3,0.46252541232314887,0.33513802856533609,2.3797188055334158E-2]
[null,988,0.96881068553995742,0.98889922672926067,1.0332622770732023,1.0298080189520546,1.0069935677459168,0.97853582807924844,1.0007568547308183,null,4.4229888613232191,0,8.3655441539155617E-3,0.79032131586404986,1.9017523393088784,1.0931916836352642E-2,6.6795547622154505E-2,8.1081755271507783E-3,0.76303489236468625,1.3015620066302757E-2,0,5.6238841917779009E-3,0.4911950811719395,0.35808856376069348,2.2487068763145875E-2]
[null,989,0.99084005799317154,1.001139895221093,1.0131506264728045,0.98200336975034219,0.98195224124491609,1.0024110792721583,1.0250519437617469,null,4.3381358717400218,0,8.7212135520178258E-3,0.77639100290516661,1.8427921075527847,1.0889756702878948E-2,6.4723340239534688E-2,8.4561499295813993E-3,0.77213623310686186,1.2413782159447592E-2,0,5.6238841917778974E-3,0.48850580208562594,0.34147289168088962,2.3452134737491123E-2]
[null,990,1.0044051323223715,1.0086584716463534,0.98378017012867458,0.99629036979347529,1.0003306717179499,0.95498694515317595,1.001021727616956,null,4.136727651250502,0,8.7049291050127001E-3,0.70874338206612142,1.8120395119700585,9.9545419275591605E-3,6.247475407433941E-2,8.4252004959405012E-3,0.72009574275271371,1.2597926085324377E-2,0,5.6238841917779009E-3,0.45417141785574539,0.32793991880329371,2.3366300132636693E-2]
[null,991,0.97097430206738933,0.98806444376987868,0.96279569044758373,1.0066419236768178,1.0089694225214607,0.96957362666316915,0.99822001345235423,null,4.3390967495717554,0,9.5893749970758866E-3,0.73419607028113276,1.9168769092103137,1.0260967744670202E-2,6.2334265152720336E-2,9.2918716060030517E-3,0.75497829513645898,1.2731404657082213E-2,0,5.6238841917779009E-3,0.47678714144910539,0.33983540487518443,2.5769910264379484E-2]
[null,992,1.0045014931693832,0.99967677540086397,1.0174965033187642,1.0318435733498306,0.9929200446761588,1.022307413120459,0.99405271617876401,null,4.2989304770152064,0,8.695937319070729E-3,0.7847284203820647,1.8192036433919105,1.0600213779026476E-2,6.4028672421524616E-2,8.4371528977952009E-3,0.74804444161438943,1.3043288493438686E-2,0,5.6238841917778956E-3,0.49243417974542675,0.33808306870708865,2.3399448709834042E-2]
[null,993,0.96638920989340582,1.0271665439934581,1.0034113069609374,1.0039986930639884,1.0328648211079943,0.97359425928184495,0.99395676659623822,null,4.29661557920587,0,8.8214228108393234E-3,0.76154253289394214,1.8462071325853793,1.0475507844320185E-2,6.7089533335654192E-2,8.5384257283625652E-3,0.74729359275002072,1.2693007924455709E-2,0,5.6238841917779078E-3,0.48205612938276693,0.34023693841601932,2.3680316964003051E-2]
[null,994,0.98277882337014166,0.99732999171624803,0.9903943423511673,0.98045151045402235,0.98766586606667295,1.0005100458380629,0.96767365135695282,null,4.316540311294859,0,9.2120599480786831E-3,0.76639073218713638,1.870316785968384,1.0201841774898806E-2,6.368669924364305E-2,8.932581170793135E-3,0.73487559360884125,1.2396857980176434E-2,0,5.6238841917779017E-3,0.48907718760657343,0.33947674690327945,2.4773460607431189E-2]
[null,995,1.0055894310627189,0.97228394860755885,0.99103237854522186,0.98349006283254292,0.99134395659880925,1.0029457602899934,0.97933239044727327,null,4.2972039952481085,0,9.0566200902139366E-3,0.75552487476780161,1.8725877965141884,1.0200897397056269E-2,6.1056188236178414E-2,8.7892039276038572E-3,0.73440676266364091,1.2435201373702839E-2,0,5.6238841917779017E-3,0.48195047617139042,0.33930950936545401,2.4375820729523847E-2]
[null,996,1.0353983824470785,0.9814998502078548,1.0130039512062385,1.0119106877303752,0.96295333600620947,0.98083340814747189,1.031497154792707,null,4.1686762708497307,0,8.1995433441438316E-3,0.72957336745693702,1.7971292970085737,1.043397453488135E-2,6.0979817115200154E-2,7.9496995324544965E-3,0.73876794840503823,1.2791866838079757E-2,0,5.6238841917779043E-3,0.45908957877418116,0.3324888260584678,2.2047554278276871E-2]
[null,997,0.99115473546267741,1.0012602054539641,1.0084493158439758,0.96652130448458773,0.9943767607878008,0.99085159061953587,0.96981008423353754,null,4.269535705175489,0,8.7032833210316605E-3,0.7637466063724363,1.8431540225967364,1.0202586566785035E-2,6.4425684837000577E-2,8.435647540687154E-3,0.72504233344308966,1.2218615119341303E-2,0,5.6238841917778939E-3,0.4819456684446401,0.34004866560463159,2.3395273779396437E-2]
[null,998,1.0134363936298978,0.99202767092922539,0.95722856053981886,0.98644097198634173,1.0117031830901837,1.0261167457962022,0.95985097380515516,null,4.2104239243545329,0,9.8294293781583733E-3,0.7413809638090294,1.8308851761921836,9.740371725321148E-3,5.9589576930971569E-2,9.5401615987091588E-3,0.71916232390632362,1.2476591318516717E-2,0,5.6238841917779052E-3,0.48317350226332528,0.32222228851405976,2.645851328246749E-2]
[null,999,1.002583090978834,1.041505316158436,1.0224935650470628,0.98186718252789162,1.0095261632202812,0.96819597342541708,1.0290273546323705,null,4.1395984426671264,0,8.1020868091878136E-3,0.73984097942351634,1.7517712586192982,1.051513078135871E-2,6.6543224868545262E-2,7.8371841876575879E-3,0.73974601954345354,1.2410961802872636E-2,0,5.6238841917778939E-3,0.46284705496856138,0.32882932485274052,2.1735506236533714E-2]
[null,1000,1.0022922196921182,1.017819261555416,0.96570180852902976,1.0229134486748912,0.99554894625401302,0.96962943283277347,1.0137180069009826,null,4.1439680805579675,0,9.1823510321599813E-3,0.7085000859205387,1.8045453999177397,1.00228139999407E-2,6.197276327880543E-2,8.8891789026306917E-3,0.73513637690560285,1.293683185079042E-2,0,5.6238841917779061E-3,0.45924691859475103,0.32162308849315935,2.4653089534385567E-2]
[null,1001,1.0254422636164333,1.0216114743095852,0.99188607108635718,1.0183655815255332,1.0146979531262026,0.9669446034068846,0.96024476349868693,null,4.0189192704011729,0,8.4673304458950348E-3,0.70626376284175951,1.7515621104921235,9.4583422106324175E-3,6.2280665244586163E-2,8.1952580373305783E-3,0.67874469982644248,1.28760602979987E-2,0,5.6238841917779052E-3,0.4502860941065972,0.31936714176086761,2.2728581836946923E-2]
[null,1002,0.99592068457962779,1.0349031471528773,0.95426504595579287,1.0156587719085022,1.0280521840756984,0.97794444742271769,1.0179013124565701,null,4.1375821651953988,0,9.5153043705954749E-3,0.70935032119374453,1.7901820184033779,1.0029516070901528E-2,6.2493538091719758E-2,9.2091880320149498E-3,0.74242540170544291,1.2846511958543713E-2,0,5.6238841917779017E-3,0.46317997032309244,0.31621652247396242,2.5540597121413215E-2]
[null,1003,1.0247795691679795,0.99718087011704515,1.0028625589652982,1.0310395864980597,1.0145714109597304,1.0017703603241128,0.97532875287803,null,4.1591968136923185,0,8.6175791268532122E-3,0.7440998206631253,1.7909557470247142,9.9793579910644366E-3,6.1789810641698951E-2,8.3565026973209458E-3,0.71098772392921383,1.303493944592839E-2,0,5.6238841917778983E-3,0.47117528657992763,0.32863554476585177,2.3175774888546719E-2]
[null,1004,1.0276228297426886,0.96438951231411063,1.0157492829811836,0.97174264084907325,0.99708907714479933,0.98340773523930647,1.0192599121610508,null,4.2414324883752874,0,8.2632047756727896E-3,0.74172261133332307,1.8406669402950646,1.0482565959776927E-2,6.0759238312560221E-2,8.0163294724519517E-3,0.74126757673507016,1.2283770423237857E-2,0,5.6238841917778904E-3,0.46594688724176947,0.3406935446256239,2.2232344560306393E-2]
[null,1005,1.0195221914793076,0.97513848179450147,0.9922537482541649,1.0235481842497804,0.99804997517213745,0.98732850410678219,0.98324994273208544,null,4.2088907005051039,0,8.7663844985152884E-3,0.73356195644481459,1.8415436384572466,1.0015986495962163E-2,6.0429248241351215E-2,8.5026947716219069E-3,0.71958352770490708,1.2941542700640992E-2,0,5.6238841917778939E-3,0.46758279390153096,0.33429059072513184,2.3581221368636419E-2]
[null,1006,0.96617543750452406,1.0343555429327465,1.0062308245553062,1.0205262744727632,0.9781833390281589,1.0171005453326765,0.9581658541562772,null,4.333263047953861,0,9.1511973077604593E-3,0.79763017967129635,1.833714217560847,1.0379879661161964E-2,6.7648746043403415E-2,8.8682735544077258E-3,0.73851082775724464,1.2901610290507692E-2,0,5.6238841917779009E-3,0.50401825308369774,0.33852326243116582,2.4595111016106931E-2]
[null,1007,0.96249501918103741,1.0128115624300693,1.0054720817624641,0.9910694987470704,0.9730746593373174,1.0092751955533112,0.98839000398444765,null,4.412315650305068,0,9.1664188507609521E-3,0.79747419920654183,1.8781615097911437,1.0753430348537533E-2,6.6754236610157974E-2,8.8865923651741743E-3,0.76656838765088375,1.2529304945512123E-2,0,5.6238841917779061E-3,0.5041564831012938,0.34592812486706132,2.464591607773698E-2]
[null,1008,0.98873653748861656,0.96226984150515171,0.97757568268191541,1.016731070018132,1.0060098895474552,1.0277711226460207,0.98603304305207873,null,4.4356596564141686,0,9.7277936195733234E-3,0.78039871918769954,1.9268165524194083,1.0529016993840779E-2,6.0817077551461325E-2,9.4502999177873397E-3,0.7661268977439023,1.2857164581903387E-2,0,5.6238841917779061E-3,0.50205044642509455,0.34450809851454778,2.6209292506314538E-2]
[null,1009,0.98333979535852278,0.98076984741144035,1.0247833591010131,0.97646995197951514,1.0158466727039337,0.95975074064197541,0.97910367071732329,null,4.3210865688061002,0,8.2423873762125198E-3,0.7590310628210678,1.8906161783089717,1.0381679949805907E-2,6.4876549457403815E-2,7.9859063348516352E-3,0.72894846351215126,1.2342472877097336E-2,0,5.6238841917778974E-3,0.47418849761517651,0.35318629153854431,2.2147969575463236E-2]
[null,1010,0.96198900961360223,0.99482344780419396,0.98682511468822687,1.0080685898304245,0.97190709506565343,1.0086733731740078,0.98144723306058712,null,4.4390191387569979,0,9.5636914128569405E-3,0.78748205702572971,1.9162249383526146,1.0598648584938189E-2,6.4716799088960442E-2,9.2765943189145415E-3,0.76591464966293177,1.2746486242685363E-2,0,5.6238841917779043E-3,0.50366296316142067,0.34660826902984271,2.5727540510034223E-2]
[null,1011,0.97263521041040735,1.0232580481715643,0.99007060500036836,1.0132147290333788,1.0311370344550446,1.0101209484022025,0.95674216740768525,null,4.3043658601831973,0,9.3583532637925623E-3,0.77743493468268532,1.8442720953530902,1.0165948712557375E-2,6.5632039645903778E-2,9.0700541527541402E-3,0.73199503107260622,1.2811156904418317E-2,0,5.6238841917779009E-3,0.49622573870444037,0.33533860431374146,2.51547257130126E-2]
[null,1012,0.99733843355899265,1.0115519973020215,0.99566100475075392,1.0059332626099464,1.0255596876256594,1.0030223592050034,1.0084175851470221,null,4.258225558066731,0,8.9763575021202802E-3,0.75832777571797139,1.817059053036014,1.0481534596105378E-2,6.3769719446153075E-2,8.700957176763665E-3,0.75214691292971547,1.2718407775616235E-2,0,5.6238841917779009E-3,0.48234114626991931,0.33190144565728402,2.4131078771530614E-2]
[null,1013,0.98075862182904061,1.0127537719364668,0.99539601955529233,0.99939079115933072,0.98807463168996157,1.0074554062487764,1.0147086787505379,null,4.3393733200053264,0,9.1714819390855216E-3,0.77428020348437265,1.8457534379354033,1.0740443373511595E-2,6.4891650437051335E-2,8.8910106661258259E-3,0.77141824039980167,1.2635720814048785E-2,0,5.6238841917778974E-3,0.49256926366291226,0.33708277726495456,2.4658169714450111E-2]
[null,1014,0.98254909634011289,1.019305241043986,0.99982345053925492,1.0217010780162756,1.0125953025253647,1.0081543848842864,1.0080121379880713,null,4.3152436643721179,0,9.0653799366308858E-3,0.77534827791673522,1.8300407628960698,1.0673014652513284E-2,6.5371525645002135E-2,8.7866089896342196E-3,0.76358926581364439,1.2917252062487922E-2,0,5.6238841917778983E-3,0.49189012299136048,0.33569970517447767,2.4368623975042636E-2]
[null,1015,0.99413784108928327,1.0184888443270192,1.0042718835687026,0.99840424950917883,0.98039644387304348,0.99543931480393832,0.98445916758502561,null,4.2302068408584681,0,8.765813214668872E-3,0.75943676666406468,1.8090187576519903,1.0265269151226464E-2,6.4839003677568507E-2,8.4930230112933089E-3,0.7315197510384629,1.2622176810772982E-2,0,5.6238841917779052E-3,0.48046671436689864,0.33313290962728259,2.3554397881793837E-2]
[null,1016,1.0249197524795843,1.0028823159182951,0.99821840761188707,0.99388582077178511,0.99997905814432098,0.97643158188488743,0.98263202555985496,null,4.1025881009574023,0,8.4715432681017281E-3,0.7207279502552818,1.7821108834282038,9.8381764625458234E-3,6.1786830075453693E-2,8.2067713272989135E-3,0.70362640827046297,1.2565779710587671E-2,0,5.6238841917779017E-3,0.45769528754220307,0.32611716037258126,2.2760512589104543E-2]
[null,1017,1.0273387540333465,0.97798504700635436,0.99802187854916635,1.0062422848777262,1.0361797340707184,0.97600449397526501,1.0220697109791528,null,4.183133988158243,0,8.4918147755064666E-3,0.72258084808816969,1.8210676724048067,1.0285277441613146E-2,6.0433262477459615E-2,8.2326885696463459E-3,0.73638409165844643,1.2722027410933905E-2,0,5.6238841917779061E-3,0.45892812630488156,0.33253553338124164,2.2832391004768623E-2]
[null,1018,0.96594009349356214,1.010297995363503,0.96997165598067203,0.99193488115949535,0.96319509499158384,1.0433069910150534,0.96824990830755309,null,4.4173048621071915,0,1.0175190003643057E-2,0.79720636841813497,1.8846843604585184,1.0440085892825879E-2,6.4195798217352565E-2,9.8754234464111298E-3,0.76433924918441098,1.2544524915165146E-2,0,5.6238841917779017E-3,0.51534238526925003,0.33583964963173246,2.7388322485251571E-2]
[null,1019,0.98481467271791157,0.97749069270612077,1.0080901014598802,1.0272408959237995,1.0163473154146476,0.99868851971851214,1.0073776345425736,null,4.4024324165533422,0,8.875658179511442E-3,0.77879853146425382,1.8980701466095291,1.0800700077073424E-2,6.3615284432152391E-2,8.6111006624657975E-3,0.76803430192886224,1.2986267349839329E-2,0,5.6238841917778956E-3,0.49155297856138042,0.34933300713112125,2.3881872324399998E-2]
[null,1020,0.98706093848695753,1.0139761526024911,1.0109832338107907,1.0016467310242207,0.9823477732359146,0.99617270577231953,1.0061692757184422,null,4.2950412837930756,0,8.7187932202711267E-3,0.77073144424506357,1.828071135260499,1.0633802823055821E-2,6.5487556777870132E-2,8.4488302709391141E-3,0.75454906858047721,1.2662360203595627E-2,0,5.6238841917779061E-3,0.48559302750028238,0.33852713263244782,2.3431834527331559E-2]
[null,1021,1.0253948318590207,1.0316064313522677,1.0082061124501454,1.0412497744028486,0.99659434034132277,1.0320633818346387,0.99630601537712038,null,4.1461707237208252,0,8.717686370973976E-3,0.76474176320794529,1.7317369315540609,1.0293695021395466E-2,6.3727228715576983E-2,8.4527566128586827E-3,0.7308664359635233,1.3163351526449985E-2,0,5.6238841917778896E-3,0.48264618050411207,0.32019345902042173,2.3442723773677718E-2]
[null,1022,0.96700653323880936,1.0289587207889912,1.0325808186962586,0.9756119652600006,0.9843556867322103,0.97256465311307916,1.0005424169324824,null,4.3163465434574784,0,8.2795122919381327E-3,0.77948086076255074,1.8347821108180788,1.074862123803823E-2,6.8982081110093005E-2,8.0131694567462872E-3,0.75099249547966085,1.23307216858099E-2,0,5.6238841917778956E-3,0.48465798688476941,0.34679054349253613,2.2223580629354478E-2]
[null,1023,0.99197621450231488,1.0342632855775502,0.9973901165488448,1.010924034677916,0.99073633308787667,0.96812578358709311,1.002205961274456,null,4.1610687266923057,0,8.6430357371553336E-3,0.73257925334688356,1.7882684931943635,1.0190962223484291E-2,6.5340682965106506E-2,8.3623292940012226E-3,0.72975683838565808,1.2781296515293659E-2,0,5.6238841917779052E-3,0.46546149478994542,0.32815459325553537,2.3191934267406462E-2]
[null,1024,0.97433141816369784,0.98186316209544344,0.99498651876633137,0.95326187341561108,1.0125006568265602,1.00560667692285,0.99207343904943535,null,4.4263550018320581,0,9.2772973306050298E-3,0.78294445710341876,1.913680247175684,1.0662182134597839E-2,6.3735816802488007E-2,9.0014788050619809E-3,0.76648755092476628,1.205254065277207E-2,0,5.6238841917778983E-3,0.49820846265362523,0.34827113864633613,2.4964540072131176E-2]
[null,1025,0.99036362278204404,1.0198559481532208,1.0078537868434561,0.96567343236357728,0.98897252053875617,1.0176745579524913,1.0254776828089909,null,4.3163900265854727,0,8.9260857702993072E-3,0.78213012306320995,1.8127309373960092,1.0885196763722788E-2,6.5372913885396497E-2,8.6540237094228228E-3,0.77510522445282182,1.2207965656468256E-2,0,5.6238841917778922E-3,0.49372789659656335,0.33487703230644317,2.4000914333938916E-2]
[null,1026,0.97885695150451812,0.99305031101773233,0.99699722562650317,0.99955737534021616,0.99901256199913058,0.99447429003293397,0.99639677694076834,null,4.3621143030100447,0,9.0742068782082401E-3,0.76987868647590862,1.8838741044424541,1.0571518316462419E-2,6.4125470257966832E-2,8.7983920611930614E-3,0.75806645594951028,1.2637633284601935E-2,0,5.6238841917778956E-3,0.48928034954534994,0.34393071242839823,2.4401302934630716E-2]
[null,1027,1.0181282612974001,0.99740543583014429,1.0490948442387455,1.027558386693443,0.99157973418992829,0.99328194970622663,0.98675780550685721,null,4.2166296269245045,0,7.8019533748633959E-3,0.77272294561662536,1.7910646920772779,1.0454004936057007E-2,6.4921307564032554E-2,7.5635149774854488E-3,0.72043802547696523,1.2985260909888517E-2,0,5.6238841917778939E-3,0.47569288006927946,0.34198854752863117,2.0976516951349951E-2]
[null,1028,0.97314994308873726,1.015679362798922,1.0145913208270427,0.99274140813623868,1.0058329705531781,0.99093864507081919,0.99016740879198861,null,4.3329223891672966,0,8.7277135217548683E-3,0.77967628649415188,1.850349895695599,1.0602049118482372E-2,6.6734682930737144E-2,8.4556047587157207E-3,0.75030912590034515,1.2549353097742483E-2,0,5.6238841917779009E-3,0.49013808841207013,0.34376050931905178,2.3450622770378043E-2]
[null,1029,1.0006363810144128,1.0216607921180181,1.0111405063476524,1.0066097713240001,0.9836635329015605,1.0111104821519925,1.0334138073921069,null,4.265520400726281,0,8.7141413956300668E-3,0.77086653740946665,1.7903189681742619,1.084212013758093E-2,6.499018618055398E-2,8.4463566155863756E-3,0.76953482335624701,1.2725081666127607E-2,0,5.6238841917778983E-3,0.48563103221507431,0.3318305780393454,2.3424974135887504E-2]
[null,1030,1.0092776407382911,0.97406799543163602,0.96557360654731694,0.95858494342717793,1.0235279217574793,0.9740281482162898,1.0257512525052279,null,4.2410294053732152,0,9.2393004958300495E-3,0.71370338212031992,1.8687122741552613,1.0237988530693553E-2,5.9463127415035989E-2,8.9578907764008286E-3,0.75220637589249384,1.2123281478191623E-2,0,5.623884191777893E-3,0.46265751809700473,0.33173932939761852,2.4843653814246029E-2]
[null,1031,1.0076025576961694,1.021613387966295,1.0049380021788696,0.99459427709643788,0.99946851966942019,0.97816477000951652,1.0269653376328518,null,4.1682580880137392,0,8.4817984653629431E-3,0.73580060543939119,1.7794905190769947,1.044149445967872E-2,6.4165585226384214E-2,8.2123868557709354E-3,0.7440624439415402,1.2573929936577929E-2,0,5.6238841917778974E-3,0.46532087989623749,0.32827207085957127,2.277608659517643E-2]
[null,1032,0.99036482254162117,0.98484015616255727,0.9661703042790899,1.0189860886510356,1.0185031105794407,0.97737443212844677,1.0042882691852604,null,4.284012601876463,0,9.4166154044214023E-3,0.72853127433468312,1.8843854704840548,1.0212994543565996E-2,6.1155715878804792E-2,9.1277208334053297E-3,0.74921083227149687,1.2887103733681998E-2,0,5.6238841917779017E-3,0.47208994543278521,0.33488961812449275,2.5314657452132388E-2]
[null,1033,0.9816302152766192,0.99400932758094929,0.99659457369389992,0.98583008995431831,0.99574573963998048,0.97623732081774572,0.98677642238772023,null,4.3068390532809655,0,8.8885112207042656E-3,0.75275601937160419,1.8769250634800974,1.0319276921914712E-2,6.3968237419962146E-2,8.6130359453998398E-3,0.73994447051728351,1.2464124097628428E-2,0,5.6238841917779017E-3,0.47851848722699847,0.34270772572557878,2.3887239603422036E-2]
[null,1034,1.0446415384606171,0.97019554768330918,1.0220601226424728,0.9918255218875599,0.96908241996104094,0.96860834055022216,0.9871893349608194,null,4.1142281562775116,0,7.8916062064373141E-3,0.72131871149817306,1.7988173545663302,9.939128193453807E-3,6.040275820859474E-2,7.6508320125107084E-3,0.6983369551538906,1.2536888221150129E-2,0,5.6238841917778974E-3,0.45137911551544457,0.3348954544704662,2.1218680452156274E-2]
[null,1035,1.0213354126261718,0.97198641262383711,0.96235609045959536,0.99464943685160767,1.0309919934503058,0.96066776570587709,0.99336468035999659,null,4.1479771237023488,0,9.0693293349521243E-3,0.69361640387099999,1.8511952807771741,9.7169971293921322E-3,5.8482430075704001E-2,8.7898357032398181E-3,0.71438102901912182,1.2579784635957422E-2,0,5.6238841917778983E-3,0.45056134449012714,0.32772189025904991,2.4377572884755446E-2]
[null,1036,1.0197896701369336,1.0110455645471064,1.0314475389120212,1.0055589416872284,0.96699706251512996,0.99201424083815215,1.0080030595786724,null,4.1754331808522709,0,8.0538232052707048E-3,0.756591911342678,1.7694099342692902,1.0460647576545598E-2,6.4454369586347079E-2,7.8041060867253152E-3,0.73062702281163783,1.2709355902793734E-2,0,5.6238841917779087E-3,0.47075018388505263,0.33341182038074307,2.164376802394476E-2]
[null,1037,1.0358445252473594,0.99206330810191146,1.0318468487304355,1.0221775578709071,0.96393497570311071,0.98150215645488204,1.0099894517431109,null,4.1408141284611091,0,7.8665784280443074E-3,0.74006135710417753,1.7736170632558186,1.0328753909321149E-2,6.254718580680578E-2,7.6245433688028668E-3,0.72075986779020462,1.2919351628757418E-2,0,5.6238841917778956E-3,0.46035322641418874,0.33369970142068678,2.1145771998612256E-2]
[null,1038,0.98997249860291792,1.0419762396719296,1.0052356987914426,0.98003758526844897,1.0022121615819743,0.99118749192973832,1.034957882862124,null,4.2225690407016714,0,8.7098280358248147E-3,0.75610576289913078,1.7774177712521928,1.0717496866175411E-2,6.6339908777781884E-2,8.4315387332426304E-3,0.76422270188864372,1.2389865137606926E-2,0,5.6238841917778983E-3,0.47807369799211785,0.32857236251239436,2.338387848643193E-2]
[null,1039,0.99939418292238602,0.97532004224717883,0.99500159948836031,1.0397362617235959,0.97934208163078618,0.99806910865227771,1.0025686312137794,null,4.3288864961085523,0,8.9879863480186815E-3,0.75853844101652967,1.8776160159788706,1.0499728288823874E-2,6.1815108304852928E-2,8.7204919983468708E-3,0.75343779042811698,1.3145875337950776E-2,0,5.6238841917779017E-3,0.48267371937342712,0.34161817124209398,2.4185256295777145E-2]
[null,1040,1.0044175584196802,0.97274526604647604,1.0292934950575707,0.9922500738068124,1.0307982958786037,0.99564632601269576,0.99116532911672794,null,4.3284680443672068,0,8.3050254997916826E-3,0.77621057033816954,1.8643568906102745,1.0585473908513146E-2,6.337296735515513E-2,8.0578902291330197E-3,0.74091720200982625,1.2541398277420568E-2,0,5.6238841917779017E-3,0.48358981598512735,0.34916936854320096,2.2347608418397037E-2]
[null,1041,1.0250999004605346,1.0135942035484646,0.95982668986896258,0.99991249116290004,1.0126518201508357,0.97994561444227213,1.0155995219200959,null,4.0761875632519811,0,9.192677000702483E-3,0.69729180659636036,1.7727464100463022,9.8501611135964878E-3,6.0058091271424835E-2,8.9034333229921474E-3,0.72580504127941525,1.2646660153623557E-2,0,5.6238841917778956E-3,0.45368292772181473,0.31407920206690237,2.4692622488472888E-2]
[null,1042,0.98247611206273422,1.0059782860470847,0.97940728824366285,1.0271711251353248,0.98133578058497017,0.99302646474256162,1.0031878748722474,null,4.3013848465989728,0,9.3434591640816946E-3,0.75189037562592098,1.8582505255809727,1.041257403172815E-2,6.3472840528518343E-2,9.0554569459613821E-3,0.75623903995190278,1.2988955586889887E-2,0,5.6238841917778956E-3,0.48315074708799677,0.33452966415020818,2.5114242081177129E-2]
[null,1043,1.0103152416817571,0.99127409354354179,0.97537239516162078,1.0330754779141615,0.98742902049027415,1.0078283422587975,0.98911105415558764,null,4.2318846695895296,0,9.3255578940713083E-3,0.74214514942238419,1.8335448383931359,1.0103002581443895E-2,6.0785220227645965E-2,9.046344197950671E-3,0.73543757915749663,1.3064127380187437E-2,0,5.6238841917778983E-3,0.47810717786259743,0.32826393511989788,2.5088968949083246E-2]
[null,1044,1.0277743889176527,0.98814413405958246,0.99918498425921276,0.98820528641982375,0.993933305763533,0.9819794484391744,0.96573973795381962,null,4.1253049935477657,0,8.5026493777881369E-3,0.72592421008360342,1.8021749331084993,9.7346060489601222E-3,6.0963124614132905E-2,8.2421730528325077E-3,0.6955847361619425,1.2493844775337602E-2,0,5.6238841917778956E-3,0.46071786681295951,0.32948956897497278,2.285869510053911E-2]
[null,1045,1.0337920398233738,1.0225630375228616,1.0108868486367684,1.0129178564622228,1.0086657852823961,0.9932013695358588,1.0236952371005281,null,4.0892101005389865,0,8.2883011330947259E-3,0.7322036483851474,1.7315034688017172,1.0290557563568978E-2,6.2934263773137086E-2,8.028787870117059E-3,0.72951372331644282,1.2804856353469219E-2,0,5.6238841917779009E-3,0.46134633362242206,0.32098198133705891,2.2266896457220287E-2]
[null,1046,0.98552564447462387,1.01087226977601,0.97007763998047181,1.018711375248877,1.0153954081737191,1.0147357060689717,1.0245801012849347,null,4.3227429152053913,0,9.6966738274190702E-3,0.75929337676305242,1.8462047013249356,1.0640661746459713E-2,6.2954291830339987E-2,9.4027993842974895E-3,0.77896953684369186,1.2883141167282628E-2,0,5.6238841917779087E-3,0.49080100507590546,0.32958863532743987,2.6077555377623175E-2]
[null,1047,0.96209083440814414,1.0107754141488505,1.0363517065201366,1.0197666087583639,1.0058453028557086,0.99249155587577542,0.97491582242390629,null,4.4047459062333383,0,8.4534805896621726E-3,0.8058121916775598,1.8747571568341699,1.076264635174886E-2,6.8614621202794115E-2,8.19156558453411E-3,0.74934294169911375,1.2888333670053022E-2,0,5.6238841917779052E-3,0.49988607011930825,0.35460163423743174,2.2718341254505055E-2]
[null,1048,1.0112116404033025,0.99832905895957158,0.98820102121480513,0.97729458204249642,1.024401144326744,0.98736414971304987,1.0272255091529545,null,4.2131931173709614,0,8.8744057284646516E-3,0.73316012111904305,1.8165202778197873,1.0412847150883756E-2,6.1816124844649586E-2,8.6013212058933947E-3,0.75175643527802494,1.2357201995019456E-2,0,5.6238841917779104E-3,0.46851457593877655,0.32944998340084014,2.3854750154724033E-2]
[null,1049,1.0058843455762829,1.012930493744097,1.0198551517904804,1.0080636521782183,1.0137687725476696,0.98855754369737681,1.0036358684787212,null,4.2095319184500433,0,8.3349043329387848E-3,0.75634231237602734,1.7934921686341354,1.0439221154120285E-2,6.4742559162689728E-2,8.0750997495771543E-3,0.73539683529557842,1.2742407511280321E-2,0,5.623884191777893E-3,0.47393520434207304,0.33468179337160642,2.2395336994118189E-2]
[null,1050,1.0065922782089334,0.98244967996450283,1.0030576116998398,1.0210804985274533,0.99109455427835247,0.976238553990457,1.0231188547056962,null,4.2627387621196151,0,8.5703653073645348E-3,0.74018822913775606,1.8493100948940266,1.0530142399171405E-2,6.2191565458152083E-2,8.3077469520369939E-3,0.75127287145126143,1.2909007440525222E-2,0,5.6238841917779095E-3,0.46864168378721055,0.33929334513710546,2.3040556577950549E-2]
[null,1051,0.98664249507131385,0.96782134211023452,1.0073816405425449,1.0197585685950901,0.95992139496286655,0.99872343097344751,1.0137792376525323,null,4.4247405467947143,0,8.8895287572803364E-3,0.77860262607190811,1.912778443216042,1.087797912646679E-2,6.296526388780152E-2,8.6271107925279741E-3,0.77417265466968299,1.2891763544020652E-2,0,5.6238841917779043E-3,0.49164464458016943,0.35151943093927346,2.3926274532320817E-2]
[null,1052,1.0327126573508723,0.99551961030288272,1.0144980000039905,0.95752244741484804,0.97074282125538469,0.98342398782786922,0.98369522914070584,null,4.1145538605316601,0,8.1946253560922656E-3,0.73212726239034598,1.777259983150199,9.9566049844654475E-3,6.190458648677772E-2,7.9421397012586058E-3,0.70401932788379351,1.2104157069853195E-2,0,5.6238841917779E-3,0.46027314762567201,0.32951080442574709,2.2026587977859408E-2]
[null,1053,1.0012769423614196,1.0086333396323104,1.0325914067902919,0.97722039483795087,0.99419970563567184,0.97444048534776195,0.99747917240131212,null,4.2195506762829504,0,8.0416437169550763E-3,0.75763972038005811,1.805948161309382,1.0440910963211123E-2,6.5592971709768896E-2,7.7883945056448434E-3,0.72895316649078601,1.2351049334332976E-2,0,5.6238841917778965E-3,0.47107478852692014,0.34057907878160071,2.1600193806421815E-2]
[null,1054,0.98078655277561744,1.0039813967477755,1.0157611071286772,1.006772956735333,0.98174352055969394,0.98374179684132512,1.0054239050339229,null,4.3286338676046343,0,8.5945647018780946E-3,0.77055609121516377,1.8560139606903798,1.0686626422018159E-2,6.5690932131894184E-2,8.3276606465732504E-3,0.7555966590296791,1.2726586198888083E-2,0,5.6238841917779043E-3,0.48405643478697041,0.34485381213150557,2.3095784861658225E-2]
[null,1055,0.98382023823133502,0.96934597976206482,1.0026372488391917,0.9850517802100589,1.0058692615465028,0.95781963941226889,0.95162908040932004,null,4.3075982100825243,0,8.6329217341411663E-3,0.74451606142311322,1.9166008256922535,9.9574786929658814E-3,6.2943322029314977E-2,8.3667894403125758E-3,0.71009123956646436,1.2453564426189103E-2,0,5.6238841917779E-3,0.47150478152021119,0.3509688808767657,2.3204303957290614E-2]
[null,1056,1.0387237118754933,0.9533617909967127,1.0084118064369456,1.0047787765954737,1.0155742386313069,1.017460351836925,1.0100104813813604,null,4.2718720453230823,0,8.608307549233361E-3,0.75703846476398484,1.842895700443685,1.0482153148315418E-2,5.9167014271591205E-2,8.3624892399830567E-3,0.74493605566365817,1.2702264789660389E-2,0,5.6238841917779017E-3,0.47772371536719516,0.3383562331337327,2.3192377858727332E-2]
[null,1057,0.95427983071923217,0.97831926459228125,1.0093142634015178,0.99941643981917427,0.99677249034483562,0.97169348738676298,1.0182399327670293,null,4.4993140464559662,0,8.8877441591148579E-3,0.78201769384539099,1.9569024877753436,1.1075117678060336E-2,6.5769391274083031E-2,8.6152426798997619E-3,0.78764300670030152,1.2634366417633641E-2,0,5.6238841917779043E-3,0.49321162429357357,0.36081561603766005,2.3893359721354309E-2]
[null,1058,0.98311847542537789,1.0188373552887051,0.97979983013880678,0.9944510666703098,1.0172499715927965,0.98134051967204927,1.0249410692259391,null,4.2621214273805181,0,9.1977689138510611E-3,0.74045754572622868,1.8346153428784069,1.0503364597713255E-2,6.4086820319387713E-2,8.9073278030398044E-3,0.76317613860091338,1.2575150821990719E-2,0,5.6238841917779052E-3,0.47568630711763793,0.33098389086759167,2.4703423369674234E-2]
[null,1059,0.99080587724996039,1.0054650219844823,0.99459292428747048,0.99775819860480142,1.0146770185582799,1.0196855465828887,0.98618567196587492,null,4.3128047644695116,0,9.2167663934521697E-3,0.77670589179792693,1.8398425438521582,1.0436611055990511E-2,6.3824468560081699E-2,8.9402337386155859E-3,0.74956129408821282,1.2615176299898605E-2,0,5.6238841917778956E-3,0.49436015547975759,0.33531658769659706,2.4794684101947538E-2]
[null,1060,0.97754286974390758,0.97845518233719386,1.0228250187038908,1.0112802015134197,1.0081887812228578,1.010272895653459,1.0234560854862635,null,4.4785066659100288,0,8.7677318206456235E-3,0.80406673790084271,1.9066191049438241,1.1241304852993962E-2,6.5023109528619394E-2,8.5091406441011944E-3,0.79151043693692325,1.2782707120988787E-2,0,5.6238841917779009E-3,0.50292496570234868,0.3553739076723475,2.3599098235903886E-2]
[null,1061,1.0109548321350947,0.99591184782981057,0.99864515760061101,0.98445349402460125,1.003064654364036,1.0130538853512927,1.0047502730325231,null,4.2567927700041386,0,8.9144972250744785E-3,0.76042246570064842,1.8186695037416254,1.0443433451788862E-2,6.2325460491989476E-2,8.6477630855044604E-3,0.74790868552913137,1.2446475236184631E-2,0,5.6238841917779E-3,0.48277483655830483,0.33246120801054357,2.3983551231711912E-2]
[null,1062,0.97365385911579938,1.0403450379334789,1.0119628640314655,1.0117989743146976,0.97451076450440166,0.97000552842378363,0.95231888042047108,null,4.2019913976102741,0,8.5474456455028932E-3,0.75651127599045331,1.8082814081515863,9.9742716758680645E-3,6.7794057524522111E-2,8.2688040170921413E-3,0.70596456025757415,1.2790581133805625E-2,0,5.6238841917778956E-3,0.47634591275157429,0.33605153462175302,2.2932552939769393E-2]
[null,1063,0.98474185747721055,0.99884196333450015,0.98864326222109289,0.99607035716428693,1.0103752832170261,1.0147824292973915,1.0130398658103339,null,4.3632983697626964,0,9.3564254627900717E-3,0.77465408750249054,1.8643269584037765,1.0722226887272635E-2,6.3529723342251945E-2,9.0761478100290661E-3,0.77412514034589996,1.2594554936130103E-2,0,5.6238841917778956E-3,0.49489334609209368,0.33793709996082405,2.5171625752941615E-2]
[null,1064,1.0174437120914317,0.99353755484481254,1.0361025177467293,1.0018007299330254,1.0129130806137037,1.0368907035927017,0.96075857093501515,null,4.2750893694799412,0,8.3828442523019193E-3,0.79998495337819298,1.8021011109605523,1.0370770470234859E-2,6.4002359639448253E-2,8.1383506563134922E-3,0.72174488800883874,1.2661301305871047E-2,0,5.6238841917778887E-3,0.49634601019934299,0.33992782899584301,2.257075592583082E-2]
[null,1065,1.0069347197539569,1.0097947887292136,0.98638494719130387,1.0216860053084516,0.99081973593641681,0.99277168775156865,1.0013107556482612,null,4.1916570610125605,0,8.9756133817342904E-3,0.73738548491626033,1.8049321488147403,1.0185868128766443E-2,6.2526611741592311E-2,8.6978609904485669E-3,0.73544757317990828,1.2918725836250648E-2,0,5.6238841917779017E-3,0.47175227816343157,0.32703974656724721,2.4122491863867106E-2]
[null,1066,1.0139638529300057,0.9673627455466125,0.96671401451604089,1.0223031424368583,0.9891404211649345,0.98716557883389289,0.97166794061847162,null,4.222975477865762,0,9.3107230754058759E-3,0.72212513162757286,1.872093761701991,9.7864451556252327E-3,5.893459408903657E-2,9.032781382002036E-3,0.71679768481196893,1.2928986232771326E-2,0,5.6238841917779078E-3,0.46777654055761231,0.33213503711251918,2.5051354078285539E-2]
[null,1067,0.98457748965197578,1.0070790274805232,1.0133177731859089,1.0179690299095787,0.98343609397172893,0.97418161748971777,1.0248712218107914,null,4.2998550923225194,0,8.5169750794826041E-3,0.75775650575240927,1.8440551311411322,1.0755541647908595E-2,6.544641296932166E-2,8.2490861234793666E-3,0.76184682846472862,1.286841380944395E-2,0,5.6238841917779087E-3,0.47673189170643115,0.34216050390852648,2.2877867686835474E-2]
[null,1068,0.99184090514319723,0.99505239590596029,0.99866069735747531,1.0085511296713885,0.98674293218086739,0.9647274139517249,0.97051097994520608,null,4.2294143068268228,0,8.6539749693332248E-3,0.73711299664830232,1.8552389685025299,9.9966567497926911E-3,6.348470609340677E-2,8.3822924324394102E-3,0.71482656846791814,1.2751140476174243E-2,0,5.623884191777893E-3,0.4679716606879088,0.3394321078679593,2.3247299677946049E-2]
[null,1069,0.98825340804788453,1.0004615749038055,0.99029965178472867,1.003232142951904,0.97859989821522386,0.98769162276369504,0.99428190054920684,null,4.282717006913229,0,9.0400774763119314E-3,0.75149267634516337,1.8544321865119524,1.0330852597296016E-2,6.3483283474961849E-2,8.7614111719073826E-3,0.74416282212840501,1.2684908503887244E-2,0,5.6238841917779087E-3,0.47959834178544641,0.33688797688000421,2.4298740798734092E-2]
[null,1070,0.96075101734963197,1.0016951169453436,1.0288004873582786,0.98836628693438222,1.0137251774789817,0.96569362734109943,1.0360049833332878,null,4.4252623674650797,0,8.3832165102964637E-3,0.78091311336515912,1.8955084535130768,1.1217661669014393E-2,6.7755457117061893E-2,8.118595798250576E-3,0.78658821238761467,1.2492367769991386E-2,0,5.6238841917779E-3,0.486665566103481,0.35624630390359002,2.2515968156353035E-2]
[null,1071,0.95937054016815049,0.98271999459336368,1.0021567056336647,0.9740998285022342,1.0003222154718143,1.0346209736835306,1.0014798942281276,null,4.5602115697395025,0,9.5475173300616327E-3,0.82383193055046944,1.9400599672062644,1.1175364723119887E-2,6.5211644482119163E-2,9.2713916631467393E-3,0.79958277782139719,1.2315160340092127E-2,0,5.6238841917779E-3,0.52189147491190224,0.3550823796215487,2.5713111557724329E-2]
[null,1072,1.0423076624501961,0.9641213498100909,1.022473237232433,0.96632454089584086,1.0284585399912085,0.99708054966993986,0.99874107884057828,null,4.1962891046960689,0,8.1444315223657381E-3,0.74615116539229231,1.8135737065010464,1.0269866790298445E-2,6.026523756882899E-2,7.9045062192730949E-3,0.72227834729675,1.2214502617591856E-2,0,5.6238841917779E-3,0.4668005321667778,0.33742957152073583,2.192221595305912E-2]
[null,1073,0.99518788783367096,0.98512799887593883,1.0315675112811369,0.9870709024342168,0.98769637613969552,0.97977341610805668,1.0065038625456904,null,4.3206962127985271,0,8.1892498962127056E-3,0.76990081197323912,1.85852581096476,1.0709915916398565E-2,6.4730509108630513E-2,7.9385540711955846E-3,0.74864107278594672,1.2475669712500536E-2,0,5.6238841917779043E-3,0.47899604680052188,0.34932654351409342,2.2016643655672942E-2]
[null,1074,1.0229635881181514,0.97010831502555006,1.0221403437607568,0.9926972831799733,1.0356220775434637,1.0249484556949611,0.99433884640050418,null,4.3050628219836291,0,8.5262964787347299E-3,0.78086792798322457,1.8370743019431732,1.0568107683002852E-2,6.1683032085294021E-2,8.2804787256974526E-3,0.74362343165175415,1.2547897953148375E-2,0,5.623884191777893E-3,0.48861920828285582,0.34173591659495411,2.2964931367483284E-2]
[null,1075,1.0109249813372776,1.006233284337064,1.0000960674778749,0.9913539925433269,0.98215036118806576,1.0079991679105051,0.98631708319751699,null,4.2097628238644997,0,8.8260538852114826E-3,0.75578666542872619,1.8006017947096349,1.020261301002132E-2,6.2916238743420894E-2,8.5579753343042655E-3,0.7293495962822053,1.2533544613811466E-2,0,5.6238841917778939E-3,0.47939872106608733,0.32988330887879791,2.373453549092459E-2]
[null,1076,1.0332110328489641,1.002512065137847,0.97522375017033991,1.0033806333526687,1.0212683426059892,0.99256620228575088,1.0372648899421055,null,4.1200152685754059,0,8.9644157813776534E-3,0.71250436030009334,1.7737925093626314,1.0214011244832857E-2,5.9954686856213434E-2,8.6888925142455959E-3,0.74418545658930935,1.2688628780695026E-2,0,5.6238841917779052E-3,0.45905511396019127,0.31817452170416594,2.4097618852620437E-2]
[null,1077,1.0018623102655306,0.97693820218294902,0.9760124080932866,0.98466243832423539,1.0304109149603036,1.0080506886632594,1.0073869296947835,null,4.3189481975677309,0,9.4197809661396119E-3,0.75140698644936466,1.8747148384931478,1.0419255551240007E-2,6.0642452154068466E-2,9.1417649614695413E-3,0.7592770107936736,1.2451825853173915E-2,0,5.6238841917778965E-3,0.4838777147046659,0.33545863819595911,2.5353607185329568E-2]
[null,1078,1.0210485283675992,1.0302798447725863,1.024188412229583,0.99916265520077685,0.99926289347667474,1.0166669457826314,1.0125315150054415,null,4.1649966185201714,0,8.3411041906788861E-3,0.76700603678896639,1.7375166213955644,1.0526036464919798E-2,6.4891613507357365E-2,8.0841004802971166E-3,0.7393759066396165,1.2629377120875489E-2,0,5.6238841917778965E-3,0.47934481406084067,0.32591903260116933,2.2420299459464502E-2]
[null,1079,0.99441598900869765,0.99165060391609783,0.98559240151303107,1.003994811659805,0.95653549756300538,1.0025532551056056,1.0345688593807099,null,4.3319522241160149,0,9.2250479814144099E-3,0.75674091131857413,1.8596918161038509,1.0764371028585915E-2,6.2377828450640639E-2,8.9472880528564096E-3,0.77897029389114214,1.2695126026275802E-2,0,5.623884191777893E-3,0.48437635190623962,0.33617515271679055,2.4814248410697272E-2]
[null,1080,0.99727545298434406,0.97288112152812645,1.0176396030449066,1.0052507267173987,0.9777212911697557,1.0009097497647397,0.99622393442092438,null,4.3628703601663839,0,8.6173985351614066E-3,0.77809592335703237,1.8804119902512946,1.0656291633879043E-2,6.3148615921699541E-2,8.362281788075349E-3,0.75235576430315609,1.2707117429962469E-2,0,5.6238841917779017E-3,0.48822925759637048,0.34870482971297229,2.319180251532264E-2]
[null,1081,0.98898106901626792,1.0090699079776677,1.0331893407744297,1.0096588270526534,0.98628833465604671,1.0014295133175006,1.011443320954283,null,4.3310455261385084,0,8.3558947680506725E-3,0.78932737520574048,1.8275002262545172,1.0897874970853453E-2,6.6467490289409334E-2,8.0997335758564108E-3,0.76089651492713861,1.276096559990968E-2,0,5.6238841917778939E-3,0.49059904382189568,0.34476465606281403,2.2463656006648954E-2]
[null,1082,0.99390110113077113,1.0041771018637817,1.0341269595049156,1.0103984291636814,1.032788138200557,1.0051413372723379,0.97756120111388867,null,4.3035216191246191,0,8.3365333926299478E-3,0.78990463634937269,1.8266568475814728,1.0538491159442595E-2,6.5945078856895489E-2,8.0831064214928351E-3,0.73467783973884426,1.2770200756058284E-2,0,5.6238841917778956E-3,0.49067870685617782,0.3445618180511304,2.2417542554583544E-2]
[null,1083,1.0007320251664202,0.98511450094778197,1.00753562189972,1.0272178419891713,1.0301607499719898,0.96931711989165292,1.0296932031433508,null,4.2769098101226879,0,8.4749571724191345E-3,0.74154341786490507,1.8542360406139464,1.0638703353295113E-2,6.2951333681341981E-2,8.2127198595103503E-3,0.75655383545259547,1.2986044459404577E-2,0,5.6238841917779043E-3,0.46819920980276802,0.34166256787377575,2.2777010141782145E-2]
[null,1084,0.98658345511017609,0.96743168333085461,0.9706145633602693,0.9607499674182125,0.98102000591427496,0.9992186779747948,0.96985058274376024,null,4.3615915310409274,0,9.6072675769219209E-3,0.75413097275438623,1.9229412344965133,1.0125629481863735E-2,6.0799910530234924E-2,9.323913365118567E-3,0.74079112748919851,1.2150068570100547E-2,0,5.6238841917778983E-3,0.4872976880143059,0.34215559541921137,2.5858774305138107E-2]
[null,1085,1.0140487209356541,1.0007155383629234,1.0217914411578397,0.99606041068701023,1.0204365654907759,1.0219701429655454,0.9708650799138604,null,4.2409660221631968,0,8.5320578229535048E-3,0.77980677597676351,1.7992554882501715,1.0284604966337972E-2,6.3730768675799354E-2,8.2778106506395908E-3,0.72333383821997654,1.2590450118400225E-2,0,5.6238841917779017E-3,0.48805937526440424,0.33557755189596516,2.2957531775911734E-2]
[null,1086,1.0007403907499539,1.0283689240147746,1.012031437516244,0.9904175493101306,1.014762713539096,0.99401245323072285,1.0168111341138959,null,4.2066057504296275,0,8.5393076721754814E-3,0.75683771043270354,1.7788070195140999,1.0542493265339133E-2,6.5370281515706508E-2,8.2706839508130594E-3,0.74746297484982382,1.2520281289235342E-2,0,5.6238841917778965E-3,0.47653131474868859,0.33024064762933986,2.2937766714275252E-2]
[null,1087,0.99918739500591791,1.0368070538924534,1.021851697946234,1.0180727417965212,0.95958246341188302,0.99682100937666562,0.98575353715728053,null,4.183178540056252,0,8.3884376395146967E-3,0.76538006358923383,1.7654513465302553,1.0312567374302814E-2,6.6494753650728516E-2,8.1232123038830137E-3,0.72503905983465422,1.2868684098297624E-2,0,5.6238841917778965E-3,0.47901243588203413,0.3307321987502202,2.2528771490377384E-2]
[null,1088,1.0091430317065766,0.99474394418358225,0.99057643419692609,1.0108704095027889,1.0074187748932288,0.99332719327580288,1.0009891419039672,null,4.2239037688891994,0,8.9079728989054936E-3,0.74138578486582041,1.8259216199328598,1.0246839528363201E-2,6.19080253486851E-2,8.6364498493587613E-3,0.73770840417153927,1.2781453100936186E-2,0,5.6238841917778939E-3,0.47306616564892662,0.33158093984459791,2.3952175305242358E-2]
[null,1089,0.97967282417185886,1.0111646329261914,0.99937110515874217,1.0084635955499528,0.9604509986251718,1.0060185092911529,1.0210238719577058,null,4.3539481218288447,0,9.0951297662265115E-3,0.77698413551934442,1.8495899117429813,1.0847860377307327E-2,6.5127002688334781E-2,8.8170197514887069E-3,0.77683746947896182,1.2749947182117683E-2,0,5.6238841917778974E-3,0.49306665315053833,0.33894640287500716,2.4452964637214008E-2]
[null,1090,1.009384403826419,1.0246133123693211,0.98806299845165957,1.0033830760722642,1.0165632131870708,1.0414334886770427,0.96460413832824865,null,4.2027606370728066,0,9.334020821018878E-3,0.77149277109730729,1.7753585715199025,1.0047341990561807E-2,6.3187893889213587E-2,9.0547591076176551E-3,0.72448502033205264,1.2687089463979753E-2,0,5.6238841917779043E-3,0.49305315437700248,0.32199186521559192,2.5112306708815188E-2]
[null,1091,1.0085423190802398,0.99357470428142169,0.98898523804391469,1.0049512103616145,0.99171678796555707,0.99213405981480485,1.0276106324775913,null,4.2459132858421009,0,8.93429155864741E-3,0.74005614079945581,1.8294418517942013,1.0501746569309181E-2,6.1795165889352514E-2,8.6619495848065733E-3,0.75752033273818675,1.2706804850555925E-2,0,5.6238841917778983E-3,0.47268882088168629,0.33182798428666538,2.402289581474994E-2]
[null,1092,0.99520285104210149,1.0185199928039714,0.98578608099769371,1.0434469669563009,0.96427793819250773,0.9918109742774196,0.9657893507602483,null,4.1906681586243684,0,9.0692455006822058E-3,0.74352642556117066,1.8114527680729122,9.9110130891639295E-3,6.3653582861433369E-2,8.7859716633679405E-3,0.71515834610268569,1.3193958684163698E-2,0,5.6238841917779052E-3,0.47586006218702254,0.32820453528555577,2.4366856425792342E-2]
[null,1093,1.0196970411798789,1.0083759939956551,1.0202716950151451,1.0082955000965135,0.96442327990530785,0.98986213584549076,0.96708674735107869,null,4.1394218118588464,0,8.2326550504745345E-3,0.7481264048602112,1.7767054139867442,9.9614724108367386E-3,6.3666067432844226E-2,7.9774928263837142E-3,0.70067898472537737,1.2745287929068382E-2,0,5.6238841917779017E-3,0.46866737483304033,0.33137744801124353,2.2124635701791663E-2]
[null,1094,0.96524480383504552,0.95662462817669502,1.0034380097874027,1.0006085055196881,1.0258076040382442,1.0024790836322506,0.99109745787478765,null,4.5391402895699819,0,9.2170404241679847E-3,0.79822676732656861,1.978044766008991,1.090271465523701E-2,6.3544618364785199E-2,8.9490182339968805E-3,0.77854330722906218,1.2650144409430417E-2,0,5.6238841917779E-3,0.50526886651761893,0.36178419619259938,2.4819046864079066E-2]
[null,1095,1.0067141441899914,1.0211093494070418,0.98961241170223468,1.0060333093393621,1.0277756599204162,1.0078742451868332,0.99689420167333975,null,4.1903215712629178,0,9.0336977637424706E-3,0.74943568827900486,1.7855171341363154,1.0220976497325651E-2,6.3279016139513922E-2,8.7553473200180105E-3,0.73640778150137109,1.2720410503183508E-2,0,5.6238841917778939E-3,0.47849157272690984,0.32462153431071322,2.4281923420527454E-2]
[null,1096,0.97643799378352514,0.97955360622752241,0.99690789066000229,1.0197134987588024,1.004149883158274,0.99908859297900721,1.0236820791158752,null,4.4384934191706638,0,9.1644004653722317E-3,0.77775638320286766,1.9133559498159778,1.0964292743253071E-2,6.3596477398095416E-2,8.8907866969635697E-3,0.78670901922098335,1.2892482800840713E-2,0,5.6238841917778956E-3,0.49431437882374218,0.34889661617914708,2.4657548562387523E-2]
[null,1097,1.0106242920611965,0.97835381272784017,1.0041753387512369,0.98923269959420035,0.97818092549432123,0.97519757132903684,0.98103924416989918,null,4.2236815844875082,0,8.5138449344324355E-3,0.73782787231998004,1.8490066592793966,1.0079089946534078E-2,6.1806603654731944E-2,8.2537363918037919E-3,0.71809010651779592,1.2506238374171839E-2,0,5.6238841917779009E-3,0.46682352871229987,0.33928694537574056,2.2890764657704978E-2]
[null,1098,1.0203428875529665,1.0031900586771991,1.0253321783080662,1.0260585559592652,0.95230214215664899,1.038003228524309,1.0031584085812999,null,4.2645061311797683,0,8.5444785585754475E-3,0.78952480784005685,1.7831050870963028,1.0679051230385581E-2,6.3668158961311866E-2,8.2931931431932306E-3,0.74940909051990268,1.2969200171515202E-2,0,5.6238841917779009E-3,0.4930736064273416,0.33370433685134482,2.3000193305209402E-2]
[null,1099,1.0317720380972215,1.014088683085153,1.0120984014709342,1.0052541235636419,0.98263960763470604,1.0021042060020255,1.0469527842675981,null,4.150471938025821,0,8.3708142818957661E-3,0.74256837465021275,1.7484076615517101,1.0633482432426448E-2,6.2720309557145831E-2,8.1131323577836676E-3,0.75384505213707775,1.2707828526336508E-2,0,5.6238841917778939E-3,0.46752754942223973,0.32419466153257603,2.2500815948430154E-2]
[null,1100,0.97890608315397154,1.0033073506760748,0.95972798600747622,0.99640920628528118,1.0158268157772881,0.97447832334963924,0.97928111226473624,null,4.2562576918311272,0,9.593243050529195E-3,0.72756261743143114,1.8745509551133233,9.9436285373603519E-3,6.2387845251172427E-2,9.2926887739754726E-3,0.73296709170305352,1.2602363534467852E-2,0,5.6238841917778896E-3,0.47340814225328598,0.33173954150841556,2.5772176583396061E-2]
[null,1101,0.97746383476995324,1.0267224125100063,0.96748778331195984,0.98943036134616458,0.98788200490898692,1.0064673279458531,1.0089850090034136,null,4.2893050377708297,0,9.7209347544783518E-3,0.75477460754862691,1.8346781412652322,1.0434014307559537E-2,6.4089573376582845E-2,9.4193928222784627E-3,0.76540592655845829,1.251315283665347E-2,0,5.6238841917778983E-3,0.48868508053394993,0.32727862376290956,2.612357532127705E-2]
[null,1102,1.0010747731377299,1.0031199911733246,1.0250821128445595,0.98940985108847856,0.98543912063312489,0.99661915441540094,1.0030315542457888,null,4.2718853706476336,0,8.3662379426109809E-3,0.77151023302594957,1.8176074350771834,1.0605453212555797E-2,6.4875062947326076E-2,8.1099949504714955E-3,0.74471829317596616,1.2505996498076693E-2,0,5.6238841917778974E-3,0.48189669784362771,0.34030644294811591,2.2492114719191752E-2]
[null,1103,1.0331323334354661,1.00522477600736,1.0042197699529622,1.0167630781185948,0.97039829051442494,0.99253895604123199,0.95830371251654756,null,4.078998249952309,0,8.4321901662373511E-3,0.73064807387600306,1.7626146150663271,9.6596972691505596E-3,6.1754012035458244E-2,8.1723380072768591E-3,0.68708466117522604,1.2854281951912539E-2,0,5.6238841917778939E-3,0.46226813876614936,0.32408572194309798,2.2665015836168378E-2]
[null,1104,0.99201620666959445,1.0004274490636713,1.0385697911442928,1.0016108514145907,1.0406174223589759,0.9841307532145247,0.99664039852997766,null,4.3014032806792031,0,8.107231986922191E-3,0.77795306745621851,1.835552098734887,1.0669902758871494E-2,6.6147416701991216E-2,7.856425300805275E-3,0.74173984623981004,1.2658608350103679E-2,0,5.6238841917779017E-3,0.4819566314354376,0.3475637623011501,2.1788869195066462E-2]
[null,1105,0.97577738717850282,0.98501154018422532,0.98993782660215313,1.006915266086962,1.0076792841904001,0.9749075609795983,1.0321548092914197,null,4.3835677089129543,0,9.0707617166558667E-3,0.75328001145067591,1.9062945656777048,1.0819575764230371E-2,6.3497478919115516E-2,8.791726418644237E-3,0.78040371135466402,1.2731522291277383E-2,0,5.6238841917779043E-3,0.4808479920169435,0.34596518598358394,2.4382816560989191E-2]
[null,1106,1.0194607470534827,0.98634775179510559,1.0234983787645295,1.0157959919921662,0.97068781187871644,1.0058512359807423,0.98827996262560591,null,4.241246141417184,0,8.3458120543807596E-3,0.76662198877836496,1.8141139099518278,1.0377795472770715E-2,6.2780590432212915E-2,8.096648370109356E-3,0.72887180431134324,1.2839705559563343E-2,0,5.6238841917778956E-3,0.47930682523320073,0.33850370161809606,2.2455099552296166E-2]
[null,1107,0.98700407659076927,0.98627194820829933,1.005708773305904,0.9909851193256799,0.99384594107672719,1.0431538091547075,1.0277995396692488,null,4.4631301672292096,0,9.2808633519652645E-3,0.80945203890326622,1.8783810773300276,1.1223732114587711E-2,6.3776345100274454E-2,9.0137118919926835E-3,0.80074553134010173,1.2528209941120123E-2,0,5.6238841917778939E-3,0.51165376829336151,0.34501426437837557,2.499846709629034E-2]
[null,1108,1.0304141190362746,1.00527654890133,0.99446846604013972,1.0115504771667267,1.0267386797331577,0.98387573345828683,0.97893416585223647,null,4.0822685502520448,0,8.5537800235150167E-3,0.71976107924545674,1.7694655956176926,9.7628499629962874E-3,6.1354944970160537E-2,8.2878465478257776E-3,0.6998867307463994,1.2789574508094315E-2,0,5.6238841917778983E-3,0.4581513491533018,0.32275311017846076,2.2985365153392272E-2]
[null,1109,1.0163112487726897,1.0300332211493666,1.0078760075203328,0.96111583237887954,0.99549821427113083,0.98069148339344869,0.99983512206285319,null,4.0992666444358932,0,8.3660006990287084E-3,0.73200198217327395,1.7498307672610569,1.0091200602948254E-2,6.4200510236050959E-2,8.0988358430738924E-3,0.71731187088263026,1.2150346274534244E-2,0,5.6238841917779104E-3,0.46207763049966688,0.32378445091927399,2.2461166250631232E-2]
[null,1110,1.0064511821676292,1.0202561122777551,0.98953953637172565,1.0055862514309293,0.99849583942295184,1.0315600861669365,1.0006636055941913,null,4.2373020317694623,0,9.2512857580513037E-3,0.76789950809228169,1.7874226046395094,1.0409419357564564E-2,6.3249937876103682E-2,8.9730015911645422E-3,0.75037079049586475,1.2714766745598072E-2,0,5.6238841917778983E-3,0.49030254523487665,0.32470129742554227,2.4885561877227756E-2]
[null,1111,0.99907765586656505,0.98906767063326662,1.013335644468965,1.0106968729434931,0.97008740749533073,1.0010819185010036,0.98937365107510578,null,4.3042683490741549,0,8.6543727325341969E-3,0.77111581022610642,1.8487971072803988,1.0475665247466237E-2,6.3596094907596851E-2,8.3940717174665596E-3,0.74162312294387944,1.2776482395468065E-2,0,5.6238841917779009E-3,0.48513137253008065,0.34210914223040945,2.327996813603497E-2]
[null,1112,0.98518211091429841,1.001222259065726,1.0274926360647201,0.95384946198164211,0.99214630009983251,1.0125546904358622,0.99923874397272194,null,4.3728342364821353,0,8.5964651092996676E-3,0.79888515924665282,1.8496606418759385,1.0855731305760776E-2,6.5971163091012974E-2,8.3377897145663574E-3,0.76180155315355447,1.2056244096878759E-2,0,5.6238841917778939E-3,0.49826246485703929,0.34685219342086798,2.3123876637385674E-2]
[null,1113,0.99218130217098122,0.99723959753434821,0.95884932245762322,1.0067261495562008,1.024403232437143,0.95651559834667343,1.0128245003902427,null,4.2082524328025031,0,9.3181609665314337E-3,0.70455538601370338,1.8604019634527806,1.0046002358316012E-2,6.1210813874689164E-2,9.0224867091918681E-3,0.741086128636674,1.2732958912109772E-2,0,5.6238841917779061E-3,0.45869618658898764,0.32917198001367465,2.5022803017124971E-2]
[null,1114,1.0129935656732461,0.97069972822803896,0.99565046387115819,1.0027043742598356,0.99538818165939136,0.99975569555817245,0.96106221527868751,null,4.2547147771942253,0,8.8782532517346774E-3,0.75087217103447412,1.8606556796785285,9.9683795988359837E-3,6.0796907545302474E-2,8.6156831094290967E-3,0.7144719863827419,1.2677584956663856E-2,0,5.6238841917778965E-3,0.47760208327534148,0.33841408947214185,2.3894581200721438E-2]
[null,1115,1.0419045057815177,0.99998645086640736,1.0180997025165379,0.96740674794724479,1.0255855378763239,1.0167765925232313,1.0097529095570652,null,4.1463390686719679,0,8.3273425509092624E-3,0.75268319736433265,1.7532373067784517,1.0344668699152336E-2,6.1779653788393014E-2,8.0781043841242108E-3,0.73004454380765338,1.2228688057839632E-2,0,5.6238841917778939E-3,0.47215028911224782,0.3260924050451583,2.2403669993748192E-2]
[null,1116,0.99422331973329181,0.96747030801497869,0.96466330422887103,1.004470134671883,0.97371897467684154,0.9976022911855964,1.0325927885044675,null,4.3693540011463492,0,9.6369309835712697E-3,0.74309877748486652,1.9095712193577097,1.0632189578788529E-2,5.999200147945883E-2,9.3522303274771231E-3,0.78183204321921651,1.2703706575455071E-2,0,5.6238841917778974E-3,0.48199303426993612,0.33825453758394014,2.5937308061294222E-2]
[null,1117,1.0143499985801621,0.99324410955088804,0.98214630344470422,0.98802377051986445,1.0358635532016771,1.0006649626656325,1.0108109044320168,null,4.2190545315206167,0,9.0892942729336595E-3,0.73790242435262476,1.8211825274777493,1.0273850018383194E-2,6.102897270894507E-2,8.8146780865243218E-3,0.74482531088682824,1.249359294755778E-2,0,5.6238841917778956E-3,0.47334373580057443,0.32820837901703598,2.4446470305548619E-2]
[null,1118,1.0189843755876864,0.98143188696933226,0.98833328900328621,0.99544950735787274,1.0162623746773805,1.021310726895025,0.96231296679777334,null,4.2338562800272159,0,9.1365373001090749E-3,0.75629128231155363,1.8321980231154669,9.9578622923925247E-3,6.0540784314225014E-2,8.8691943448667744E-3,0.71782034709677667,1.2586742247423056E-2,0,5.6238841917778974E-3,0.48325608416982024,0.3312509485231499,2.4597664719871695E-2]
[null,1119,0.96294044140071022,0.98090314344047946,0.96501649065398776,0.96391554674485525,0.97291120038763657,1.0340338994544207,0.99937121749881697,null,4.5127188475735407,0,1.0278760962166499E-2,0.79396351048914715,1.9457596079088026,1.0802493189858837E-2,6.2631944003256085E-2,9.9818515601688886E-3,0.79494078206647512,1.2190763900554388E-2,0,5.623884191777893E-3,0.51486910272483954,0.34455018019135131,2.7683488309472905E-2]
[null,1120,0.96577230998702146,0.97184989184687764,1.0043574475952504,0.9913287891330409,1.0217898457915831,0.97096950241718361,0.98865768834864898,null,4.4350968191103748,0,8.8784856900956614E-3,0.76989731805200567,1.9471739138538084,1.0614262790192583E-2,6.435235706465034E-2,8.607813226860557E-3,0.75705008124934592,1.253271613158171E-2,0,5.6238841917778965E-3,0.48705887275083931,0.35719133048002621,2.3872755009381099E-2]
[null,1121,1.0061494598111482,1.0063493490800006,0.99914725413156913,0.97121434267650053,0.98789357151986412,0.98089690820245512,1.0066535522643563,null,4.1962887497497325,0,8.6465185457869475E-3,0.73768144295739013,1.8091771127743252,1.0275103739919533E-2,6.3164247991337616E-2,8.3766065817418457E-3,0.73544774623934794,1.2279033298587077E-2,0,5.623884191777893E-3,0.4681907497451277,0.33148781013449469,2.3231530641473552E-2]
[null,1122,1.0003394823218767,1.0327252835532217,1.0445614016633014,0.9898588376717361,1.0192646381633768,1.0283873113711477,1.0345051014417639,null,4.2998437123914535,0,8.2460230725692335E-3,0.80581314978375407,1.7646197709100648,1.1198142291397352E-2,6.7613274513327104E-2,7.9942671458442839E-3,0.7760906189928366,1.2509381352358396E-2,0,5.6238841917778939E-3,0.49741607875019472,0.33704001023356811,2.217115729890087E-2]
[null,1123,0.97091202959943679,0.95837701010296561,1.0341476403338068,0.98848218354503992,1.0044431675312355,1.0189574567889221,1.0123301593358147,null,4.5813455634077238,0,8.7279721178837675E-3,0.82852926643023228,1.9549712338971523,1.1423977193004154E-2,6.509389876129508E-2,8.4778319040616883E-3,0.79821855638484207,1.2493203778891142E-2,0,5.6238841917779017E-3,0.5146653819321424,0.3670640339150858,2.3512267137119913E-2]
[null,1124,1.0409127020925526,1.0065506062768259,1.000558718974609,1.0377566598272039,1.0187702023265923,1.0053310548477865,1.0262746057391725,null,4.1139028613656405,0,8.5402890309532308E-3,0.73225683062868674,1.7480957320797486,1.0301521471900039E-2,6.1145256629899919E-2,8.2801222282932133E-3,0.73574965123865566,1.3120148802039417E-2,0,5.6238841917779017E-3,0.46434006355645752,0.32056599690516352,2.2963942663968388E-2]
[null,1125,0.96990208840138026,0.99798099840800913,0.98368426891586935,1.0460459226419179,0.99228585737680652,0.99943913925858086,1.0163386021922141,null,4.4032777200674369,0,9.455142052775924E-3,0.770991634278267,1.8956442464721754,1.0788087359460968E-2,6.4156557427165473E-2,9.1677994469060511E-3,0.7813476842303978,1.32270889938785E-2,0,5.6238841917779052E-3,0.49409068408171342,0.34226938487758785,2.5425810760876678E-2]
[null,1126,0.9858757181996386,1.0047330442319538,1.0107846099883104,1.0182652246335451,1.0005076309848022,0.98946086297803937,0.96614269178346979,null,4.2808204856963767,0,8.6891297146748665E-3,0.76770712078570125,1.8463468947850417,1.022427209389986E-2,6.5087563477058685E-2,8.4206539068014466E-3,0.72468440918463328,1.2872467912043717E-2,0,5.6238841917778956E-3,0.48374684383807837,0.34144181453225259,2.335369070376268E-2]
[null,1127,0.99100201234275165,0.97243105648662143,0.98222112410901208,0.97066674501305727,0.99383682355847636,0.99876794771523092,1.0020104036641999,null,4.3625097500654233,0,9.3217945726174461E-3,0.75738219945008822,1.9020859871330762,1.0481652198823681E-2,6.1447806319717288E-2,9.0453566383712613E-3,0.76043216423367854,1.2274103941626402E-2,0,5.6238841917778965E-3,0.48581655824460096,0.34215560221724378,2.5086230069036115E-2]
[null,1128,1.0078144619345655,1.0032372176939264,0.99310391593015535,0.98353733045501313,1.0274999318397673,0.99508927488190524,0.98378725470252648,null,4.2000191008552257,0,8.8740203584062611E-3,0.74399283408007066,1.8129745135139799,1.0084329621034484E-2,6.2551038452276941E-2,8.6017761871868097E-3,0.72465240985831325,1.2435551923311547E-2,0,5.6238841917779061E-3,0.47397955330999031,0.33014121808399083,2.3856011991692985E-2]
[null,1129,0.96505622721398054,1.0257526213952777,1.0122398530994312,1.0189457494734488,0.98839789899301755,0.99622172014670496,0.97656506510580654,null,4.3412488204876389,0,8.8751196257549746E-3,0.78720828448361868,1.8490058103620217,1.0530295247454245E-2,6.7666017504757467E-2,8.59723790719495E-3,0.74609911713229737,1.2880892658055502E-2,0,5.6238841917778983E-3,0.49559002369439092,0.34307895132456612,2.3843425607258956E-2]
[null,1130,0.99489593256472053,1.009579464588884,0.98552930675531536,1.0036944207740959,1.0026816203264375,0.98909338689988568,0.98299843912852025,null,4.2214747990515944,0,9.0671592608574676E-3,0.74292496731276325,1.827349492545123,1.0090761882486742E-2,6.3221468200349559E-2,8.7855887125628408E-3,0.72911729958731741,1.2691335404064258E-2,0,5.6238841917779017E-3,0.47555187362661439,0.33081949249250109,2.4365794356889368E-2]
[null,1131,0.97452870074878262,1.0282769134974314,0.99038328179000212,0.98760414705367727,1.0039394603916738,0.98577586852877941,0.97351571507181245,null,4.2534363022505648,0,9.1006811017072548E-3,0.75602294196590025,1.8320615162742671,1.0150828383233407E-2,6.5774401100923072E-2,8.8120310796561251E-3,0.73102661186659523,1.2487297455365635E-2,0,5.623884191777893E-3,0.48246425779879998,0.33367408409163879,2.4439129144116892E-2]
[null,1132,0.99697413522210687,0.98991905054012252,1.0055158262185795,1.0340455798536323,1.0020966873989277,0.98962253817206525,1.0106809452456651,null,4.3008772947534375,0,8.7139728052782334E-3,0.75827000156818691,1.8531148547226766,1.0583170553252478E-2,6.3309169326263265E-2,8.4486229070036643E-3,0.75357558063242414,1.3072611973264359E-2,0,5.6238841917779009E-3,0.47935893177507527,0.34080318048088054,2.3431259427907532E-2]
[null,1133,1.0307420575338133,0.97553929388626393,1.0019237810381285,1.014194181213504,1.0099572264249896,0.99041839238693663,1.0057260559236227,null,4.1915931233865225,0,8.5228003979359816E-3,0.73408689667029092,1.8184495985546087,1.0220605781877177E-2,6.0336812355750287E-2,8.2671354664766768E-3,0.72936123333514846,1.2822085957261834E-2,0,5.6238841917779009E-3,0.46510591874362739,0.33291382731625463,2.2927925411381656E-2]
[null,1134,1.0027932978706122,0.99507236638045737,1.0218206599704167,1.0095080501495499,1.0100308833520717,0.99320240317755937,1.0005533727118083,null,4.2745065841400978,0,8.3934354342149482E-3,0.76665379415569501,1.8292702303853328,1.0547349000983544E-2,6.4164180970401163E-2,8.1374818866554906E-3,0.74209216260539035,1.2760428083401396E-2,0,5.6238841917778974E-3,0.47981871123603265,0.34126345056301655,2.2568346495623819E-2]
[null,1135,1.0240751859772392,1.0292577016972992,1.0281045512469842,0.98269848873554166,0.99578888456724657,0.99460287027766459,0.96881562614468253,null,4.0877351092430443,0,8.0706328401418947E-3,0.75031964529744444,1.7331036385047136,9.9500395224359807E-3,6.4884253217892054E-2,7.8166906552919711E-3,0.69608742752376984,1.2420811627361718E-2,0,5.6238841917778922E-3,0.46779787882798768,0.32612280287353557,2.1678669840976873E-2]
[null,1136,1.0219902613145102,0.99848387673442762,0.98580974100760133,0.97434588671519151,1.0125461081283289,0.9650059173916683,1.0404005568364598,null,4.1376935489199811,0,8.624801210849348E-3,0.70695297065021123,1.7976624666669514,1.027344575052918E-2,6.1033349341391388E-2,8.3532075833352998E-3,0.74285887332846945,1.2320201078161435E-2,0,5.6238841917779043E-3,0.45244616807244953,0.32562714718910429,2.3166636278445184E-2]
[null,1137,1.0092637232876236,1.0086134215750391,1.0384813731189575,1.0089978529112669,0.98835695785150324,0.97819581288919166,1.0121841900315016,null,4.2089947753178922,0,7.9098875010684862E-3,0.75847671925792726,1.7902603421700889,1.0584504976524845E-2,6.5426287323266538E-2,7.6617486385146061E-3,0.73561158236774982,1.2751977699130206E-2,0,5.6238841917778965E-3,0.46991577540920731,0.33934288435761101,2.1248956427163127E-2]
[null,1138,0.96649374326344561,0.99987281631321778,0.98630185882947941,0.99138231340692229,1.0204084685100392,0.99388969724877929,1.0131517463203639,null,4.4027178461252268,0,9.3808693780526725E-3,0.77074992244133933,1.8982463980832833,1.0761306782579657E-2,6.4638027090577171E-2,9.0936652317092255E-3,0.7784762967104718,1.2535560313069989E-2,0,5.6238841917778974E-3,0.49312336577897059,0.34363008062306721,2.5220208256435249E-2]
[null,1139,1.0363389710118689,0.99706646139407995,0.99681237111776766,1.0082375755829647,0.99956595338231824,0.99818271778764722,0.96093667671859218,null,4.0916213562037358,0,8.5996027943061482E-3,0.72920596426567841,1.7725963124743234,9.6604485731533116E-3,6.0749077461570981E-2,8.3381636638242881E-3,0.69114970654838681,1.2747401599655487E-2,0,5.6238841917778974E-3,0.46348504929255985,0.32354003718555308,2.3124913741558981E-2]
[null,1140,1.0102595525829134,1.016740248273736,1.0014582603268201,1.0057615487532434,1.0062030518176983,1.0371441082031865,1.0305739451697413,null,4.2724804382712804,0,9.0434955615275765E-3,0.77799981844460286,1.7837315902567796,1.0818305404711969E-2,6.3551042571398417E-2,8.773830048329349E-3,0.77347350207547882,1.2715531791661629E-2,0,5.6238841917779017E-3,0.49307099729707859,0.32743224866284704,2.4333183088140205E-2]
[null,1141,0.96107463224228018,1.0016605107586249,1.0225445090181979,0.98888479321066303,0.99904266708018563,0.98624577330543728,1.0116361798312101,null,4.4380604144239033,0,8.6723378438909454E-3,0.79349810991875536,1.8965318300728216,1.104389690509815E-2,6.7340086895419038E-2,8.404304389896285E-3,0.77773356666564364,1.2499659529637252E-2,0,5.6238841917778983E-3,0.49639967423771247,0.35434939221457989,2.3308347246451044E-2]
[null,1142,1.0036513084063592,1.0265493236449192,1.0185876312316666,0.96705601130801411,0.99275951694921039,0.99383985485220649,1.0043812944558954,null,4.1942506074037542,0,8.3992896421490829E-3,0.75913001850625028,1.7750808601239627,1.0438900211742598E-2,6.5488974724246238E-2,8.1354776216993382E-3,0.736591878189233,1.2224198002163443E-2,0,5.6238841917779009E-3,0.4760517986028111,0.33132111896891647,2.2562787903097348E-2]
[null,1143,0.99480428986000402,0.98735427029056633,1.0246468940859501,0.98562495860181609,0.9996802415410172,0.99674367485003568,0.98465072418766209,null,4.3247646222943956,0,8.4531117798567895E-3,0.77889142685371582,1.8569836716040746,1.0532888592983469E-2,6.4456315078398094E-2,8.1981866420593654E-3,0.73978687420060374,1.2458207210696841E-2,0,5.6238841917778922E-3,0.48663638235019796,0.34691319337290744,2.2736703976840873E-2]
[null,1144,0.9894620264980033,0.97774928279133633,0.99611829061884094,0.99386772515696686,1.0359514173440976,0.98303390615460584,0.99331227821221701,null,4.3320874428154212,0,8.9163175725552515E-3,0.75458694353240097,1.8916907332142983,1.0404388753499512E-2,6.2622653767096234E-2,8.6462464925447253E-3,0.74636708135724394,1.2565803446915639E-2,0,5.6238841917778939E-3,0.47982486865188456,0.34469181184035036,2.3979345139964501E-2]
[null,1145,0.96874373168871886,0.95527371655675819,0.99522064389211584,1.0279848146731958,1.0031444575154227,0.97821093927967995,0.99994806630044641,null,4.4827101960104159,0,9.1197259056983553E-3,0.7701604988135019,1.9757179594747341,1.0743589092669785E-2,6.2759147967101053E-2,8.8483270577321867E-3,0.77139168162461302,1.299726898795598E-2,0,5.6238841917778939E-3,0.49000208011476798,0.35904569283172844,2.4539791759533761E-2]
[null,1146,0.98716387096808667,0.99984155856873791,1.0150767516439145,0.97524480674630221,1.0125510623455563,0.99758737093695626,1.0004366476151574,null,4.3314313557842077,0,8.6784892629894542E-3,0.77694127235638988,1.8514645834470265,1.0660704141787459E-2,6.5015134894925164E-2,8.4137820170868995E-3,0.75450613114504772,1.2328119852416306E-2,0,5.6238841917779052E-3,0.48827293739376726,0.34354866327904343,2.3334632327926288E-2]
[null,1147,1.0215636676495143,1.0358692409451333,0.98764322419050898,0.96281820276833385,0.98144637421053271,1.00797540206311,1.006400831653572,null,4.1001574310478901,0,8.9158931000510519E-3,0.73500819524380445,1.7361443826124645,1.0099084716449614E-2,6.2943910152692489E-2,8.6373544900048369E-3,0.72905924993456916,1.2174223633837581E-2,0,5.6238841917778974E-3,0.46985998963300768,0.31556836531992732,2.3954684219405119E-2]
[null,1148,0.98983462123461263,0.97934811431717839,1.0109830648294755,0.96225770694654689,1.0324720123510696,0.96212463742426246,1.0024114138502354,null,4.3072927533228453,0,8.4527258326210792E-3,0.74718514018354498,1.8843006799635729,1.0465462871265768E-2,6.3557870609060138E-2,8.190717600132038E-3,0.74281258621802504,1.2164422182217326E-2,0,5.6238841917778956E-3,0.4707579207410556,0.34797080512506223,2.2715989469754515E-2]
[null,1149,1.0196424664734218,0.99323182490531292,1.0356406580775515,1.0345410753128608,0.98371985834452946,0.99507594849148673,1.0044241849068678,null,4.2263642298184338,0,8.0357357586414054E-3,0.76484885227246358,1.7988550679068935,1.0545510358073173E-2,6.3821910988141842E-2,7.7915901764476448E-3,0.73405092442410014,1.3075148283920647E-2,0,5.6238841917778965E-3,0.47467875873949261,0.33949926161318261,2.1609056622581422E-2]
[null,1150,1.0048590780930751,0.96827921951486484,1.0303108238392211,0.99143759165426715,0.97915951167714488,0.98871186155586288,1.0241045463909366,null,4.3518625994602189,0,8.2331133972842977E-3,0.77175986957613285,1.87147392921162,1.0903734463777039E-2,6.3177429930919696E-2,7.9874990260014028E-3,0.7631729526396589,1.2531008928741661E-2,0,5.6238841917779052E-3,0.48051952667387754,0.35079349149842515,2.2152386716567711E-2]
[null,1151,1.0128945049237841,0.97697569192923206,0.97748977839572193,0.98809470330547378,1.0228719087942779,0.97439012416489779,0.99458777146424493,null,4.205532628526961,0,8.978227633794654E-3,0.71859218959930204,1.8538694055299223,9.987975604996981E-3,6.0068141518837506E-2,8.7040795134412843E-3,0.7262200153281384,1.2495051186084056E-2,0,5.6238841917779E-3,0.46231384052896712,0.33249653495514425,2.4139738204141108E-2]
[null,1152,0.98509647006714518,1.0089494554931766,0.95461672620536753,0.97356682562064323,1.0037226253014047,1.0015769775711159,1.0231631052445473,null,4.2917201016744544,0,9.8924656440571215E-3,0.73940408232999666,1.8540685028490351,1.0420249136841902E-2,6.1961903828241204E-2,9.58927854017993E-3,0.77238500688145539,1.2314071697088431E-2,0,5.623884191777893E-3,0.48269474428777437,0.32655611024802567,2.6594733328097989E-2]
[null,1153,1.0014125604771236,0.98022109206141794,0.98414026185082726,1.009114840033895,1.012229351841615,1.0385764463687075,0.99758153641984892,null,4.3651285733813463,0,9.539626178909421E-3,0.78026481245777135,1.8675743368792119,1.0570597957297728E-2,6.1300069795926969E-2,9.2654575343244418E-3,0.76541235292637388,1.2760045138261096E-2,0,5.6238841917778904E-3,0.49988992258999887,0.33631006613816722,2.569665395114816E-2]
[null,1154,0.98138023937889429,0.98762231370772291,1.006510053622037,0.99749703702853343,1.0167413080332612,0.98532923335278888,1.0163311719418222,null,4.3718777255332943,0,8.7995263983261709E-3,0.76793412694533514,1.8864819280494352,1.0788090099382258E-2,6.4258453762244608E-2,8.5310093834087743E-3,0.76841117894374744,1.2610438479623013E-2,0,5.6238841917779009E-3,0.48516961961245292,0.34720877385845184,2.3659748605759125E-2]
[null,1155,0.98060736364218692,0.99436373230432451,1.0099021211736134,1.0153575115052766,1.007337581271337,0.97302788491475356,1.0081446911003142,null,4.3321374143176348,0,8.6236190812400623E-3,0.75975779204836436,1.8749214026801186,1.0636961028929949E-2,6.4856452380155735E-2,8.3553791576651947E-3,0.7552223345678839,1.2835817579252375E-2,0,5.6238841917779E-3,0.47899860799339466,0.34637974288753881,2.3172658883791726E-2]
[null,1156,1.0060657095845427,0.98773557778525023,1.0076720146117142,1.0115090377099243,0.99223474587431748,1.0027120141441543,0.96894859247296627,null,4.2606512268025218,0,8.7135603452768821E-3,0.76348076228276718,1.8397076310368097,1.0166839680083233E-2,6.2755508999208051E-2,8.4522469873991174E-3,0.72229651124320704,1.2787437813759297E-2,0,5.6238841917778974E-3,0.48200945997785932,0.33864319454737074,2.3441310387557195E-2]
[null,1157,1.0161634252586507,1.0103627791099583,1.0013168523613036,0.99946559673249735,1.0137794035942165,1.0112753006326185,1.0004713442076456,null,4.1954288036370846,0,8.7797440122552948E-3,0.75454267668219233,1.7840575268877565,1.0310282438604634E-2,6.2864141918458932E-2,8.5128786458859105E-3,0.73644937753315332,1.2635951084111701E-2,0,5.6238841917778956E-3,0.47824663406140405,0.32735572906290084,2.3609465143093821E-2]
[null,1158,1.0197200488666256,1.0243844156049748,1.0248843482356049,1.0229677560366079,1.0380225297050998,1.0308688112055724,1.0045633190953556,null,4.2039746514274015,0,8.4654013866156501E-3,0.78052545577792787,1.74914173925517,1.057702351599955E-2,6.4727636610861852E-2,8.2095873809792958E-3,0.74235886633835213,1.2930187678654085E-2,0,5.6238841917778974E-3,0.48758659902733387,0.32799075045502102,2.2768322581937016E-2]
[null,1159,0.99153390891896864,1.0179797240610886,0.99694671170105897,0.97626659830442697,1.031297058865617,1.0297875432063628,1.0289368993176373,null,4.3311053699051678,0,9.2338096110694424E-3,0.78356707198149234,1.81639786970726,1.0906364441840236E-2,6.4538747572852828E-2,8.9561746173271155E-3,0.7829807459730671,1.2343168612398512E-2,0,5.6238841917779043E-3,0.49799539636181017,0.33219086180699342,2.4838894249412991E-2]
[null,1160,1.0187386048918534,1.0219723184600669,1.0348722452053634,1.0151253140089813,0.97887319759975677,1.0039108968890513,1.0156402764791437,null,4.1829411937615024,0,8.0836592184721865E-3,0.76719895545540884,1.7523937670982439,1.0614411031708895E-2,6.5269619455922412E-2,7.8333936985887226E-3,0.73963495088312914,1.282985292317803E-2,0,5.6238841917779052E-3,0.47635897748588391,0.33154204699407669,2.1724993762050143E-2]
[null,1161,1.0109146451038737,1.0262248683704356,1.0119810439629255,0.96133629977175317,0.99244083765652269,0.99784320121425807,1.015233802902457,null,4.1746607022195938,0,8.4901855547398833E-3,0.75251415796311927,1.76441685404259,1.0449175033081955E-2,6.4604072250236663E-2,8.2246697920549273E-3,0.74108188530118113,1.2152658904734522E-2,0,5.6238841917778983E-3,0.47382377258966268,0.32744960583525462,2.2810151870639027E-2]
[null,1162,0.98354100781350051,0.96133774479598422,0.96015091876456604,1.0274458261910175,0.99496833828409925,0.98912736621774044,1.0292155144958375,null,4.4123484459795907,0,9.762001064309099E-3,0.7426117075160289,1.9431950608200412,1.0645842587543072E-2,6.0082756479268598E-2,9.4729242370935988E-3,0.78536061415253222,1.2994854338389556E-2,0,5.6238841917778922E-3,0.483069301901911,0.34278146243111507,2.62720383882032E-2]
[null,1163,1.0049360993462648,1.0202522383551378,1.0185957190067734,1.0222613397000875,0.95982547469091428,1.0070240798959391,1.0149478788041337,null,4.2359610237428171,0,8.5095726813238341E-3,0.7695887601949335,1.7832208168395862,1.0648832071673291E-2,6.5092581316234202E-2,8.24736390111022E-3,0.75106173023040412,1.2922027186656689E-2,0,5.6238841917779078E-3,0.4826081002947652,0.33258340889082638,2.287309130616751E-2]
[null,1164,0.954317032366923,0.99557715681386449,0.98505267630241056,0.97587300810689448,0.95570914609849555,1.0050100510383317,1.0199791659988875,null,4.4947058229646562,0,9.6398892780574907E-3,0.78946517538048278,1.9306868380425177,1.1043904392578649E-2,6.5166199103865147E-2,9.3492365614692048E-3,0.80036343491565354,1.2339600783429418E-2,0,5.6238841917779052E-3,0.50549407259108647,0.34888436107556958,2.5929005204275966E-2]
[null,1165,0.97344946366365637,0.99839703398367941,0.98949622016739047,0.97266461815186633,1.0242655129739595,1.0041031324954635,1.0254788665390813,null,4.4057316776332831,0,9.3494288251344503E-3,0.77580118357619765,1.886542387686311,1.0908651443688166E-2,6.4296157348680008E-2,9.0665043039271781E-3,0.78768018673056395,1.2298506337480837E-2,0,5.6238841917779009E-3,0.49536119992222755,0.34235756429169506,2.5144880625865271E-2]
[null,1166,0.98313057026748252,1.0030199115619385,0.96779583438396932,1.0041106757834566,0.98097223728890537,1.0025796262863944,1.0277428843822631,null,4.3319855835050136,0,9.6639768444528977E-3,0.75148960009044419,1.8650542840638724,1.0627185597442848E-2,6.258827255042429E-2,9.3697745794506879E-3,0.7795378991762647,1.2698774255712107E-2,0,5.623884191777893E-3,0.48646269363707528,0.33221122723156143,2.5985964975442973E-2]
[null,1167,1.0090591768681256,1.0458198226055408,0.99520454183733431,1.0069488308256658,0.98103278961421359,1.0031563805794657,1.0153063186288185,null,4.1326998666998751,0,8.8261063472233631E-3,0.7438512116055519,1.7400128082414583,1.0313328807439803E-2,6.4660547274994068E-2,8.5464713121098691E-3,0.74002831637349986,1.2731303656384318E-2,0,5.6238841917778939E-3,0.47326798037051193,0.31878749077152896,2.3702630441845188E-2]
[null,1168,0.99423552863810061,1.0217415598324469,0.96119287753487281,0.95690979842985624,0.97550012665539831,1.0005984658128144,1.0147450879013316,null,4.2179321186683767,0,9.6356791020895498E-3,0.73419422378983767,1.8135769915979323,1.0243963222879978E-2,6.2392236874846088E-2,9.3364418482300617E-3,0.75528044991933629,1.2102611179605611E-2,0,5.6238841917778965E-3,0.47727512827184509,0.321648346298402,2.589352057577355E-2]
[null,1169,1.0173977852816005,0.99755661184061917,0.96629398051054383,1.0149263828398045,1.0007811363367927,0.97726198610131099,1.0174164928214906,null,4.1482155259994125,0,9.1407009903032039E-3,0.70716299807423255,1.8119935702758481,1.0030670689385884E-2,6.0136606061010602E-2,8.8567275608947837E-3,0.73548509672577744,1.2835745276253719E-2,0,5.6238841917778939E-3,0.45820710975025158,0.3224607288197589,2.4563089564524517E-2]
[null,1170,1.0421020717279021,1.0288807404542162,1.0118649158021915,1.0189172414281096,1.0280031372146081,1.0206829303060645,0.98937503750159628,null,4.0646736884981864,0,8.4225597195924304E-3,0.74674233606132256,1.707434484453729,1.0028623865601567E-2,6.2790314516531956E-2,8.1644073551536168E-3,0.70987447062972953,1.2880578164025207E-2,0,5.6238841917779009E-3,0.47022317729372831,0.31669095057854452,2.2643021107633613E-2]
[null,1171,0.96937287514096071,1.0252984558749532,0.97278370655813762,0.98871689010459129,1.0014339401174177,1.0259136343995914,1.0388760456511426,null,4.3912797968482753,0,9.8841556070590544E-3,0.78018343944451207,1.8511617772308855,1.1000236726901027E-2,6.488204268277023E-2,9.5837664827746159E-3,0.80459377045425351,1.250348799337455E-2,0,5.6238841917779061E-3,0.50343794825418331,0.33161415270706901,2.6579446286829001E-2]
[null,1172,1.0043584511860812,1.0083250143628222,0.99203933772611153,1.0132557381251752,1.0101755252901847,1.0164895224948616,1.0264893342235224,null,4.2709686123900417,0,9.1076436527199722E-3,0.76155207474684439,1.8107238697753165,1.0661372736014162E-2,6.2951202175246593E-2,8.8327700640918692E-3,0.76740299750320973,1.2811433375820722E-2,0,5.6238841917778965E-3,0.48548920130809264,0.32953080389430001,2.4496646272048169E-2]
[null,1173,1.0067139919989583,1.0125202025785645,1.0140347596475332,0.99600218872749757,1.0116353256199644,1.0068257470859932,0.99607922961207795,null,4.2286606646037601,0,8.5870873984232234E-3,0.76630633768394707,1.7941049993290112,1.0423157441014023E-2,6.4319839235460752E-2,8.3243818858196855E-3,0.7376104163444841,1.2590639493580571E-2,0,5.6238841917778974E-3,0.48189815925055413,0.33295924554121759,2.308669160531757E-2]
[null,1174,0.95895081968984364,0.96026160836628838,0.9744030918493255,0.98646665069540118,1.0454130404703248,0.99244967940001971,0.9967983982950902,null,4.5197302199290172,0,9.7535755703940571E-3,0.77433211585202733,1.9914560862814497,1.0712568658161101E-2,6.2415180282836741E-2,9.4660279250923379E-3,0.78211793373923111,1.2474835617055771E-2,0,5.6238841917779052E-3,0.49914925168989005,0.35548299898185115,2.6252912280034343E-2]
[null,1175,0.96648293183184419,1.0084126576501578,0.99315764325322631,1.0020951391401596,0.96092147038191655,1.0173564258854639,1.0333527518672849,null,4.4452175704627566,0,9.4503036765260472E-3,0.79286124692749449,1.8812506916735396,1.1154691806901013E-2,6.5491651838138112E-2,9.1653074500010201E-3,0.80321680132784856,1.2670184781069644E-2,0,5.623884191777893E-3,0.50509545537287737,0.34271905926833462,2.5418899501300055E-2]
[null,1176,0.99735786067720389,0.97467892098239917,1.0399967923394375,1.0061554233291585,1.0351780629899923,1.0305483064889884,1.0249045229013973,null,4.45227563309213,0,8.4605512860047843E-3,0.81709812900080836,1.8712817579378898,1.1326827405123851E-2,6.4553013749950247E-2,8.216845390107308E-3,0.78764742664739962,1.271587362115364E-2,0,5.6238841917779052E-3,0.5057716049780534,0.3537123696414266,2.2788451814438043E-2]
[null,1177,0.9788910981527299,0.98935047825639522,1.0102558503261989,1.0094201271983918,1.0013475586301386,1.0209268099360396,0.97693515003719644,null,4.415337726184613,0,9.0659530708667203E-3,0.80089364635498772,1.8871863988807296,1.065522830464506E-2,6.473589337604152E-2,8.7984990301203918E-3,0.75642369908285478,1.2760716179284383E-2,0,5.6238841917779061E-3,0.50482298029082562,0.34810113396386988,2.4401599600337609E-2]
[null,1178,1.0190278816951839,1.0147325836874306,0.98887036480334123,1.0051688904278573,1.0394067032899652,1.0121317051697549,0.99501380125314798,null,4.1604498528653853,0,8.9868131907653217E-3,0.74414075910020949,1.7746664082599601,1.0123023001718506E-2,6.216604869059101E-2,8.7127409938103171E-3,0.72960284037536227,1.2709571265924195E-2,0,5.6238841917778974E-3,0.47533198559933776,0.32219564477881524,2.4163759798641233E-2]
[null,1179,1.0018440235244304,1.0143183350943012,0.99504545043102555,1.009025232537931,0.98418467804871801,1.0093654991810688,1.0274365577187214,null,4.2574266237416092,0,8.9994623818777115E-3,0.75897415899945431,1.8043364614685917,1.0653966421077818E-2,6.3581450264870512E-2,8.7243611414003532E-3,0.76514381435107059,1.2757575970504684E-2,0,5.6238841917779017E-3,0.48293775703759861,0.32949666936932348,2.419598690781271E-2]
[null,1180,0.98526833482194887,0.99053033712149074,1.0083180029351277,0.99962739084197971,1.030964526563193,0.98075927282349873,0.98583664447883024,null,4.3170593006863829,0,8.6862289146849049E-3,0.76195718362912812,1.873328235253743,1.0406709004219706E-2,6.4260329411826619E-2,8.4191736353367193E-3,0.73956024445375967,1.2637153015499242E-2,0,5.6238841917779E-3,0.48085551314863717,0.34534751851173662,2.3349585345398889E-2]
[null,1181,0.98566868478763481,1.0068397114472296,0.97456440045371151,1.0399423400351622,1.0355847925040969,0.98582618963168744,1.0134034018924289,null,4.2766093491810757,0,9.3382399626773284E-3,0.74049788176208819,1.851894577483514,1.0397577727958402E-2,6.3018428122232684E-2,9.0480556113274931E-3,0.75781686146900173,1.3151067494965661E-2,0,5.6238841917779052E-3,0.4772902567228316,0.33211528320576345,2.5093715352285533E-2]
[null,1182,1.0096658150517004,1.040473170215247,1.0239572607941509,1.0308673507195012,0.96657502040023613,0.99524925081355475,0.96583209799762948,null,4.1158538641172964,0,8.2461413195945125E-3,0.75699855412325823,1.7407812419258077,1.0003528649205017E-2,6.6114909907100394E-2,7.9841091760022697E-3,0.70148828072680691,1.3030151693675787E-2,0,5.6238841917779E-3,0.47315738545465219,0.32677497422130086,2.2142985367303376E-2]
[null,1183,1.0080261560571933,1.0394094279609138,0.99234619943561153,1.0112365643998764,0.96261661615661287,1.0044470746280281,1.0283088588188241,null,4.1614056313946675,0,8.9099941502074568E-3,0.74472762885129207,1.7526729737043434,1.0460418623083908E-2,6.4243887837460462E-2,8.6297375661131565E-3,0.75243898132166342,1.2785865654236084E-2,0,5.6238841917778983E-3,0.47467250361081176,0.32012618460496245,2.3933559579127888E-2]
[null,1184,0.99372776600186996,1.0107521849293208,1.0206766401672069,1.0058613705888961,0.98874856230907116,0.98899135635465718,0.98771977161997626,null,4.255579353517847,0,8.4294217855522754E-3,0.7668526529044466,1.8189563912413171,1.0416565293253617E-2,6.5474501864572973E-2,8.1673337135987345E-3,0.73333692136663975,1.2714470763180864E-2,0,5.6238841917778965E-3,0.48027938769498518,0.33953552925190239,2.2651137017724681E-2]
[null,1185,0.98550955821648745,1.0055175633793163,1.0143146945084807,0.97489037898365272,1.0061184342000407,1.0199087949843537,0.97834970385795283,null,4.3465213858791003,0,8.8922790602404302E-3,0.79469012187862897,1.844789121276317,1.0562215653997281E-2,6.5366082036967171E-2,8.6255269568797175E-3,0.74780321552250495,1.2323728633645495E-2,0,5.6238841917778956E-3,0.49966146103266357,0.34204642580505268,2.3921881950905596E-2]
[null,1186,1.002412662557894,0.97865014866037547,0.99117658318932556,1.0265513745663575,1.0006807369773074,0.99285620331028246,0.99797475783335232,null,4.2912171936520886,0,8.9800474846533935E-3,0.74908102150295319,1.8668332485523922,1.0345215309662929E-2,6.1570649901828867E-2,8.7104962187281414E-3,0.74442527853296925,1.2979648580462457E-2,0,5.6238841917779009E-3,0.47779679780656625,0.33867346635975948,2.4157534179639555E-2]
[null,1187,1.0165680610582268,1.0405271758427255,0.97586385544684906,1.0035599345754835,0.99980024624139574,1.0003585990603618,0.99641722568342916,null,4.0801053160616068,0,9.1061709775911975E-3,0.72449640735015819,1.7399271590139662,9.9055150392524504E-3,6.2769438708349973E-2,8.8182736888868015E-3,0.72079294335651811,1.269081767803888E-2,0,5.6238841917779052E-3,0.46659220195614654,0.31313840377136642,2.4456442284731775E-2]
[null,1188,1.009026243162078,0.98554286920386402,1.0014066708509179,0.96216372197886701,1.0036435370710572,0.98099595985077392,0.99101125837493154,null,4.2268538296775402,0,8.6160308684496145E-3,0.74052474038809424,1.8397341587678604,1.0179336286713718E-2,6.2097663729457513E-2,8.3524911798215484E-3,0.72728593112355877,1.2164343962313024E-2,0,5.6238841917778965E-3,0.46933555190475829,0.33700710959386321,2.3164649417773259E-2]
[null,1189,1.0023093242900434,0.96365373750548822,0.98303772459821048,0.97514179882673602,1.0091073695197059,1.0287668501603855,0.95206332687038753,null,4.3513735129811222,0,9.4936396960320843E-3,0.7741153634995821,1.8967591816417979,1.0076397086732644E-2,6.0373173280799837E-2,9.2227098805449156E-3,0.72982065340495783,1.2330594091080435E-2,0,5.6238841917779017E-3,0.49629452501678745,0.34067257220918384,2.5578098373905844E-2]
[null,1190,0.99440275728457694,1.0033317581881394,0.9849256708802534,1.0135210126265355,0.98464083706401262,0.98837693677512384,0.98419005110524815,null,4.2384467789254865,0,9.0872240146499875E-3,0.74335570088404823,1.8392433434056825,1.0121450514923804E-2,6.2911323660300625E-2,8.8065200666012158E-3,0.73160790010405363,1.2815663374240976E-2,0,5.6238841917779009E-3,0.47600822167589568,0.3326161500633793,2.4423844999230622E-2]
[null,1191,0.9772185884317196,1.0275810819330156,0.99052553302731916,1.0107556649777532,0.99324504499507427,0.97835373041719342,0.99938437813908354,null,4.2503838586946481,0,9.0057645093868377E-3,0.7482854118050023,1.8281616944627923,1.0346514672870162E-2,6.5567531110702126E-2,8.7181467054435555E-3,0.74509405627358094,1.2780008514521947E-2,0,5.6238841917778965E-3,0.47748392589849381,0.33314969766639596,2.4178751902450925E-2]
[null,1192,0.96908945864655671,1.0033976952472881,1.0161838255255438,0.98549368824077255,0.99150514882301055,1.0194779651171482,0.97433978138230892,null,4.4231250681686269,0,9.0072649630563942E-3,0.80949601936512083,1.8793505308502385,1.071554214532669E-2,6.647981442748789E-2,8.7375017950385922E-3,0.75771887132656157,1.245754567321718E-2,0,5.6238841917778956E-3,0.50838606587536017,0.34893412652033473,2.423243096122106E-2]
[null,1193,1.0006233515721499,0.97866417079528789,1.0356689062726894,1.0397930273234872,1.0115787247695931,0.97829916867182065,1.0283560177195799,null,4.3319745773320975,0,8.0725661116888645E-3,0.76835447377806554,1.8590285548112071,1.0935657384375807E-2,6.4291440032946262E-2,7.826645426997755E-3,0.76181769143449041,1.3141522104270918E-2,0,5.6238841917778965E-3,0.4768462515076044,0.35047474454554634,2.1706278226503284E-2]
[null,1194,0.9950226831882627,1.0042503591773964,1.0052471380038059,0.99553724514458952,0.98589189049445225,0.99297227727939452,0.99442810073081189,null,4.2656697378045427,0,8.7416985449159552E-3,0.75982092974973281,1.8315638807097459,1.0398612619770948E-2,6.4132375784108742E-2,8.4726789657575147E-3,0.74074603256984317,1.2585814102639035E-2,0,5.6238841917779017E-3,0.48041933485738286,0.33714991672836248,2.3497976070333042E-2]
[null,1195,1.0001906238975076,0.97978637147614567,0.99367810772011489,0.97694602264664687,0.95864758187281196,0.97227195575350567,1.0377527061050269,null,4.2927722968493294,0,8.765387298380627E-3,0.7361376883252112,1.868293775100579,1.064473234389105E-2,6.1909171791872039E-2,8.4964064565347386E-3,0.76567209243982359,1.2352145408855429E-2,0,5.6238841917778965E-3,0.4688069768944324,0.34003702972651517,2.3563781468217884E-2]
[null,1196,1.0334901133728973,0.9934236326135818,1.0366150503772311,1.0251248720401678,1.0200126485377852,1.026711571298621,1.0026256391380333,null,4.2238581716112238,0,8.1630182622261377E-3,0.77996396862329964,1.7741912892904805,1.0592489490446571E-2,6.303268175920318E-2,7.922602416468312E-3,0.73699198604906668,1.2956022111514557E-2,0,5.6238841917779052E-3,0.48377399260230819,0.33499986971668327,2.1972403622198461E-2]
[null,1197,1.0277598494764257,1.0158859633741024,0.986734235134477,0.96545004706976134,0.96672534126489851,1.0140720583134284,0.99409753984077343,null,4.1228828730020046,0,8.9656438895389014E-3,0.73769377333995245,1.7581808113662996,1.0014837537400794E-2,6.1568040166872916E-2,8.6924398717916854E-3,0.72330315157925251,1.2207608312789579E-2,0,5.6238841917779009E-3,0.47184597474601636,0.31861053874889256,2.4107457030494026E-2]
[null,1198,0.95623881891328233,0.96588921358952218,1.0031914148904939,0.99529880778804958,1.0047391897211644,0.99449102102199582,0.99065094964020628,null,4.5399543578772725,0,9.2175328416061117E-3,0.79726515044263091,1.9784662211894601,1.0906818236212252E-2,6.461218478622778E-2,8.9448036824756154E-3,0.77905633752119474,1.2583046419502458E-2,0,5.6238841917778956E-3,0.50473737882438718,0.36216870712262428,2.480735830238635E-2]
[null,1199,0.98771022763007532,1.0261333581205381,1.013063453220191,1.0264555395083201,1.0077785671157991,0.9671579413183109,0.96473858221862963,null,4.1815640370078384,0,8.4034239494059047E-3,0.74646408860937996,1.8057605910720915,1.0000506483968531E-2,6.6183953675296781E-2,8.1323069300693971E-3,0.7070960194083753,1.2975725343988021E-2,0,5.6238841917778974E-3,0.46970098034679281,0.33547541053177204,2.2553994363728298E-2]
[null,1200,0.98359177294456623,0.96343905050262513,1.0054482013907649,0.984588717335934,1.0123367785407325,0.99707404236210195,1.0165149130764672,null,4.4475117265370265,0,8.9463334550366081E-3,0.77914541922251346,1.9275315720232253,1.0923894143942434E-2,6.2823668919273101E-2,8.6829643883135996E-3,0.77910382861596916,1.2447376403910537E-2,0,5.6238841917778983E-3,0.49257646784596215,0.35351780634281904,2.4081177894352691E-2]
[null,1201,1.0037421319417661,0.98784788163508619,0.98704543762895824,0.9769608880844578,0.98474224789605724,0.98436475166727144,1.0103521172640484,null,4.2522274862775813,0,8.9527969494109117E-3,0.7372602623473451,1.8488175555791899,1.0329365282303377E-2,6.169811141325212E-2,8.6792746381333281E-3,0.74625447878204421,1.2353119881675079E-2,0,5.6238841917779061E-3,0.47147654127780114,0.33461674502616801,2.407094480729819E-2]
[null,1202,1.0026666815025564,1.0108900725506933,0.970241065704321,0.98987164096122648,1.036002036936835,1.0309422801099464,1.0185797223917967,null,4.2724303281909473,0,9.6797885966766264E-3,0.75871325738773865,1.8145739743417075,1.0500201068332791E-2,6.1888572263191055E-2,9.3910326684208643E-3,0.76870882492175741,1.2518399423020004E-2,0,5.623884191777893E-3,0.49037505751356836,0.32377199122951894,2.604492177859119E-2]
[null,1203,0.98835085701229763,0.98771312142934642,0.98692778764016498,1.0039676343927673,1.027321710704054,0.97622817714096566,1.0161759759598239,null,4.3087200175252782,0,9.0195168726193622E-3,0.74230222545377089,1.877881871611627,1.0497603628533187E-2,6.264527674473136E-2,8.7416962081620798E-3,0.75842921432253574,1.2694619329669431E-2,0,5.6238841917779009E-3,0.47473593791910257,0.33994314131654207,2.4244063671442138E-2]
[null,1204,0.97229471897604591,0.98221026954742319,1.0259891445711171,1.0101413283693603,0.98643702152346047,0.99885034101466319,1.0240853550393356,null,4.4744570624930464,0,8.6512022842851425E-3,0.80050953285842585,1.9091099244761158,1.1241727922508202E-2,6.5761990016180563E-2,8.3921693030062777E-3,0.78968937237562642,1.2767930024285043E-2,0,5.6238841917779104E-3,0.49973342832489626,0.35700361327065411,2.3274692013849265E-2]
[null,1205,1.0065975522483759,0.99766643107926645,0.97946542788247626,0.97237168018234144,0.98683479478948588,1.0245211726203745,0.97893110168798769,null,4.2548471475551999,0,9.4224532693000535E-3,0.75930750157496563,1.8280991018446797,1.0137310730936922E-2,6.1555593535756917E-2,9.1431997723474198E-3,0.73641495200957874,1.2295989610246808E-2,0,5.6238841917779087E-3,0.48789894061624267,0.32843554047384832,2.5357586464116125E-2]
[null,1206,1.018603753988065,1.0164167721391655,1.0172818323480197,1.0031769631930054,0.98898616401012895,1.0203372464602407,0.99521686560239597,null,4.1956753250584278,0,8.5360036709879253E-3,0.76937461615464864,1.7659230004141779,1.0392063826224211E-2,6.3952673680779656E-2,8.2773580577050181E-3,0.73346970920393117,1.268094651181971E-2,0,5.6238841917778983E-3,0.48286296249098476,0.32869783763458948,2.2956276562774401E-2]
[null,1207,1.0338256730699171,1.0115340428009125,0.9860294808343425,0.97868715321052346,0.99768624034028597,0.96819030257465688,0.98970479524604471,null,4.0283256218300272,0,8.5292582964505304E-3,0.69936741024891458,1.7551872630263803,9.6539563403184418E-3,6.0961514725933863E-2,8.2581654927003628E-3,0.69680912390909122,1.2375068440046155E-2,0,5.6238841917779009E-3,0.44752964438655174,0.3181858011179689,2.2903048246791895E-2]
[null,1208,1.0233806713887454,1.0041720790794266,1.0208634214535734,0.98161790523711112,0.99346140819642204,0.99918647889627676,1.0047187758648453,null,4.1788354329624156,0,8.2765319903533637E-3,0.7537598342241203,1.7772253866957826,1.0375531241254739E-2,6.3265237661696908E-2,8.0234307831047284E-3,0.73057999930754725,1.2408002199890775E-2,0,5.6238841917778983E-3,0.47202537137293055,0.33157324806659977,2.2252039208063183E-2]
[null,1209,1.015905047599744,1.0355905173587314,0.98299904254727344,1.0207299107331893,1.032844892093487,0.99085677079397716,0.97171625743007117,null,4.0657967222666036,0,8.8998461809122187E-3,0.72319782891893458,1.7473269459450129,9.6877644215903908E-3,6.3003551276155922E-2,8.6170790585658567E-3,0.70042472786952004,1.2907057118078935E-2,0,5.6238841917778922E-3,0.46366198637595557,0.31634729057087357,2.3898452701051329E-2]
[null,1210,1.0095448029772878,1.008207638779828,0.97487657968624586,1.002732370262859,0.9964358082834236,1.011708059097453,1.0139415430765133,null,4.2173767926566645,0,9.3482487011170966E-3,0.74256071105890686,1.8056862408090548,1.0313943731212794E-2,6.1611535873959553E-2,9.0648121005727361E-3,0.75185750646653682,1.2680473488399057E-2,0,5.6238841917779009E-3,0.47852518106112063,0.32366056507684265,2.514018749939494E-2]
[null,1211,1.0383533260838915,0.9623282738236818,0.96444367127241026,0.96896267213519294,0.98222194419366349,1.0020921326660939,1.0392553852697124,null,4.2097685312311226,0,9.2825629537327693E-3,0.7155136931452788,1.8377865106375129,1.0293394050235572E-2,5.719202497760055E-2,9.0109684092837504E-3,0.75691486830255528,1.2254663738328465E-2,0,5.6238841917778922E-3,0.46416573253512511,0.32530449582666821,2.4990858370490088E-2]
[null,1212,1.0090045008138644,1.0050247236172536,0.99795122506653011,1.0001211243079418,1.0190076014932625,1.0001698373731145,1.0063623003002304,null,4.2205567509885862,0,8.8157456480974193E-3,0.74993964606889529,1.8066089454203764,1.0364336925689076E-2,6.2850176566236968E-2,8.5461983383507672E-3,0.74230291554710282,1.2644645477344015E-2,0,5.6238841917779017E-3,0.47632530322951083,0.33046457149008612,2.3701873381311543E-2]
[null,1213,0.99636873304010343,0.98146886711834014,0.97688140399380508,0.98290238378364592,1.02235170490326,0.98791250926029295,1.0171262797647487,null,4.3034461034149007,0,9.257500853536417E-3,0.73981701971480751,1.8765400993361292,1.0437421718267467E-2,6.124791300442866E-2,8.9774504794204978E-3,0.76013982108600209,1.242946422451882E-2,0,5.6238841917778956E-3,0.4761522612828778,0.33644036888598472,2.4897900344222734E-2]
[null,1214,0.99492193488327207,0.98149654847163814,1.0093976650230272,0.97481330533893218,0.98008153404112619,1.0276032161638036,0.97124707233770291,null,4.3712021862174844,0,9.0080452193242681E-3,0.79408922154590234,1.8711507819986697,1.0484651764737197E-2,6.3247410994198242E-2,8.7460593506412769E-3,0.74494075184228337,1.2323330120652298E-2,0,5.6238841917778965E-3,0.5007992351406455,0.34454874015466613,2.4256164332635825E-2]
[null,1215,0.98985122411214255,1.0122246615730885,1.0044838254211559,1.0083909131950708,1.0253201179919036,0.98355476331199498,0.99186132659369963,null,4.2487622948539254,0,8.7049461950067936E-3,0.754492942471644,1.8275038964090555,1.0334551893722944E-2,6.4820040751206037E-2,8.432411195922293E-3,0.73633515310632625,1.274840595017916E-2,0,5.6238841917778956E-3,0.47727624006761654,0.33651341685267983,2.3386298158799057E-2]
[null,1216,1.008119253425737,1.0043994520697972,0.99319815141574908,1.0268267337013264,0.9666524279423957,0.98896113826403342,0.95798900852683433,null,4.166635714664161,0,8.8130296816086827E-3,0.73891556522231627,1.8104061732311183,9.7914261895285411E-3,6.2594184422885668E-2,8.5406757214394283E-3,0.70248189766981184,1.2982878464812178E-2,0,5.6238841917779E-3,0.47071722282521716,0.3297082793523628,2.3686557054497716E-2]
[null,1217,1.0126401154731579,0.99831169857841995,0.99531486234931321,0.98711742103811395,1.0207613929369725,0.9613344389769648,0.97761773014797626,null,4.1313093846427575,0,8.5006188634958995E-3,0.71671280430918327,1.8122841116207828,9.8063863332859841E-3,6.2143718311945394E-2,8.2319583246172993E-3,0.70294193853363063,1.2480553100917899E-2,0,5.6238841917778956E-3,0.45597004317263196,0.33078423985119421,2.2830365756286129E-2]
[null,1218,0.986309972172283,1.0229876066753945,1.0113754751912321,0.99165727102964363,1.0181941283298723,1.0366792084094472,0.99187307022975213,null,4.3376018064277009,0,9.0575820378300826E-3,0.80240413940845512,1.8140247563918988,1.072057493685007E-2,6.6015430324337987E-2,8.7857667315296272E-3,0.76075631594157622,1.2536031275032366E-2,0,5.6238841917779061E-3,0.50542586960098768,0.33600033159157505,2.4366288071502956E-2]
[null,1219,0.9787835440552588,0.99930322649891501,0.96561974100110159,1.0343134129843272,1.0144428624178263,0.9775776330723227,1.0271847240234437,null,4.3143484934136884,0,9.5146084628107072E-3,0.73457711380077317,1.8805066700396011,1.0507888006952251E-2,6.2554014415650075E-2,9.2186126777293702E-3,0.77151863224810269,1.3081018130575028E-2,0,5.6238841917779052E-3,0.47617487675216841,0.33453365634815047,2.5566735265011468E-2]
[null,1220,1.0163633895618345,0.96488760253418948,1.0037200268312039,0.97110437048897214,1.0027520206170295,0.99869668508887244,0.99984399270715552,null,4.2895264295992144,0,8.7009907976605128E-3,0.75389260599316155,1.8631385610292888,1.0399172723978995E-2,6.0770863358975365E-2,8.4448873002594804E-3,0.7419561998901445,1.2277106784907057E-2,0,5.6238841917779017E-3,0.47712236234918043,0.34118087761211652,2.342089916308011E-2]
[null,1221,0.99389636750430133,1.0072230041606745,0.99471139292874955,0.99439165999482504,1.0040558625333571,0.9856076214136934,1.0165309984269377,null,4.2581139246319655,0,8.8758978878881803E-3,0.7474038678653433,1.8310439457482803,1.0494269794229459E-2,6.3719871612456305E-2,8.5999177739916593E-3,0.75377722269826464,1.2572597130177695E-2,0,5.6238841917779052E-3,0.47567472770914321,0.33422866009435692,2.38508579018278E-2]
[null,1222,0.96213609176126591,1.0335666820215037,0.96224999178613713,1.0170316237257464,0.99857188499457405,1.017373737514607,1.0087426587211867,null,4.3555592131904026,0,1.0079872969535497E-2,0.7706037805561653,1.8534140329372446,1.0601245874412904E-2,6.5121162736787336E-2,9.768551561788439E-3,0.78082854739189667,1.2862875624380335E-2,0,5.6238841917779E-3,0.50060499978311013,0.32911807958750916,2.7091925914862834E-2]
[null,1223,1.0245073750492688,0.98802344585628521,1.017045973532273,0.98631274320123152,0.9580420830620765,1.0297595707511464,0.98724314429794613,null,4.2512528234056148,0,8.615572316127312E-3,0.77687452718219852,1.8038252554885987,1.0403834746808827E-2,6.2180773739617133E-2,8.3639128746837536E-3,0.73466461627279878,1.2467797368394656E-2,0,5.6238841917779087E-3,0.48764055292355191,0.33462691479160117,2.3196326141704308E-2]
[null,1224,1.0152211263076634,0.99214285271768932,0.99897169636458183,1.0141518548611757,1.0153160856609806,1.0144096471452069,1.0370527825752351,null,4.2759143698936777,0,8.8892214577795618E-3,0.7591214566178478,1.8175025615727876,1.0757220387610303E-2,6.1899252984363572E-2,8.6245739645883258E-3,0.77035596768585524,1.2821912475426144E-2,0,5.6238841917778983E-3,0.48185091121768991,0.33232661131435387,2.3919238939155846E-2]
[null,1225,0.9876372433045375,1.0097489868875418,0.97861928710437673,0.99369639878556315,1.0185845305173751,0.96888679159846103,1.0416792020976888,null,4.2548365605227092,0,9.0772128273197746E-3,0.72808592581934373,1.8421545279517122,1.0564878872867511E-2,6.3278266945581585E-2,8.7894044429816069E-3,0.76846649067694617,1.2565750955089878E-2,0,5.6238841917779E-3,0.46808739511527347,0.33192087154317107,2.43763768352806E-2]
[null,1226,0.99499464394101345,0.97437756454029689,0.970612396415787,0.95901234297209093,0.95996068019514524,0.99421320569794946,1.0032384748869714,null,4.323184010625039,0,9.4654719111975094E-3,0.74272401376310881,1.8937202995606659,1.0322921134744182E-2,6.0623158897817948E-2,9.1829395759926661E-3,0.7555945185571572,1.2128094058250202E-2,0,5.6238841917779052E-3,0.4799275011417351,0.33733435153130381,2.5467800123676432E-2]
[null,1227,1.0217943993881071,0.99981527438817952,1.0041127241008123,0.99071332603637619,0.96551872631284641,0.98117085285008976,0.96829453264891319,null,4.1247722419288202,0,8.4386228268692152E-3,0.73082580368429584,1.7913812151373802,9.8081928163852271E-3,6.2170765053992785E-2,8.1769319938758047E-3,0.69831723607573115,1.2524964470104876E-2,0,5.623884191777893E-3,0.46241127123508546,0.3292928433807516,2.2677756716308624E-2]
[null,1228,1.0152310078343016,1.0445142154980096,0.981920575940046,1.0066353518747626,1.018821494828646,0.99227589419763029,1.0009197354871109,null,4.0707637139318491,0,8.9242223732213157E-3,0.72268606326500584,1.7345183489550877,9.9471879765549165E-3,6.3403835485194251E-2,8.6387239415696912E-3,0.72045817040028282,1.2728964693802088E-2,0,5.623884191777893E-3,0.46364882441190308,0.31407545075205118,2.3958482231843763E-2]
[null,1229,0.99060984061934476,1.0115202853859104,0.9701351983680192,0.98864146795450547,1.0331227553758144,1.028611642198128,0.98990370138654804,null,4.2961666939327463,0,9.7764616651556356E-3,0.76598082914043408,1.8355948387152679,1.0315299493814297E-2,6.2665946307547515E-2,9.483984481378431E-3,0.75493112119804084,1.2502854881813257E-2,0,5.6238841917779009E-3,0.49510559695143924,0.32743608756480713,2.630271267157773E-2]
[null,1230,0.98375182274572015,0.99926819895972407,1.0074827790552849,0.99305057326418711,1.0340848754441081,0.98878382792362696,0.98578535887028784,null,4.3147159120723666,0,8.7715748394663912E-3,0.76752397680659001,1.860790034840982,1.0433826549993681E-2,6.4751243072105294E-2,8.5017963490252729E-3,0.74208762337413314,1.2554109612060591E-2,0,5.6238841917779009E-3,0.48461877502362966,0.34302348739203192,2.3578729699500593E-2]
[null,1231,0.95694434267304485,1.0296642584504174,0.96722768862871411,0.99769061009946991,0.9736801837968555,1.0184874660662095,0.99221074994809766,null,4.3817645252154138,0,1.0047992948266585E-2,0.7797892162136123,1.8689850649783892,1.0544481462321122E-2,6.5593759871638624E-2,9.739129335894792E-3,0.77375504134358264,1.2617650601651728E-2,0,5.6238841917778974E-3,0.50496468257643468,0.33318928074775889,2.7010326840617362E-2]
[null,1232,1.0043552103172571,0.98829748754478097,1.0123736393866154,0.98943233453562551,1.0205955927231181,0.98844581157401756,0.98173078329747643,null,4.2546248521181385,0,8.5187008968913187E-3,0.75657533659635912,1.8406850536228894,1.0256713648080926E-2,6.3166846356396439E-2,8.2594010530688561E-3,0.72653406522905872,1.2507786112330428E-2,0,5.6238841917778939E-3,0.47626566766020106,0.34036232361708163,2.2906474927784953E-2]
[null,1233,1.0257488183470531,1.0188005584084154,1.0358168994753441,0.9728181009221194,1.0323815463087211,0.99232004798419937,1.0258294292622243,null,4.1494110240154267,0,7.9245752709164539E-3,0.75400633327725142,1.74534996284057,1.0583448546357179E-2,6.4722775552803286E-2,7.6771156426791529E-3,0.73744289811725039,1.2295036096270683E-2,0,5.6238841917778956E-3,0.46789975604058465,0.33044281397955694,2.1291575001239939E-2]
[null,1234,1.0141627409995602,0.95809044797231113,1.020340551162533,1.0043128120223537,0.99008793227589897,1.0091135349814202,0.96982141541825584,null,4.3263365993451091,0,8.5197798589436071E-3,0.77602563096641952,1.8756319489516251,1.0336022238204142E-2,6.1513551860315256E-2,8.2732960050474619E-3,0.72772777263749155,1.2694936769374809E-2,0,5.6238841917779E-3,0.48612447435870348,0.34795985028639281,2.2945010938698544E-2]
[null,1235,0.98052094955435121,0.97000602651492374,1.0165335418617176,1.0204601554511128,1.0341388829593319,0.99867487446593739,0.98316169143028032,null,4.42989868603276,0,8.7703904516803662E-3,0.7893239517416949,1.9182329220422312,1.0685669795554541E-2,6.401371840503306E-2,8.5109096666095198E-3,0.75491558360877264,1.2899511169784975E-2,0,5.6238841917779E-3,0.49561095119010634,0.35524797026163729,2.3604004411239513E-2]
[null,1236,1.0060872051053418,1.0163520626413285,1.0295866114738874,0.99366718072842075,0.97021333569880108,1.001157826344262,0.97314154658320862,null,4.2074602808280694,0,8.2629536138669416E-3,0.77205783705249864,1.7850425888680814,1.0264306496274469E-2,6.5487033629965746E-2,8.0078008734229492E-3,0.71771193401059308,1.255927490328832E-2,0,5.6238841917778956E-3,0.4809168313365545,0.33584305158294597,2.2208691496534361E-2]
[null,1237,0.9884373158811155,1.0389377225928211,1.0358475054559595,0.9875358873932315,0.98721913974234865,0.9925165725357411,1.0061601697272846,null,4.2423404412977366,0,8.1944854109000896E-3,0.77928256877783975,1.7778123425478509,1.0701309719460508E-2,6.8201120809155177E-2,7.9337509269824177E-3,0.7456520074724039,1.2481044379864713E-2,0,5.6238841917778974E-3,0.48357599912373994,0.33726757605801005,2.2003322701552117E-2]
[null,1238,0.96397558787520865,1.0139432918861631,1.037350540138807,0.97879815890780142,0.97603640211798015,0.99978707783566201,1.0102101973810134,null,4.4295639631778103,0,8.4760576371356779E-3,0.81047617807716998,1.8652737762910845,1.1159819300336925E-2,6.8710846629957328E-2,8.2145675884036321E-3,0.77762348695228189,1.2370437370059106E-2,0,5.6238841917778939E-3,0.50247558825586902,0.3533293015580089,2.2782134599995927E-2]
[null,1239,1.0311917467639238,1.0162590830903877,0.98900865460749732,0.99710068815127195,1.0048591321516682,1.0329629484786782,0.98957425552849565,null,4.1391191777330025,0,9.058385700911907E-3,0.75081880760630693,1.7511924646814698,1.0071723116785017E-2,6.1512851840389765E-2,8.7873072285585864E-3,0.72583715677594762,1.2607538435820142E-2,0,5.6238841917779E-3,0.47955611283701316,0.31779915626147742,2.4370560458367739E-2]
[null,1240,1.0309382954764161,1.019925758983151,1.0046538988739915,1.018441703823056,0.99213703624755201,1.0338929377490484,1.0129437766198783,null,4.1636243534497233,0,8.770065693431724E-3,0.76154653487540658,1.7420158814485047,1.0425509381178779E-2,6.2615692887551505E-2,8.5069347469503669E-3,0.74275443897567428,1.2875450434037147E-2,0,5.6238841917778983E-3,0.48168741802501319,0.32074969373679896,2.3592980440260598E-2]
[null,1241,1.0158971165830772,1.0195883444496991,0.95254663306466181,0.9827447075631256,0.99517847815763438,1.027308728153802,1.0018965508907351,null,4.1624381148858758,0,9.8619092008419389E-3,0.73292281794252667,1.7804585389305756,1.0009627306342656E-2,6.0456033685061701E-2,9.5642183890038528E-3,0.74234776565338523,1.2430408557067882E-2,0,5.6238841917779E-3,0.47910181573657584,0.31285968174066253,2.6525231953735247E-2]
[null,1242,0.99958038226886992,0.9691679553952266,1.0355812534175233,0.98975078132453809,1.0210953835878309,0.98596520353822581,1.0277401050278088,null,4.3744146910668711,0,8.1609504731593296E-3,0.77698243451048743,1.8783686767924048,1.1018399659725351E-2,6.3865753465433772E-2,7.9165932095304082E-3,0.7684059377487612,1.2509068765748144E-2,0,5.6238841917778896E-3,0.48222642477738281,0.3537027306234603,2.195573779532136E-2]
[null,1243,0.9869250414700711,0.98424858750671973,1.0252542513345608,0.96899984873718381,0.98174444613017764,1.0396944271930897,0.99432394097232057,null,4.4527697631191341,0,8.8817121735526392E-3,0.82099070518931749,1.8772830622300352,1.1007334763898239E-2,6.4847881416457906E-2,8.6257101641532014E-3,0.77378416098025282,1.2247997132041444E-2,0,5.6238841917778983E-3,0.51274905688172934,0.3505692922883466,2.3922390054676033E-2]
[null,1244,0.98468487138982264,1.0010489134392817,1.0078177647628019,0.99272355236072141,0.99022640857986799,0.98749661949468126,0.99827724150656139,null,4.3136248175877148,0,8.7427472823607393E-3,0.76569110554015851,1.8557938240674918,1.0541100955587451E-2,6.4800070954752861E-2,8.4730397310650123E-3,0.7497180042843663,1.254993539615348E-2,0,5.6238841917778896E-3,0.48336135806098202,0.34231626507736906,2.3498976610374374E-2]
[null,1245,0.95964873839981568,1.0164509101367383,1.0174805917242846,0.99346285226472808,0.97610780040508838,1.0175494918762233,0.96261032063471319,null,4.4211735762226754,0,9.0318144752012143E-3,0.81447439999263549,1.8743007529103959,1.0644400369055276E-2,6.7895857067780049E-2,8.7573868256962083E-3,0.75173452785753481,1.2558128846534563E-2,0,5.6238841917779017E-3,0.51110542204528864,0.34882305084213283,2.428757974904118E-2]
[null,1246,0.99489128512500069,1.0220204464856519,0.99088302257976757,1.0088602371379312,1.020471655687865,1.0184553366520273,0.99759480091239472,null,4.2578482563747464,0,9.2109083950713579E-3,0.76726923543452807,1.8048999365249367,1.0419719362394103E-2,6.4152471027603297E-2,8.9298034524082828E-3,0.75031353282640822,1.2755998929809215E-2,0,5.6238841917779043E-3,0.48948799116543823,0.32844083492149023,2.4765756933020636E-2]
[null,1247,0.99564943035433362,1.0016357356133947,1.0283415031240632,1.0182410140237419,1.0070504427281413,1.0201076177319992,0.99543524843343023,null,4.338153085957094,0,8.5535552097686686E-3,0.79707901705833928,1.8292858459839436,1.0769080163554615E-2,6.5349845647489357E-2,8.2979744084609279E-3,0.75428907249498522,1.2870022409670206E-2,0,5.6238841917779017E-3,0.49687899640739569,0.34324944882058706,2.3013453580654791E-2]
[null,1248,0.99586018583692348,1.0163711385446901,1.0059959567362704,0.98579623958107188,1.0069289993897232,0.98584909129321563,1.0143580064999336,null,4.2349373135884196,0,8.6384269808965908E-3,0.75206646886417905,1.8090566596756135,1.0509149887652275E-2,6.4726226900618425E-2,8.3675328508529268E-3,0.74851126061798579,1.2462577094017687E-2,0,5.6238841917779052E-3,0.47529588817677454,0.33374972659107383,2.320636571876632E-2]
[null,1249,0.97005742212554336,0.98705053981427027,0.96758924451536399,0.95543609859134671,0.96584486554495008,0.97831857422962654,1.0188551354413085,null,4.3807383572018752,0,9.5904878461964341E-3,0.74510508388818697,1.9193723511384146,1.0568145941800141E-2,6.2630250803045615E-2,9.2959030444840947E-3,0.77584661317886605,1.2083221442898051E-2,0,5.6238841917778922E-3,0.48239328166720669,0.34162901876774798,2.5781090983646601E-2]
[null,1250,1.0122595755330475,1.0089461384581366,0.97180866583604075,1.0129995894374728,0.99508777016748429,1.0239755628187024,0.98364634317038624,null,4.2000295764596043,0,9.495592482834242E-3,0.74765341359271487,1.8003083535503832,1.0035611190788338E-2,6.1301798438674331E-2,9.2109356593046195E-3,0.73270059560082867,1.2810692209728565E-2,0,5.6238841917778896E-3,0.48274566609152275,0.32158877445708367,2.5545443959632687E-2]
[null,1251,0.95358916720302966,0.98451132512921546,0.96071669907066848,0.99104242793187869,0.96658589695948105,0.96660807038735563,1.0197889655826451,null,4.4370723393463907,0,9.7833270927859782E-3,0.74441865694256748,1.9590662454054775,1.0637919854973827E-2,6.3166382193977577E-2,9.4799372798238957E-3,0.78487170887652524,1.253436506525433E-2,0,5.6238841917778939E-3,0.48406925950970586,0.34669581888380929,2.629148823528496E-2]
[null,1252,0.98012665902494445,0.99368098113899317,0.99410181525133035,1.0098137472693127,0.95270714927888478,0.99600174401188846,0.97940067208882897,null,4.3421499574665523,0,9.1305422910247444E-3,0.76802588474321731,1.8810170175820444,1.0368676552587702E-2,6.3899740510442185E-2,8.8532700842196711E-3,0.74469162847165782,1.2767660957776811E-2,0,5.6238841917778965E-3,0.48898542540784012,0.34249381059536466,2.4553500660648427E-2]
[null,1253,1.0106812808507473,1.0400273969192286,1.0302081617776162,1.0349629495935808,0.99051350381006742,1.0135387766616148,1.0290540176671878,null,4.1969866706114765,0,8.2801476479836926E-3,0.7748463044660242,1.7382768033829834,1.0800630765044212E-2,6.6408890010309626E-2,8.0218900269289593E-3,0.75529243833928661,1.3081148639211162E-2,0,5.6238841917779061E-3,0.4824713456595775,0.32819571667582526,2.2247766102485265E-2]
[null,1254,0.98790266104962488,1.0040742757409744,1.0355200568279748,0.98556140831443506,0.99983739706596197,1.0010697654940723,1.0096958556596323,null,4.3480031427806631,0,8.3288295493812812E-3,0.7923492702512297,1.8375802800366967,1.0921285330073723E-2,6.6425261164104854E-2,8.0746322174104958E-3,0.76156091134970083,1.2456128098159892E-2,0,5.6238841917779E-3,0.49178192671946264,0.3471643526226435,2.2394040348782208E-2]
[null,1255,0.98977702556234903,0.96920626028255719,1.0140384899748598,1.0032817660808164,1.0113110272020489,0.97173426065707669,1.025641979883986,null,4.3725609797206593,0,8.4998064004528605E-3,0.7586910845528656,1.9024264919869081,1.0836371099538809E-2,6.3227346366091008E-2,8.2415659469222916E-3,0.76747995746787745,1.2682661466876998E-2,0,5.6238841917778965E-3,0.477108148229137,0.35188626344923313,2.2857011363882969E-2]
[null,1256,1.0345568549475508,1.00412334841865,1.0102675930436167,0.99867915231423987,0.99622750000982385,1.0272983520043057,1.0209886687934564,null,4.1860517946295586,0,8.6072397271824835E-3,0.76020795500884808,1.7606059682319919,1.0524889538387377E-2,6.1965605999299039E-2,8.3512401531487864E-3,0.74707510722708215,1.2624931334690583E-2,0,5.6238841917778974E-3,0.47917431493514645,0.32534395789355802,2.3161179842808976E-2]
[null,1257,0.99291720851471876,0.99974394716622772,0.98513521414006666,0.99507722323702397,0.96641590874512706,0.98423883884167007,0.99057654824337393,null,4.251333665044422,0,9.0648947176896009E-3,0.74197551709956111,1.8482409269846951,1.0185662658719945E-2,6.2842114004219046E-2,8.7846781581452423E-3,0.73648008699246992,1.2582421922085403E-2,0,5.6238841917779043E-3,0.47506181589280949,0.33425818281604497,2.4363269041578595E-2]
[null,1258,1.0467774753454784,1.0037054861311925,1.0229182405064554,0.97206175355813007,0.98573486360038398,0.98213375700732353,1.0063844544255836,null,4.0606126165016008,0,7.919811214195242E-3,0.72530667523123948,1.7377908492072049,1.0076515193409243E-2,6.1946626626779334E-2,7.6735245591481906E-3,0.70803576163110493,1.2286970249663104E-2,0,5.6238841917779087E-3,0.45363652991047071,0.32487347536048727,2.1281615554503194E-2]
[null,1259,0.99974631468352793,1.0268931192693584,1.0233947563356804,0.97952285096522618,0.97419487300805996,0.97808048350449495,1.0072187002056019,null,4.187962095123317,0,8.2143221180009315E-3,0.75270150280651726,1.7802968070917324,1.0445233225636405E-2,6.6055755466541036E-2,7.9520775810463119E-3,0.73424348555030439,1.2381223601859902E-2,0,5.6238841917778983E-3,0.47063327252720899,0.33378902568304769,2.2054149515642805E-2]
[null,1260,1.0201169649901676,0.99351403555063666,1.0032410650109573,0.95929515902133733,1.0087151729395862,1.0008719193213134,0.99190600913562532,null,4.1974527176013368,0,8.6483753153861996E-3,0.74766359565716245,1.8053764040114793,1.018751611567012E-2,6.1916079571559243E-2,8.3870658596424015E-3,0.72690478556444849,1.2127865222984702E-2,0,5.6238841917779009E-3,0.47332075094989379,0.33133260755666011,2.3260538215443195E-2]
[null,1261,0.98477826945889924,0.9710563551044209,1.0395351398721826,0.98873838395802427,0.97020172213426348,0.9909511743314704,1.0107769752972882,null,4.4340707718620536,0,8.253272564055213E-3,0.79513274340822315,1.9020441803575698,1.1057265851380045E-2,6.516040993237715E-2,8.0069294438960565E-3,0.76894754452616687,1.2495809753390078E-2,0,5.623884191777893E-3,0.49231256979820642,0.35933643247362568,2.2206274689494626E-2]
[null,1262,1.0142262511068352,1.0075031217721526,0.9963916431430645,0.9980585916065664,1.0259625422643641,1.000922891150779,1.0276890314139504,null,4.2087779766810653,0,8.8016109066457581E-3,0.74522782025724721,1.793467177420123,1.050881794322007E-2,6.2555022179104025E-2,8.5320554347079261E-3,0.75383020575470217,1.2618756957616993E-2,0,5.6238841917778922E-3,0.47379284021339579,0.3277603575301225,2.3662649705693994E-2]
[null,1263,1.0280573343468977,0.98901034969900548,0.97095516773796342,0.9651261935944988,0.95382975966832484,0.99996099251233539,1.0439253062219016,null,4.1877743603076185,0,9.1813727203978544E-3,0.7209754510374955,1.8068740285692872,1.0381486945899967E-2,5.9379087394830131E-2,8.9049268988053935E-3,0.75970079614105712,1.2205371986466804E-2,0,5.6238841917778956E-3,0.46577270136600174,0.32244123375151812,2.469676474487854E-2]
[null,1264,1.035387064730295,0.98500069603118123,1.0100225536299237,0.99827225769835215,1.0237617830967178,0.97111314833776641,1.0109572543314009,null,4.1257462320565317,0,8.1638825669343561E-3,0.71967783120138706,1.7917755376128606,1.0133820442881932E-2,6.0980306678959706E-2,7.9117661640576067E-3,0.71877678718294058,1.2619816933121359E-2,0,5.6238841917778904E-3,0.45369597624130004,0.33077203742030487,2.1942350553875212E-2]
[null,1265,0.97633699897716575,0.9867939198520429,1.0244470985301934,1.0312043517462579,0.9700912099928013,1.0101162681401437,1.0007910972054692,null,4.445189524524622,0,8.7331711072345178E-3,0.80456356710191812,1.8931830722388867,1.0995304857499307E-2,6.5634287191464039E-2,8.4734298083832451E-3,0.77259802577991932,1.3034351069705498E-2,0,5.6238841917779009E-3,0.50273717351238534,0.35357954143609199,2.3500058443821203E-2]
[null,1266,0.980615193231128,0.96834715434711782,1.0168309260513306,0.98097637016287376,0.99328782256023507,0.99096491831366329,1.0121782068116876,null,4.4423493370279807,0,8.6992387117158978E-3,0.78346745179932287,1.9211048548192662,1.0943576199204396E-2,6.393984343270008E-2,8.4402910698561807E-3,0.7739092340089393,1.2400366540233328E-2,0,5.6238841917778939E-3,0.49184384949148635,0.35596707212689765,2.3408152060013069E-2]
[null,1267,0.98658476332330691,1.0047050097389896,1.0210945504453275,1.014833186192301,0.99481311644801029,1.0007769457836788,0.9763397445577171,null,4.3143217724914811,0,8.5938348307680601E-3,0.78322197831482121,1.8425207444459581,1.0472250568943764E-2,6.5666030921830751E-2,8.3313129778963373E-3,0.7370109700616656,1.2827827206585287E-2,0,5.6238841917779061E-3,0.49040598308019129,0.34372871138065159,2.3105914171924508E-2]
[null,1268,0.98900221210553418,0.98032558043431461,1.0271489452423535,0.99669124026947364,0.99917682061398527,0.99175404239761977,1.0057007778559166,null,4.377886116397236,0,8.427099383717513E-3,0.78233866446360711,1.8800030274193975,1.0829914892109417E-2,6.4623512925159651E-2,8.173444082091582E-3,0.75960074960482138,1.2597786459332769E-2,0,5.6238841917779052E-3,0.48804466742797648,0.35180948091043002,2.2668083404246125E-2]
[null,1269,0.97714582547928863,1.0089039201060881,1.0219201946186924,1.0015667328563629,1.0188200860235452,0.97757855856556075,0.98502541204051841,null,4.3103758039762452,0,8.4543176531506302E-3,0.77172248304314806,1.8527401861377768,1.0503145194029513E-2,6.6567304943246627E-2,8.1888580737613636E-3,0.73895032570459218,1.2660035978079487E-2,0,5.6238841917779078E-3,0.48296159247655379,0.3462014735937966,2.2710832292628269E-2]
[null,1270,1.0003078271393557,1.0123081820155777,0.99584556131947288,1.0244189628454301,0.98436266819211382,1.0138732711939957,0.98526976761037621,null,4.2455770107478381,0,9.0417524668534362E-3,0.76451410586728918,1.8103323067300305,1.0285645485878625E-2,6.3628540933349881E-2,8.7671158716330355E-3,0.73740926888416425,1.2952106826537042E-2,0,5.6238841917778974E-3,0.48622003270974473,0.33057119360352144,2.4314562110763431E-2]
[null,1271,1.0125878625495168,0.99827310781278189,1.0022410533760864,0.99481409305351487,0.99188949083044275,0.98608886415230401,0.99367934126607538,null,4.1918735025528857,0,8.5942368151084459E-3,0.74031902536047989,1.8107795310613273,1.017009954417483E-2,6.2550736841926025E-2,8.3294460577933733E-3,0.72573534144028951,1.2577032498339273E-2,0,5.6238841917779043E-3,0.4689621038806871,0.33231980200204125,2.3100736489153572E-2]
[null,1272,0.97214540853273612,0.99107227676738019,0.98783210032365865,0.98364290031917145,1.0422131423425536,1.0207544048003994,1.0244769497905502,null,4.4590350923912538,0,9.563804557142376E-3,0.79023688344169651,1.9027913880813143,1.1036967193367728E-2,6.3913086982553977E-2,9.281139495237227E-3,0.79803889243049919,1.2437516106842858E-2,0,5.6238841917778956E-3,0.5051055026258171,0.3443934903786619,2.5740146020628633E-2]
[null,1273,1.0021536032391025,1.0049938942764085,0.97912999647079779,0.98379884244588323,0.99788979123135579,0.99378768930666073,0.98126418966627327,null,4.2037799587520075,0,9.1740390383366482E-3,0.73768648243324819,1.8235292895273014,9.9937081258891104E-3,6.2162655675781303E-2,8.8917436653501263E-3,0.72577412543046249,1.2440530453466098E-2,0,5.6238841917778965E-3,0.4741066128297185,0.3280847628559791,2.4660202601368385E-2]
[null,1274,1.0074564895886604,0.99067931251583874,1.00942252334339,1.0283812083940516,0.99242424703921495,1.0041073334282589,0.99772292355935432,null,4.2731884782764498,0,8.6767469356620539E-3,0.76419182262449525,1.831537436640966,1.046196875867369E-2,6.2917304221594375E-2,8.4161481091151458E-3,0.74259920328425355,1.3000518206315852E-2,0,5.6238841917778956E-3,0.48193678372288268,0.3378389610468665,2.3341194405173019E-2]
[null,1275,0.99425420127382147,0.95910810759017773,1.0334830463928919,0.99776932208932001,1.008266160645507,0.9968565207758644,0.97732700558223684,null,4.4044249142096756,0,8.3486823831902639E-3,0.79042550517861421,1.9078583845805053,1.0637470530008859E-2,6.3564609422093549E-2,8.1039265767099428E-3,0.74226434040023748,1.2610660635329759E-2,0,5.6238841917778922E-3,0.49119404477162976,0.35801548550585571,2.247528480010582E-2]
[null,1276,1.019077765577634,1.0016624953890085,1.04581290086653,1.0179143830822988,0.95713920566641442,1.0320594936930123,1.0375130314767314,null,4.3063234023040495,0,8.148770204739187E-3,0.80009459691018747,1.7829520596132784,1.1180632578515084E-2,6.4881904436331683E-2,7.9080978862404571E-3,0.77378418510560176,1.2863783911079485E-2,0,5.6238841917779061E-3,0.49351452220085634,0.33973632865702458,2.1932177017887952E-2]
[null,1277,0.97617671013985396,0.98691104182973799,0.99186376406828147,1.0407858602763596,0.9918800587597062,1.0301018557801103,0.99439237691998117,null,4.4489318058090186,0,9.538307005296575E-3,0.79797757925106061,1.9015351239565697,1.0793967397919449E-2,6.3682606039320216E-2,9.2600913745693875E-3,0.77693316186614092,1.3159541725538248E-2,0,5.6238841917779095E-3,0.50876632935988919,0.34505605611171192,2.5681771539808902E-2]
[null,1278,1.0481437329792183,0.97349446861390021,0.99576351223141679,1.0083619462634843,1.0280708354976424,1.0163538619603572,0.98439062278124789,null,4.1506432819524415,0,8.7161312597762806E-3,0.73771441823248829,1.793307326699412,9.9605205451583599E-3,5.889622149675023E-2,8.4618571579142283E-3,0.71376085474728912,1.2749102059042854E-2,0,5.6238841917779078E-3,0.46919982972011309,0.32621743529995129,2.3467963062314322E-2]
[null,1279,0.96712035912115901,1.0303938245036193,1.038403324338256,0.98109175213104571,0.98311619943527251,1.032618529369808,0.97290488394742269,null,4.4061463484197336,0,8.6801357733558727E-3,0.8330290055000642,1.8306911943280317,1.088535181225986E-2,6.9419667911262778E-2,8.4167891865405131E-3,0.75743858291556332,1.2399302207199451E-2,0,5.6238841917779052E-3,0.5161291406141153,0.34745059316844973,2.3342972357820738E-2]
[null,1280,1.0206838749722238,0.95923645067032515,0.97476438052492775,0.97312528677403798,1.0225460432057585,0.98962397204397368,1.0278979908730261,null,4.2687947242097284,0,9.1325324729619409E-3,0.72576987979874619,1.8728280526206071,1.0373003347439612E-2,5.8611520862735043E-2,8.8628050209993217E-3,0.7567081824954236,1.2306078025684534E-2,0,5.6238841917779061E-3,0.46773799255164689,0.33452591308411378,2.4579944683511316E-2]
[null,1281,0.9841858756276386,1.0058728937069585,1.0047817321154895,1.010703215892901,0.98407361619427602,0.99566258116417106,0.99944565879669978,null,4.3167979224129729,0,8.8678507211969373E-3,0.76974641755039253,1.8490008929538868,1.0572484079356402E-2,6.4891954415601069E-2,8.5952600164259183E-3,0.75351088792696697,1.2777602536653781E-2,0,5.6238841917778965E-3,0.48683537581805769,0.3402730734846221,2.3837940160430601E-2]
[null,1282,1.0245533411669441,1.0287829460809734,1.0241763533487418,0.96544256268598039,0.97576442155176113,0.99481738245241746,1.0204833294414652,null,4.1217546759913022,0,8.1363607961881992E-3,0.74766385528750579,1.7339726292301645,1.0432274945731294E-2,6.4595610349707511E-2,7.8805200556802853E-3,0.73306004911371214,1.2203157852424847E-2,0,5.623884191777893E-3,0.467260248637688,0.32534311396647791,2.1855693156621205E-2]
[null,1283,0.95896319874895586,0.95540079695747826,0.99509240160472612,0.99215371843938782,1.0034634342835238,1.0175298164823856,1.0230286031868956,null,4.6186941274591948,0,9.5853753917509617E-3,0.81013128103542631,1.9956490868400101,1.1351663356757061E-2,6.3398156616404494E-2,9.3111063434224654E-3,0.81663841795339387,1.254425591838987E-2,0,5.6238841917778922E-3,0.51547409597532856,0.36233429907945447,2.5823255540581638E-2]
[null,1284,1.0054180952085163,1.0180535739996874,1.0058363318964347,1.0059098524665944,0.99734235377336111,1.0050352593551681,1.0020413928998213,null,4.2153370512116606,0,8.7230223742800379E-3,0.75950100562474654,1.789078026035448,1.0404672666676235E-2,6.4184090222362961E-2,8.4542670104220622E-3,0.74072563919822909,1.2716875609814148E-2,0,5.6238841917779052E-3,0.48004185579435127,0.32988284454888628,2.3446912683223835E-2]
[null,1285,0.97219312600180174,1.0145062998258865,0.99432863305872776,0.99346533864363207,0.98822226327829821,0.99255388410454037,1.0034806525325257,null,4.3363959143638642,0,9.1328687584122277E-3,0.76816666756701757,1.8592150970585672,1.0604145725083799E-2,6.5485869891862905E-2,8.8489098149767617E-3,0.76209509001496178,1.2560931243936865E-2,0,5.6238841917779E-3,0.48900578055538918,0.33938099909066133,2.454140796803678E-2]
[null,1286,1.0069454685240005,1.0144578217627274,1.0095159509204248,1.0030264772526247,1.0435180775597523,1.0146067375839436,1.0175906931299856,null,4.2492424641066524,0,8.7308730011079715E-3,0.7688709537758337,1.7915124652575878,1.0648609252354353E-2,6.4130265302624556E-2,8.4653254844761269E-3,0.75644634505155506,1.2679979255284246E-2,0,5.6238841917779043E-3,0.48485969944374696,0.33125822803544319,2.3477582057072063E-2]
[null,1287,0.98624131708967611,0.988463300433579,1.0006473206877529,1.0121228248939462,0.99557513563341282,1.0149408509735753,1.0021045077419113,null,4.3857367464777282,0,9.1295214571671512E-3,0.78364274777375209,1.8771263944830292,1.0731466310343147E-2,6.3633739749577228E-2,8.8588392572987902E-3,0.76751135617146982,1.279605454952353E-2,0,5.6238841917778956E-3,0.49689762982891944,0.34347520951370297,2.456894610550402E-2]
[null,1288,0.97931991661352946,1.0007619715033751,1.0362795089444112,0.97108803533111854,0.96879875682910532,1.008792947484551,0.96734640293070584,null,4.3760517268243904,0,8.4583830813742111E-3,0.80676665393974378,1.8593351502573434,1.0627605044920269E-2,6.6881609986132157E-2,8.2030274736372318E-3,0.74036315462657498,1.2273117202338125E-2,0,5.6238841917779017E-3,0.50050004499189549,0.35118573273897558,2.275012945242386E-2]
[null,1289,0.97658652094328358,0.9829994761173132,1.0076716220134927,0.98059516049649287,0.99424324887877558,0.96419815577846468,1.0298890110137116,null,4.3781035969208482,0,8.6396929315171629E-3,0.75618598925025138,1.9039425516717212,1.0864343865156025E-2,6.4407899772086136E-2,8.3714987141792502E-3,0.773504232058984,1.2396626441010349E-2,0,5.6238841917778974E-3,0.47740415582150492,0.35082474349261883,2.3217364573074013E-2]
[null,1290,1.0214805968699061,0.99104522939767103,0.96411842107006374,1.0006532917966493,0.99338132940899115,1.0115050460312445,0.98620697692586912,null,4.1809725698535507,0,9.4778190680115757E-3,0.72942899869305156,1.8165626805006658,9.8973655431839856E-3,5.9466977626838238E-2,9.19514135607883E-3,0.7268912366048047,1.2655501307275564E-2,0,5.6238841917779E-3,0.47329113522141153,0.32193582755447936,2.5501640321993743E-2]
[null,1291,1.0339376301102674,0.9825488684010012,1.015842534538238,1.0104252992946297,1.0285221273888843,0.99403342349078927,1.0034644356731404,null,4.1763607395944078,0,8.2704270236073057E-3,0.7424080783919117,1.7971527876503948,1.0270328559713927E-2,6.1278581564060318E-2,8.0215119612700655E-3,0.72535694831103659,1.2772745485107114E-2,0,5.6238841917778939E-3,0.4663507655673183,0.33314881735346791,2.2246717581959279E-2]
[null,1292,1.0179237210726353,0.99569627638898217,0.98482903488264228,0.95919308727919639,0.99686252167916778,1.0051531402979357,1.0187614320103702,null,4.2136305168656749,0,9.0428384784303571E-3,0.74007618337124248,1.809891505423632,1.0352722241292025E-2,6.1086939884817629E-2,8.7701946504107498E-3,0.74948904464903709,1.2128714646583097E-2,0,5.6238841917779017E-3,0.47393698456831607,0.32699408097631949,2.4323100740674588E-2]
[null,1293,0.99455303542868623,1.0238661136514013,1.0165885884003056,0.99516414333373737,1.0054442961905321,1.0142020194439179,1.0323653567431712,null,4.2952687399178622,0,8.6905390305019366E-3,0.78136726486686703,1.7962676595373039,1.0950663719483566E-2,6.5830905143902718E-2,8.4237367981916944E-3,0.7743837508749053,1.2579740829994976E-2,0,5.6238841917779052E-3,0.49059841455540659,0.33457101769100756,2.336224073951975E-2]
[null,1294,0.99319135225390309,0.95262793606300222,1.0397452934333236,0.98519170514339882,1.0065409640870071,0.99952541583224297,0.99080188065781938,null,4.4473350414287367,0,8.2807075984972604E-3,0.79893333117741783,1.9206541912449249,1.0881499985214323E-2,6.366233790437395E-2,8.0401811498448435E-3,0.75636412947027276,1.2450961812055846E-2,0,5.6238841917779009E-3,0.49460296208549137,0.36210377563072904,2.229849437512654E-2]
[null,1295,1.022448053607905,0.99240142025252609,0.98885629928768681,1.027631932627368,1.0259000029507388,1.0174336753073832,1.0137578415014941,null,4.2248249280175258,0,9.0419774537935683E-3,0.7492998967633312,1.8066243019778445,1.0389054042157453E-2,6.0891154431306382E-2,8.7735144210058322E-3,0.74898254200715941,1.2993600550129023E-2,0,5.6238841917779061E-3,0.47863168997716454,0.32732495937646117,2.4332307732975081E-2]
[null,1296,1.0017186475614677,0.99134830860518353,0.98277359448520518,1.0336229524784517,1.0162284778241366,0.99693884908931085,1.0208925902053838,null,4.2790975851155135,0,9.1609283830975611E-3,0.74506706859684313,1.8473554744768546,1.0497693830477233E-2,6.1743229876097074E-2,8.8836276849069001E-3,0.76050153159028111,1.3070117099794347E-2,0,5.6238841917778983E-3,0.47775079319702574,0.33312739906796085,2.4637693886590806E-2]
[null,1297,0.97425103810492797,1.0073696308521043,0.96016273150185238,1.0197630084268916,0.97346982588846165,1.0001584788969302,1.016213751109394,null,4.3406440707584597,0,9.8765713148083606E-3,0.75055416239235484,1.8761657793947433,1.0513463178796485E-2,6.2910104271319864E-2,9.5739021288705588E-3,0.77545319212321173,1.2897682673358493E-2,0,5.6238841917779009E-3,0.48823217785833661,0.33204420519608152,2.6552088664414226E-2]
[null,1298,0.97609829027294182,1.03102681008828,0.98735399163686521,1.0042104837767956,1.0072715315792924,0.99249041652769832,1.022588339813856,null,4.2871126411587621,0,9.2015277144588924E-3,0.75763255753283976,1.8252003659358416,1.0645663844169604E-2,6.5617477524075346E-2,8.9109026549845372E-3,0.76912855670380675,1.2697637996562544E-2,0,5.6238841917779017E-3,0.4844107352103868,0.33173304947875115,2.4713337800020507E-2]
[null,1299,1.0003481776158887,1.0255271862217652,0.9971227167219604,0.99125874923624535,0.99321430984232029,1.0054909563034262,0.97713580351179841,null,4.193134506512469,0,8.9207514450587045E-3,0.75665843177701164,1.7877371831313891,1.0111320255757249E-2,6.4350374862574874E-2,8.6440747645618477E-3,0.72430683641611993,1.2532696799939893E-2,0,5.6238841917779009E-3,0.48084088384632095,0.32727624980359421,2.3973322108479522E-2]
[null,1300,0.9828722173848683,1.002919037426433,0.9668612168960864,1.0071475135812069,1.018858994030766,1.0260202724511325,0.96644394298239755,null,4.3261826188340553,0,9.9120308148952264E-3,0.76918443514611456,1.8659498735798876,1.014483641599518E-2,6.2543847373696074E-2,9.617199668128738E-3,0.74383253007755556,1.2737296007127783E-2,0,5.6238841917778983E-3,0.49821375127419348,0.33157482663027865,2.6672169284192793E-2]
[null,1301,0.97322006285056717,1.0217226008284086,0.972055808244771,0.97542525388739831,0.99307348514512117,1.035950365930951,0.99589485051714688,null,4.3661392578597873,0,9.963100939088582E-3,0.78502868672457682,1.8501620177344575,1.0581268443801726E-2,6.4404944163465871E-2,9.6642594176051949E-3,0.77386685239535469,1.2335486538697645E-2,0,5.6238841917778956E-3,0.50679862575208023,0.33083364948666305,2.6802683950397279E-2]
[null,1302,1.0031635596676525,1.0126786301687107,0.99739315797401229,0.9953771722356225,0.99574280344987887,1.0052301347537851,1.0017283102836605,null,4.2309322475420981,0,8.9095705093648041E-3,0.7566069549479113,1.804180271885635,1.0376242321101068E-2,6.3557973476213114E-2,8.6365251870515625E-3,0.74355381370658957,1.2584734338352102E-2,0,5.6238841917779061E-3,0.48072715030238061,0.33004188344899577,2.3952384245450039E-2]
[null,1303,1.0225484176381812,1.0066803778106044,0.98461950298361911,1.0035380372055338,1.0140606679444526,0.99323024982702524,0.9598881959191502,null,4.1041003991245217,0,8.8805782193846355E-3,0.72582720962481684,1.7830223528358702,9.6260665528954611E-3,6.1321110183095599E-2,8.6067148236878086E-3,0.69518886530463209,1.2689469095421757E-2,0,5.6238841917779017E-3,0.46487335634579113,0.32233223966821789,2.3869708717697783E-2]
[null,1304,0.99065472658668507,1.012535397627611,1.0244549575867827,0.994961024192062,0.96782989744394532,0.95802848765454163,0.96972673839823309,null,4.1984717089424413,0,8.1232359229624143E-3,0.74653054317870915,1.8206138151091484,1.0089985617178518E-2,6.5998594699078081E-2,7.8620591352686203E-3,0.70790249021260132,1.2576237004187425E-2,0,5.6238841917779061E-3,0.46647259373417477,0.34112024801262614,2.1804493970646755E-2]
[null,1305,1.0163908673932778,0.9898258068565815,0.9979703186500265,1.0000479666629012,1.0165229934591093,1.0046070023217577,0.99506394196990811,null,4.2271716843547713,0,8.8155926330224215E-3,0.75041917135603142,1.8197019094352478,1.0257999111325588E-2,6.1657317546341496E-2,8.5511765068132291E-3,0.73448969077719184,1.2643718227660087E-2,0,5.623884191777893E-3,0.47662420646000159,0.33230252363085422,2.3715679744550123E-2]
[null,1306,0.99828962334521021,0.99424524269661041,0.98450019146169454,0.9770552129812734,0.99882534463164063,1.0331936593393591,1.030071196027496,null,4.3579689633224445,0,9.4870688464881274E-3,0.77635906599079674,1.8481342012117132,1.0851164696082454E-2,6.2198189360818959E-2,9.209187579467289E-3,0.78640252731314531,1.2354615080955414E-2,0,5.6238841917778965E-3,0.49727501179096278,0.33350758908688688,2.5540595866325642E-2]
[null,1307,0.99677031763218271,0.99650255193879611,1.001842650872208,1.0064169079715295,0.95223627821346957,1.0161698321904837,1.0151519165592782,null,4.3320786589096461,0,9.0075058248482442E-3,0.77576887971876463,1.8427255655999744,1.0742949311832487E-2,6.343171698727755E-2,8.7386606416883211E-3,0.76772498808271772,1.2723770593161581E-2,0,5.6238841917778965E-3,0.49153973218181907,0.33783037253971959,2.4235644885760702E-2]
[null,1308,0.98361039018320096,1.0105465658513275,1.0147248816862282,0.99168516420833341,1.0200837403549818,0.98204792437485389,0.98862540193192938,null,4.2828106912808011,0,8.5632243837589547E-3,0.76518474801681891,1.8394902586613533,1.043829501283966E-2,6.5772751737451618E-2,8.2951465119798767E-3,0.73837860342516315,1.2535985113308985E-2,0,5.6238841917779078E-3,0.48098856471704815,0.34166006753360068,2.3005610743211093E-2]
[null,1309,1.0050532521830995,0.9765887348279163,0.97002120512032008,1.013704667258277,1.0093321569834846,1.0174525948445952,0.98964233575961924,null,4.3043561482873969,0,9.5974856670697668E-3,0.7522333127695805,1.8708638998443101,1.0224318060687472E-2,6.0088700901155388E-2,9.3169397889099649E-3,0.74786266962451076,1.2819830807752942E-2,0,5.6238841917779061E-3,0.48625488883730383,0.33282575521466984,2.5839433913800652E-2]
[null,1310,0.97291457881697363,0.98879921819857264,1.0440199159750136,1.0049747695936013,0.99357423228930741,0.96950635109481664,0.9831684641624141,null,4.3829809472849153,0,8.0682699991039032E-3,0.78675554775844436,1.8911450634719922,1.0720946916883701E-2,6.7168508393924173E-2,7.8177598617586441E-3,0.74234979507352339,1.2700473891447859E-2,0,5.6238841917778965E-3,0.48581039538792414,0.35927520717730621,2.1681635159038579E-2]
[null,1311,1.0074909615200776,0.99811644029392266,1.0251978573415099,1.0004537483651936,0.99435908945208173,1.0004176757193739,0.98438267630677523,null,4.2501976751840269,0,8.3505188219721305E-3,0.77053539170691854,1.8146252827920142,1.0392286333316016E-2,6.4217847600037598E-2,8.0969606744057971E-3,0.72918267676873094,1.2645575931956426E-2,0,5.6238841917779078E-3,0.48125379715569,0.33951852515970715,2.2455965691437516E-2]
[null,1312,1.0057853840406357,1.0184849719301332,1.0218490728866847,0.98193016367150121,1.010252209255901,0.99800330337260212,0.98461397963236152,null,4.2001381020750177,0,8.371465245479149E-3,0.76428160239548926,1.7838778814285161,1.029748168788638E-2,6.5146061226603533E-2,8.1116173246510628E-3,0.72440960918959962,1.2411833533898922E-2,0,5.6238841917778974E-3,0.47832573318749194,0.33352724897190167,2.2496614182679359E-2]
[null,1313,0.97881802257741257,1.0231035727738571,0.98726635140399766,0.98043413198234042,1.0290072480745109,0.99239691155209142,0.99682023603003445,null,4.2744022449095382,0,9.1901535128362175E-3,0.75667973275141054,1.8335627903885059,1.0377054252243433E-2,6.5037201967894059E-2,8.9020217872578678E-3,0.74961108438705204,1.2397010763458944E-2,0,5.6238841917778887E-3,0.48382814281480985,0.33288476735741235,2.4688707760552646E-2]
[null,1314,1.0092178025812932,0.96349135242533668,0.97794618651573761,0.98548793942950719,1.0252219376547655,1.0028958768067398,0.98985925463461832,null,4.302511998507712,0,9.2902622132071695E-3,0.74555163011574888,1.8853384986885688,1.0201208488462189E-2,5.9662851915833023E-2,9.0183416173880843E-3,0.74188011440472024,1.2462032166313839E-2,0,5.6238841917778922E-3,0.47952007576995442,0.33753231626838492,2.5011307093768476E-2]
[null,1315,0.98312584674237868,1.0175678025741159,1.0133514031954096,1.0172516820340463,0.96356492107976666,0.95428177778553069,1.0080886421314998,null,4.2314203471746925,0,8.3383625663336052E-3,0.74118887451596227,1.8286417482640387,1.0433029019266729E-2,6.6076965324852022E-2,8.0679201937368088E-3,0.7384381842130967,1.2859341520012101E-2,0,5.6238841917778974E-3,0.46629894269186589,0.33975439446385813,2.2375425342559832E-2]
[null,1316,0.99924810901259942,0.98842336316326584,1.022672655153146,0.97873509855303253,0.97112956665515271,1.0038848657947024,1.0183968170816788,null,4.3396703494956537,0,8.5093742436707E-3,0.77963335552426938,1.847311497873998,1.0863528830541227E-2,6.4106567314539217E-2,8.2543102738001032E-3,0.7647907566516654,1.2371350803277593E-2,0,5.6238841917778956E-3,0.48768788811224423,0.34464422791145688,2.2892356251753447E-2]
[null,1317,0.96570381829268848,1.0056451847629768,0.99879489077486028,1.0055658722964143,1.0383639421031843,0.99613755759800426,0.97817361288199933,null,4.3787324175278934,0,9.1566031760018166E-3,0.780781477157238,1.8862942869187089,1.0501741760765685E-2,6.5752007782785615E-2,8.8753323970980121E-3,0.75183243148836987,1.2713381469449021E-2,0,5.6238841917778974E-3,0.4956541083054154,0.3452456813483083,2.4614687883977283E-2]
[null,1318,1.0097612560865468,0.98245006683770475,0.99648755614305828,0.99562791696162189,0.99021799301314828,1.0410914418007702,1.0173221425514452,null,4.3533437097615195,0,9.2374891704772224E-3,0.78388385574738673,1.8451156679655574,1.0793797321927253E-2,6.1615148520377021E-2,8.9720610510760721E-3,0.77474120920036771,1.2588013644965658E-2,0,5.6238841917779061E-3,0.49833935041518629,0.33602525747317669,2.488295340019453E-2]
[null,1319,1.0102377933843161,0.9580783698586659,1.031047444336709,1.0083745898210326,0.99541320063205829,0.96891218166021997,1.0412386569474719,null,4.3342425049476185,0,8.0290260956549266E-3,0.75404660270078128,1.8802190269114925,1.0941293774831025E-2,6.2366421934043043E-2,7.7871052610864614E-3,0.76523173831499336,1.2744991155308515E-2,0,5.6238841917779121E-3,0.46928056772802917,0.35243328083226305,2.1596618238658168E-2]
[null,1320,1.0111810722712444,1.01838252261232,1.000877414588186,1.0099853540284196,1.0221405653889095,1.0076221413360127,0.98325180602886442,null,4.1770407947319601,0,8.7860941061724766E-3,0.75383256412860411,1.7795072967047196,1.0135116841456506E-2,6.3538473952896288E-2,8.5160059373621411E-3,0.72373701504035604,1.2769002891217207E-2,0,5.6238841917779E-3,0.4779270293617795,0.32662236147070717,2.3618138317254015E-2]
[null,1321,0.98456549980081753,0.96931611746550994,0.99710605493100146,1.0069962093819596,1.0040417306643774,0.99055306519124176,1.0181563669546849,null,4.4099170705823116,0,9.0253855595931499E-3,0.76644899178683412,1.9166154307881944,1.0801155903493283E-2,6.2568405597400387E-2,8.7563569020036158E-3,0.77477152755670231,1.2731670911156078E-2,0,5.6238841917779E-3,0.48706764113967999,0.34927266798753998,2.4284723377121436E-2]
[null,1322,0.97999736309040153,0.99900760626441254,1.0056955388191846,1.0102616932658097,0.96818445252718344,0.98108808294526995,1.0146623331112696,null,4.3388932258469195,0,8.7699402966176891E-3,0.7631246755959713,1.8688282890980856,1.0711697974449257E-2,6.4877564388520534E-2,8.4981650423306947E-3,0.76315095686876566,1.2771909424555845E-2,0,5.6238841917778956E-3,0.48237424468403939,0.34413312017647857,2.3568658698562391E-2]
[null,1323,0.99296513393428265,0.98917898896505541,1.0116904057875875,1.0055128517244436,1.0290969319466823,1.0264616469548742,0.99232199787658415,null,4.3764641183571991,0,8.9591497873485904E-3,0.79497937130176122,1.8603882387244441,1.0715704987628291E-2,6.3895156380765636E-2,8.6963158998290633E-3,0.76004659603604463,1.2711148494982977E-2,0,5.6238841917779043E-3,0.50065186355005464,0.3435967818400335,2.4118206737220597E-2]
[null,1324,1.0027487270064379,0.99379558249772981,0.99949313733770873,1.0196916514122265,1.0160669237618898,0.98745577775416915,0.99167440321960176,null,4.243137699162884,0,8.7483116424685262E-3,0.74758457328176997,1.8370659074805611,1.0254468914266899E-2,6.2781321313623475E-2,8.4803176706872256E-3,0.73312822099171415,1.2891887807845082E-2,0,5.6238841917778965E-3,0.47437395773976743,0.33618231029558771,2.3519161117751E-2]
[null,1325,0.95406360907040622,1.0002187607377679,0.9688224617447625,1.0198092171815289,1.0056952456337125,1.0034754039253355,1.0009099800975783,null,4.4521428535828793,0,9.9512343123846179E-3,0.77629055628481047,1.9267462449668478,1.0691140291101315E-2,6.4417804156941358E-2,9.649377008771361E-3,0.78350942348821195,1.2897181954683937E-2,0,5.6238841917778939E-3,0.50218872281669014,0.34331834339109812,2.6761409344329988E-2]
[null,1326,1.0301732193713347,0.99072476040677881,0.98760434405142172,0.96645417740194595,0.9640609985757812,1.0091895759488474,1.0273198106773811,null,4.1916765100667952,0,8.9276924523417935E-3,0.73692599261257319,1.7962647033184129,1.0382042573583159E-2,6.0283496838425647E-2,8.6608951396933316E-3,0.74996129263393363,1.2220202786796003E-2,0,5.6238841917779087E-3,0.47109745318957752,0.32516426779879815,2.4019971435561432E-2]
[null,1327,0.99942067692896497,0.98804844483585441,1.0094049462713464,0.99607275419154773,1.022466700800204,0.97484780791179793,1.0019897035039158,null,4.2650705576809562,0,8.4962426268547862E-3,0.74762108031809138,1.8509523448840839,1.0406214566356759E-2,6.3290738166283014E-2,8.2340830799601597E-3,0.73896069485723104,1.25920855373624E-2,0,5.6238841917779043E-3,0.47149157995288132,0.34155783623908748,2.2836258514692724E-2]
[null,1328,1.0203629671289749,1.0391861517323944,0.9988614870819631,1.0214818479371184,1.0004907264557414,1.0034441767609452,1.0197937192097164,null,4.1092304806043796,0,8.6745148343223746E-3,0.73923962500230678,1.730345561365338,1.0300295902891636E-2,6.3846829520508741E-2,8.401449174826622E-3,0.73682025330846657,1.2914599118187332E-2,0,5.6238841917778974E-3,0.46926314257522661,0.31784892663504666,2.3300428644123048E-2]
[null,1329,0.96365219744020936,1.0272980825038893,1.0143879759633447,1.0006583023520195,0.96331667766912887,0.98060590611557108,1.0214304053323393,null,4.3514931601983644,0,8.7068301777215099E-3,0.77679649360450664,1.8485179589274185,1.0922532317902758E-2,6.7980119537222536E-2,8.4294721320479511E-3,0.77355740784398153,1.2649455838169245E-2,0,5.6238841917778904E-3,0.48838882015585178,0.34395569881551163,2.3378147011698165E-2]
[null,1330,0.9777357935567208,1.0315811813439824,1.0289938928034967,0.98902590683963965,1.041942345438158,1.0036878615695106,0.99261313504466864,null,4.3104942206171994,0,8.5107567559529196E-3,0.7935094440497299,1.8111363129852551,1.0717940573527835E-2,6.8134971395307817E-2,8.2448097647946812E-3,0.75062425788168796,1.2500682190056527E-2,0,5.6238841917779087E-3,0.49445739612584982,0.34118927050489645,2.2866007710262898E-2]
[null,1331,1.0183730023791242,0.95884813043321659,0.96224961990915114,1.0068284356115378,1.0276663743565384,1.0030233061877867,0.99015806154918051,null,4.2645109318585064,0,9.5235175507279793E-3,0.72938947193245407,1.880868459988672,1.0013493240112414E-2,5.8027312031304498E-2,9.2461090375775823E-3,0.73664238455582376,1.2733831168157064E-2,0,5.6238841917778922E-3,0.47383118602687035,0.33201532405962403,2.5642993176865057E-2]
[null,1332,1.0192124274031866,0.99500798296276183,0.99364010680750359,1.0192112990907771,0.99549067151225568,1.0315750626856237,1.0006843907313134,null,4.2499481584565046,0,9.1004982092699818E-3,0.76524182519713402,1.8066935834586069,1.0403618136222268E-2,6.1486496132126651E-2,8.833322946649895E-3,0.74740917964348275,1.2886536678974429E-2,0,5.6238841917779043E-3,0.48735342658722042,0.32861860406694404,2.4498179626630662E-2]
[null,1333,0.97054955712547175,0.96969441812072721,1.0005834089331429,1.0025935320085695,0.99056133182991835,1.0176954617818712,0.99604733793292699,null,4.5072427025113573,0,9.3375354597733107E-3,0.80186154304920532,1.9426725078665446,1.0922720908215252E-2,6.3699036970513837E-2,9.0665229049914572E-3,0.78167659957995672,1.2675585456910794E-2,0,5.6238841917779009E-3,0.50847012945446124,0.35476677537482887,2.5144932213723745E-2]
[null,1334,0.99400802294628332,1.0087781869225108,1.0085136326294057,0.98170098737383782,1.0059539346790674,1.0049830526675803,1.0179772767063417,null,4.3004629049182519,0,8.7884191385851664E-3,0.77153378677238804,1.8248011445463577,1.0734439103903228E-2,6.4620559497329449E-2,8.5200262122085476E-3,0.76353918500249507,1.2410506761203081E-2,0,5.6238841917778974E-3,0.48684024907766837,0.33699825481600776,2.3629288075496822E-2]
[null,1335,1.0120536782306642,1.0279832765079706,1.0344541948418962,0.9785521667515944,0.99452855913571026,1.002112149159444,1.0409599617729377,null,4.2109871658989846,0,8.1206424481207427E-3,0.76956773409304591,1.7542527240879315,1.0899539915246049E-2,6.5976589633546509E-2,7.8673456007098616E-3,0.76069631684878314,1.236766489162275E-2,0,5.6238841917779017E-3,0.4779508532036843,0.33208600052155024,2.181915535920366E-2]
[null,1336,0.98225528325859035,1.0217660717113388,1.0081192161252031,0.99993134650626558,1.013616154003133,1.0051632382864832,0.97834841242823722,null,4.2889459566693384,0,8.8810295705695121E-3,0.7784475734219648,1.8243779186220905,1.0403173519249E-2,6.6025199916347727E-2,8.6064741773246699E-3,0.73941031322342554,1.2641019501590984E-2,0,5.6238841917779052E-3,0.49132262263610499,0.33709976571664085,2.3869041313385013E-2]
[null,1337,0.99834430534582452,0.99968955653929492,0.98945511586827217,0.97500889262501544,0.97312567544188289,1.0408214414643522,1.0296391888542242,null,4.3611260423942895,0,9.4481530540161968E-3,0.7847304581243455,1.8372434151281214,1.0915758012008704E-2,6.2753720921028239E-2,9.1719812664351127E-3,0.7882002860025038,1.2328152535646531E-2,0,5.6238841917778939E-3,0.50107559057975126,0.33309354014244069,2.5437408544248565E-2]
[null,1338,0.99655104289325291,1.0144756870439544,0.99100143142937613,0.96639925698798346,0.96864717017210589,1.0287857544687149,0.97517810899074686,null,4.2696399603083401,0,9.2995520998712163E-3,0.77534444197603225,1.8146210282792339,1.0256271964767888E-2,6.3683658819134126E-2,9.0206018098681149E-3,0.73872508931853997,1.221910967000267E-2,0,5.6238841917778896E-3,0.49460299109177441,0.32982485981597737,2.5017575471105162E-2]
[null,1339,0.96830829895307302,0.96129055244916828,1.0454402242499909,0.98242432671631053,1.0107375495174262,0.96661722168622166,1.0066998171755297,null,4.4923003474674141,0,8.1016648189393154E-3,0.79396288716952945,1.9515565614206269,1.1117315149142789E-2,6.6104838442366587E-2,7.8561794042836097E-3,0.76995600197699898,1.2415325383274669E-2,0,5.6238841917778974E-3,0.48984209823236458,0.37017873368592841,2.1788187230058067E-2]
[null,1340,1.0003624645034019,0.97413694755385016,0.97249692122220466,0.99126627930659739,0.99098168650867535,0.99524111244003877,0.97645934409033586,null,4.2840196965306721,0,9.3878303908222598E-3,0.74081615873056472,1.8835392455852289,1.0028064435938101E-2,6.039479972509805E-2,9.1079720436510418E-3,0.7320160133721717,1.2535762816127137E-2,0,5.6238841917778965E-3,0.47812199284290913,0.33596374666563683,2.5259886512393054E-2]
[null,1341,0.9575959675725304,1.0267673620046887,1.0128287652613723,0.98978232542236633,0.96880040210469121,0.99544318706120039,0.97074999859681999,null,4.3665337771141486,0,8.9245481758644055E-3,0.79293642974939771,1.86151172709182,1.0539752869158994E-2,6.8283256052685551E-2,8.6446322906401033E-3,0.74682253551032296,1.2512156384526281E-2,0,5.6238841917779E-3,0.49901510855660725,0.34559397425175548,2.3974868341317852E-2]
[null,1342,0.97560279075128298,0.99448857398302259,1.0164489026024039,1.0150154245455869,1.0022278621675504,0.99688081810358176,1.0079011923675292,null,4.4026379595084402,0,8.7587349499477062E-3,0.78744413029706417,1.8826627997620335,1.0895877251242322E-2,6.559436110012877E-2,8.4927787280827099E-3,0.77024838146224084,1.2830695293591857E-2,0,5.6238841917779E-3,0.49445633246789844,0.34959373351321071,2.3553720391113475E-2]
[null,1343,0.97553124122050583,0.98367539839492935,0.98589099473841402,1.0111708699914999,1.008397246524956,0.97850712632900716,1.0185712030024145,null,4.381019698228628,0,9.186427833334827E-3,0.75385586426955753,1.9102633327660119,1.0679305887445265E-2,6.3204000866832269E-2,8.9052444456022405E-3,0.77240083193501108,1.2785827779141612E-2,0,5.6238841917779061E-3,0.48243913558472806,0.34535105291237189,2.4697645423476605E-2]
[null,1344,0.97671379457599972,1.0066792241601936,0.9947667460425621,1.0283568669497649,0.98513934966861183,0.99079723232280614,1.0012556036931022,null,4.3321469026317452,0,9.0794767753972494E-3,0.76481385683818759,1.8642009732732456,1.0559220489898116E-2,6.4816918144068064E-2,8.7987924000597906E-3,0.75809351582103901,1.3002029540555427E-2,0,5.6238841917778904E-3,0.4867382505037483,0.34017652497729195,2.4402413227272324E-2]
[null,1345,0.98403653681499459,1.0112757227184586,0.99374654751137925,0.97239713889025325,0.99200939179800818,1.0255123143594587,1.0133960087845355,null,4.3581949064550685,0,9.3395794673223047E-3,0.7850755894126179,1.8425670327447259,1.0795011844328758E-2,6.450157831671377E-2,9.059393497726529E-3,0.77675216464552088,1.2294622934458018E-2,0,5.6238841917778974E-3,0.49995154682783277,0.33578850186336212,2.5125159643326112E-2]
[null,1346,0.97959179927173901,0.9873627839286615,1.0096397854881893,0.96618121606109164,0.98683929883632904,0.98548676590150897,1.0362646183989592,null,4.3983545281905219,0,8.7596553684109266E-3,0.77162037584679666,1.8896096407034584,1.103677614928295E-2,6.4551064015421392E-2,8.4924658636931372E-3,0.78508003887270417,1.2214177414247825E-2,0,5.623884191777893E-3,0.48655631473419103,0.34877659306874143,2.3552852698619859E-2]
[null,1347,1.0118437662759998,1.0110422445189766,0.97375534651934614,0.98262551134460707,1.0159949854433332,1.0206697118357351,0.99757525913708645,null,4.2027323918237665,0,9.4266898585032722E-3,0.74643199585646525,1.7970355828219748,1.0161399525376816E-2,6.1540518868274434E-2,9.142612422774362E-3,0.74136993663446293,1.2426338510676394E-2,0,5.6238841917779078E-3,0.48136195202508342,0.32170890330606378,2.5355957519331559E-2]
[null,1348,1.0084302720817242,1.0353951542606694,0.98137169785404854,0.99132774088306885,0.97090689481642101,1.0052345876505695,1.0004936715572159,null,4.1405449332809523,0,9.1272622625741418E-3,0.73843713844898262,1.7609701031480294,1.011002892102706E-2,6.3363317417354001E-2,8.8414696215841238E-3,0.73305863841495211,1.253546535009091E-2,0,5.6238841917779095E-3,0.47391810183891653,0.31829327472184527,2.4520773468959759E-2]
[null,1349,1.0145013115446766,0.99045364384285806,0.99454982210763099,1.0022964406046742,0.9869985342448071,1.0310138427349906,0.98853983229518638,null,4.27140222068995,0,9.1283193169870089E-3,0.76975567523863286,1.8228160129456152,1.0343674383547613E-2,6.1604146559643608E-2,8.8613717085088157E-3,0.74269132807234761,1.2672560889083024E-2,0,5.6238841917778956E-3,0.48994964599751262,0.33163627045994032,2.4575969560325445E-2]
[null,1350,0.97653734370895229,0.98180465285443785,1.0263678793601374,1.0020709030852069,0.96630989274330381,1.020557959825994,0.98480878864949761,null,4.4653191058157198,0,8.7944845056287697E-3,0.81522918223796892,1.9014668435215829,1.0918000998273659E-2,6.547811487908381E-2,8.5368656111319986E-3,0.76630488925991991,1.2665876625206407E-2,0,5.623884191777893E-3,0.50880490877852325,0.35540903405506036,2.3675990162822586E-2]
[null,1351,1.0154926737214163,0.97860572203446228,0.99968734449272967,0.97700730851821449,1.0313022714011946,0.95927861525461999,1.0055043914642801,null,4.1895931997889795,0,8.4131865677802165E-3,0.71904185438805657,1.8407898422703386,1.0139176708128151E-2,6.1264276966783882E-2,8.1518225937546786E-3,0.72510945802233817,1.2352209818648999E-2,0,5.6238841917778922E-3,0.45620728075505423,0.33671846188607785,2.2608118755803906E-2]
[null,1352,0.99294968478253931,1.0083581053430923,1.0099440016259253,1.0050287192409924,1.0077449297620182,0.98767269068934882,1.0052706324567251,null,4.2670093100852666,0,8.620980597546209E-3,0.75965387098198811,1.8271218909681362,1.0520969402165591E-2,6.4754849311479762E-2,8.3531949317643562E-3,0.74689256866724318,1.2705239304580167E-2,0,5.6238841917779017E-3,0.47892070806756298,0.33791651366530573,2.3166601190804954E-2]
[null,1353,1.0178437741164565,0.9867898533435866,0.96355443763452464,0.99537606715918414,1.0093776713395315,1.00463554271279,0.97064836157713807,null,4.182760858201827,0,9.4659402745503728E-3,0.72722955551692359,1.8306802766372181,9.7480002757161354E-3,5.9447324564818133E-2,9.1828702455818336E-3,0.71603102693445708,1.2588827987217315E-2,0,5.6238841917778904E-3,0.47203408457221852,0.32419333970649317,2.546760784395696E-2]
[null,1354,1.0313764807072916,0.98140293301621662,1.0017464693897993,1.0390422276141233,0.97843081105019192,0.98226678080347474,1.007926771638036,null,4.1618872223126049,0,8.4409719012831144E-3,0.72633638019793934,1.8070209736394272,1.0168182670387356E-2,6.057214288260248E-2,8.184171573243762E-3,0.7253096249346731,1.3136252955576938E-2,0,5.6238841917778956E-3,0.46024599054074466,0.33103275579147257,2.2697834836043245E-2]
[null,1355,1.0100074244396695,1.0120872614291179,0.97723091747769197,0.99477508762031763,0.99362034470401728,1.0099426062025321,1.0073090774869546,null,4.1997084522749404,0,9.2751244387385048E-3,0.74181912490569601,1.7977163260803652,1.0236649609410786E-2,6.1906687720601317E-2,8.9923626969705076E-3,0.744817722606675,1.2579560109772101E-2,0,5.6238841917779061E-3,0.4773352778779083,0.32301672329324604,2.4939257621249503E-2]
[null,1356,1.027561032286098,1.0089958796622587,0.98131446380287701,0.97641760173492753,0.97761486674518649,0.99573158629119007,0.99993778032141534,null,4.1092444319445818,0,8.9171207260451656E-3,0.72167178640786245,1.7712144772232155,9.9472793826047862E-3,6.0940148679509504E-2,8.6422096493783893E-3,0.7211862522425535,1.2346931556894846E-2,0,5.6238841917779E-3,0.46317506164459982,0.31944537226078645,2.396814943144001E-2]
[null,1357,0.97678568534374399,1.0225003363632625,1.038037102571882,0.99513286361410824,1.0215375741636534,0.9652268476982071,1.0216140178566437,null,4.2963472765957418,0,8.0512516286418319E-3,0.77034086053447148,1.8259773925743814,1.0883197581139141E-2,6.8298743996821218E-2,7.7918697982851011E-3,0.75731218808046619,1.2576800776689191E-2,0,5.6238841917778974E-3,0.47739441585373382,0.34658934271584263,2.1609832120776485E-2]
[null,1358,0.99756440242329014,1.0141553881972944,1.0010431197318774,1.0031321528614312,1.0249559139972313,0.9973676952389926,1.0101156043924318,null,4.246539109626708,0,8.8192567395874947E-3,0.75690213662734873,1.8109145373811277,1.0493676972016393E-2,6.4207131833114217E-2,8.5464635609117049E-3,0.74998389229663631,1.2682339436941052E-2,0,5.623884191777893E-3,0.47982371488324982,0.33247798023836311,2.3702608944811052E-2]
[null,1359,0.98395224918243995,1.0013108488856508,0.99860263342851197,1.0222210750396685,0.9976810541049379,1.0340152879783171,1.0035035741894309,null,4.3961858519915049,0,9.3399066287294837E-3,0.79698129438301391,1.8589903974689981,1.0830757404367461E-2,6.4303902730697943E-2,9.0646698066830043E-3,0.77586485448162978,1.2923977158143168E-2,0,5.6238841917778956E-3,0.50599859550157644,0.33980363262927787,2.5139792864070105E-2]
[null,1360,1.0007266537785444,1.0095458597979474,0.99880570035244798,0.97528036494642156,1.0162538050285066,1.0013012556505891,1.0116891549390261,null,4.2504706071423293,0,8.8752405826154797E-3,0.75684810219416754,1.8135777866680614,1.0495727397740556E-2,6.3643389913820431E-2,8.6029988862805461E-3,0.75176800138557887,1.2330480159764507E-2,0,5.6238841917778904E-3,0.48045753929010498,0.33213853463419435,2.3859403003457024E-2]
[null,1361,1.0188999285553058,1.0091374662773871,0.99263534340843018,0.96784416875831436,1.0342009169297361,1.0340122760538248,1.013169320286867,null,4.2284215829525955,0,9.1196324883610451E-3,0.76429490618162954,1.7833727767545999,1.0482121343566238E-2,6.2126682060028193E-2,8.848849993458403E-3,0.75441938046757706,1.2237187259109309E-2,0,5.6238841917779017E-3,0.48705616481138397,0.32453802031771417,2.454124206010937E-2]
[null,1362,1.0035865348043256,0.98456855807837418,1.0158413923845491,1.0089044507489153,1.0022662379487746,0.98137893099059459,1.0029012333315774,null,4.273953860407441,0,8.4088140014417501E-3,0.75447870423473107,1.8478837723413726,1.0479371242762993E-2,6.3232938558379373E-2,8.1519594043795926E-3,0.74051516116758376,1.2753520638090985E-2,0,5.6238841917779E-3,0.47393337781578582,0.34270148663007688,2.2608498183940316E-2]
[null,1363,0.98788463975924445,0.96170193445133001,1.0286892006314812,0.95798129978199031,1.0143617689896942,0.98970244490568082,1.0098570377195566,null,4.4333214375791803,0,8.4226058302912226E-3,0.78590971229749151,1.9164649162262388,1.0949153329201893E-2,6.3826661710703739E-2,8.1732450454024014E-3,0.76777415349630029,1.2108332128780883E-2,0,5.6238841917778956E-3,0.48981263116276719,0.35843382242135002,2.2667531399457756E-2]
[null,1364,0.98652716923571493,0.99141339974304965,0.98852165665886071,0.99174852424064353,1.001842754158099,0.99288894710913811,0.99366067482659381,null,4.3205799042959967,0,9.1532791563149214E-3,0.75721675212399642,1.8742669594925547,1.0390734070979259E-2,6.3039337925600292E-2,8.8750621452276576E-3,0.74975369241213841,1.2539923284552829E-2,0,5.6238841917779017E-3,0.48379027598253854,0.33962262345066069,2.4613938372281128E-2]
[null,1365,1.0144970734480501,0.97061084804353193,1.030402492013812,0.9885407790916434,0.97624084724582227,1.0332134771709773,1.0089248727111348,null,4.3722311732492578,0,8.5163971656988975E-3,0.79953468600905986,1.8494255231913195,1.0922997189659441E-2,6.270003262053056E-2,8.2727064685789338E-3,0.76453784004423742,1.2494384657763109E-2,0,5.6238841917778965E-3,0.49778516777404419,0.34650697233916816,2.2943375928817251E-2]
[null,1366,0.97047660564592475,1.0217197715541206,1.0362935038694423,0.96475008449938371,1.027024062423805,0.99148420759170675,1.0026685594224654,null,4.3582307847119521,0,8.3559240762751848E-3,0.79608180907527437,1.8396190545766553,1.0911635225156917E-2,6.8591863875832063E-2,8.0940497786099533E-3,0.76070037565767279,1.2193013270699061E-2,0,5.6238841917778965E-3,0.49386722141983985,0.34845590905152773,2.2447892665180966E-2]
[null,1367,1.0337397253421048,0.9827617195172077,0.98387065691363174,0.99007768711717237,0.99368445891029455,0.98135154031107397,0.9611458936654288,null,4.0987705830975649,0,8.7327427373782972E-3,0.71240650440518971,1.8047764036695868,9.538177045183463E-3,5.9487909515954993E-2,8.4664608995374379E-3,0.68924465518538958,1.251935683755446E-2,0,5.623884191777893E-3,0.45649279132639442,0.32546645176150973,2.3480730996864117E-2]
[null,1368,1.0297348006070846,0.98183580254632841,0.99784477102694646,1.0141004738961579,0.96416944731586418,1.0076799495702993,0.99290690397181791,null,4.1964760187206718,0,8.743723097180179E-3,0.74427277394549018,1.8100794353939091,1.0154696911792669E-2,6.0467666986726051E-2,8.4843098538273931E-3,0.72680131856813346,1.2821401045234618E-2,0,5.6238841917779043E-3,0.47275732584057628,0.33022669611342254,2.3530232966958921E-2]
[null,1369,0.99615787461122263,0.95633544091960687,0.99598199869993587,1.0215681973414803,0.97087637611180433,0.99675144923052628,1.0237215395231285,null,4.4088151520265049,0,9.0205180216192723E-3,0.76392334223888703,1.9191171976717731,1.0818481157681753E-2,6.1128715748523639E-2,8.7567806325265958E-3,0.77652702261579531,1.2916046673880157E-2,0,5.6238841917779017E-3,0.48580296917040372,0.34893533140310889,2.4285898543763462E-2]
[null,1370,0.97542015645565872,1.0189558445594655,1.0201293853388278,0.96446999274086886,1.0279514538178738,1.0055904278529779,0.97935579199368472,null,4.3371212733310296,0,8.7284754543980932E-3,0.79299030583944485,1.8390265651664341,1.0585134253016867E-2,6.7091230110336311E-2,8.4594697247592655E-3,0.74633006785911837,1.2191331124782628E-2,0,5.6238841917779009E-3,0.49681589144013483,0.34327452727764868,2.3461341797969062E-2]
[null,1371,0.98828661379333615,1.0230389513633655,1.0047183758975808,0.9832366795085431,0.99426403265786789,1.0102508699788499,0.99822834275811045,null,4.2809646125453868,0,8.9330013075214904E-3,0.77520971568119135,1.8119171079204552,1.0544351651269936E-2,6.5477423352419184E-2,8.6578983214781434E-3,0.7518402794491823,1.2430370144312973E-2,0,5.6238841917779043E-3,0.4903099538644069,0.33387496916280685,2.4011660113606212E-2]
[null,1372,1.034823465527408,0.98963387833649141,1.0035155219929792,0.99920950628941918,0.96277862925328073,1.0158183391172544,0.99325230523701313,null,4.1748605253143207,0,8.6542238711859714E-3,0.74921128306529317,1.7863021661871772,1.0172132494467447E-2,6.0865788884518428E-2,8.3975610158247369E-3,0.72512423352986755,1.2632448287866471E-2,0,5.6238841917779052E-3,0.47421979759755684,0.32767580863755669,2.3289645293596822E-2]
[null,1373,1.014613608270007,1.0278580433659306,1.0378413426861914,0.98968539605503369,1.0096817691602824,1.0195026146451751,1.0008260842240442,null,4.2044131033164049,0,8.182232076746055E-3,0.7836793652935623,1.7492264954749757,1.0601461176282837E-2,6.6009068554367528E-2,7.9313972036669077E-3,0.73741168345661068,1.2507976952582937E-2,0,5.6238841917778939E-3,0.48571801928000613,0.33188918888184804,2.1996794927471735E-2]
[null,1374,1.0066813163415635,1.031583513091616,0.97098781911631471,0.99338944803601914,0.99621182766021799,0.97538033995802931,0.99699278805746006,null,4.0945200019274486,0,9.0725628520630913E-3,0.71099756176487983,1.7726321914842083,9.8448704354534983E-3,6.26684799993803E-2,8.7808318970446445E-3,0.71913476247941455,1.2562796436684726E-2,0,5.6238841917779052E-3,0.45931714165901061,0.3176774425417111,2.4352601889941268E-2]
[null,1375,0.99032477356569704,1.0067055197544696,1.0112095665627208,1.0380103985254832,0.96289941199416729,1.002338256324671,1.0194572494522975,null,4.3209651791587689,0,8.7515961434673304E-3,0.77447553679655634,1.834518179528126,1.0810567749848626E-2,6.4920082536994203E-2,8.4841562695306336E-3,0.76680504154432938,1.3122024836997825E-2,0,5.6238841917779009E-3,0.48788385209507606,0.33954364273397453,2.3529807019021482E-2]
[null,1376,0.98891378298883803,0.97375946700610549,0.96573966308421733,0.96413581025451101,1.0118366077724052,0.96452555696200093,0.98255925977355862,null,4.279483232404905,0,9.3348906616237265E-3,0.72122880117359434,1.9077282008994871,9.9594879365263195E-3,6.0682259019462129E-2,9.0478565551493188E-3,0.73109586276735095,1.2193463963171933E-2,0,5.6238841917778956E-3,0.46748633010298518,0.33867881316357884,2.509316329344673E-2]
[null,1377,1.0052890957541027,0.99107217654312252,0.98392781850131894,0.99583203100250983,1.0127784093215455,0.9671439564611336,1.0024466884829526,null,4.1993063666928041,0,8.8346792264903697E-3,0.72032351662964067,1.8410037848325669,1.009614686980311E-2,6.1577913466377067E-2,8.5590899447905745E-3,0.73052063269514256,1.2592112565215492E-2,0,5.6238841917779009E-3,0.46154921514142361,0.33255712285087186,2.3737626731681012E-2]
[null,1378,1.0079083898048813,0.96745869318916833,0.97399634056030771,1.0170284817881732,1.0119427500454929,1.0228749242725659,0.98944508306622536,null,4.3289079435690905,0,9.5588161897529941E-3,0.75847196728879362,1.881375083882427,1.0291409473795197E-2,5.9707181375908483E-2,9.2834036720499911E-3,0.75050993645761632,1.2861370461834462E-2,0,5.6238841917778922E-3,0.48905159246289753,0.33554450504370104,2.574642544804237E-2]
[null,1379,0.99462501651867397,1.0027163123201293,1.0169813974373538,1.0283672210811752,1.0017291373044497,0.9658088116339627,0.98955035069689645,null,4.2292188412586915,0,8.3011450916511235E-3,0.746541386080386,1.8320899515596363,1.0283451702738082E-2,6.478675267974765E-2,8.0388873087578142E-3,0.72545819035280945,1.2999408219637186E-2,0,5.6238841917779017E-3,0.46861916237913587,0.34078400581628104,2.2294906059432684E-2]
[null,1380,0.98667572831729156,0.99985301325546438,1.0009429429438461,1.0020077279435051,0.9723296183210518,0.97706470296930037,1.0171486801512202,null,4.2981910814381648,0,8.7604387496795534E-3,0.75146618811682087,1.8558571475008376,1.0597901173382959E-2,6.4194473636030036E-2,8.487616366242361E-3,0.75768667117405819,1.2668135746221887E-2,0,5.6238841917778965E-3,0.47640735477509055,0.34042274431812203,2.3539403189260174E-2]
[null,1381,0.99058278807603506,1.0173101857821378,1.0201200044611254,1.0011570479612977,1.0133808397981801,1.0258372410628933,0.99692442397175907,null,4.3251615277157853,0,8.7707744748814938E-3,0.79734994708198081,1.8136673988191665,1.075085025046882E-2,6.5980466974624549E-2,8.5062148810337596E-3,0.75783479225005745,1.2655072998841888E-2,0,5.6238841917778922E-3,0.49955011869279148,0.33842257207290266,2.3590983977022618E-2]
[null,1382,1.0083007352046123,1.0220228318140718,0.9669512179512153,0.99345804196368237,0.97581186973501555,0.96248442400299572,0.99688204561969473,null,4.0853420296595528,0,9.0297423131221553E-3,0.69906503063062342,1.7864771555514605,9.7510228854550355E-3,6.1875805792952807E-2,8.738140220818964E-3,0.71436741692679351,1.2564155625526749E-2,0,5.6238841917778922E-3,0.45277025195949167,0.31890470662793263,2.4234201559844053E-2]
[null,1383,1.0005300227127607,1.004829988551496,1.0169651344936281,0.99077548060518583,0.9800555247723618,1.0162339019672482,0.98655256765331489,null,4.2854880508397475,0,8.6798330720280117E-3,0.78177400833348154,1.817632479516105,1.0495417488121715E-2,6.4509283248199184E-2,8.4186856078482808E-3,0.74127959052678516,1.2524219605502094E-2,0,5.6238841917779104E-3,0.49074029447991629,0.33782178905532606,2.3348231858704622E-2]
[null,1384,1.0105179036430385,1.0007479800248027,1.0381610243971515,0.99090495168001635,0.99638480159834553,0.99954376030157877,0.96759471847042977,null,4.227250860886242,0,8.0899278197278778E-3,0.77572473102494277,1.8014951637205172,1.027042969140551E-2,6.4928174043315759E-2,7.8434391085959298E-3,0.71363589608343503,1.2523352539784181E-2,0,5.6238841917778965E-3,0.48069488602997346,0.34084797875000072,2.175285352221808E-2]
[null,1385,0.99274813003263573,1.0137823590032256,1.0031358241440245,1.0042184487875829,1.0125870946064455,0.99722096650262415,0.99069092516229473,null,4.2546916015742671,0,8.8225181077781038E-3,0.76192108263094693,1.8198315596008248,1.0362257579808281E-2,6.4626803916742082E-2,8.5496811923493482E-3,0.73916882603000678,1.2695819547139869E-2,0,5.6238841917779E-3,0.48237818199273846,0.33464449033350541,2.3711532666201948E-2]
[null,1386,1.0199796069302203,1.001094721205559,0.98774282821530612,0.99626393359142895,0.99176285268923936,1.0395769991453379,1.0019734087178747,null,4.2411134746819039,0,9.2674049745904447E-3,0.76573992163863769,1.7962734283247774,1.038631411750981E-2,6.1390525976366232E-2,8.9958226222987304E-3,0.7498201988976364,1.2597111562016419E-2,0,5.6238841917779009E-3,0.48947489748694317,0.32512992152235032,2.4948853316176255E-2]
[null,1387,1.0212490887090946,0.97136947846568145,0.97573715183873855,0.98173835767083817,1.0114471917239587,0.99614047352603841,1.0339219418341217,null,4.2509697039202674,0,9.1469810076624473E-3,0.72890594714949986,1.8492463159411645,1.0432086727564424E-2,5.9211058707705974E-2,8.8752998154688154E-3,0.76043440775571758,1.2414881595978717E-2,0,5.6238841917779017E-3,0.46946971033403678,0.33088849518634261,2.4614597522670513E-2]
[null,1388,0.97750711429735471,0.9949434106995253,0.96953091834333804,0.97378310771724386,1.0312772360677878,0.99446961474828599,0.98169185814524429,null,4.3286217349891469,0,9.6208230181068031E-3,0.75201279485104144,1.8898627163619057,1.0205663101555769E-2,6.2656493443367059E-2,9.3278515769761369E-3,0.74725647714698296,1.2315020744560581E-2,0,5.6238841917779078E-3,0.48626396548113809,0.3368479946365846,2.5869696471357683E-2]
[null,1389,1.0313682083714015,1.006444157106928,1.0244703368561685,0.97603583103352032,1.0088001921364687,1.0144416292233547,1.0182131833983012,null,4.1802889323660271,0,8.2711947962703404E-3,0.76170618531547463,1.7588163089057931,1.0546905548963363E-2,6.3096523388145684E-2,8.0215140406301854E-3,0.74101427832777345,1.2337022108539193E-2,0,5.6238841917778974E-3,0.47595068433746202,0.32920009764891955,2.2246723348819386E-2]
[null,1390,0.996102685812152,1.014172058761819,0.9772480296472017,1.0189901023795052,0.97747117741605594,0.98954621832904588,1.0276168761390556,null,4.2329294982723775,0,9.2107497857807571E-3,0.73618340655233327,1.8192383893464243,1.0448051739310394E-2,6.2872707978878228E-2,8.9235906498553487E-3,0.76025890514752958,1.2885772155956895E-2,0,5.6238841917778956E-3,0.4737037581550852,0.32725325568329605,2.4748526457711868E-2]
[null,1391,0.9778611737021804,1.0324543419638301,1.0016325138670934,0.99972597883931913,1.0078554911828947,1.0054633112340872,0.99832372200420583,null,4.2924344432775516,0,9.028228377662444E-3,0.77596823325479081,1.8160841320303593,1.0570270946331527E-2,6.6457634259921169E-2,8.746378533976926E-3,0.75529543491555384,1.263920491883804E-2,0,5.6238841917779061E-3,0.49173021727175659,0.33409023178192421,2.4257049549981306E-2]
[null,1392,1.0175992669235421,1.0011409569044012,1.0033044658231445,1.0162342218880343,1.0264235965132722,1.0104559462370721,0.98928823881981476,null,4.2041982661095538,0,8.7389434829020906E-3,0.75568572753801933,1.7966906667649787,1.0228378689253038E-2,6.2444326661986189E-2,8.4754553504777005E-3,0.72913666430683044,1.2847708139118641E-2,0,5.6238841917778939E-3,0.47838047789373223,0.32991824401030129,2.3505676045981905E-2]
[null,1393,0.99771322247043004,1.0118139362577534,1.0034850244915132,0.99240975774059526,1.0363885019666117,0.98567294574644881,0.9633749050405952,null,4.1977579668003031,0,8.6737850997409358E-3,0.74962094437666005,1.814044899794635,9.9717596292771341E-3,6.4228790990358525E-2,8.4029158354662382E-3,0.71058345646270071,1.2546486511330007E-2,0,5.6238841917778974E-3,0.47448807174278584,0.33361604611058276,2.3304496254468288E-2]
[null,1394,0.98517409283369994,1.0084500897224973,0.96106255372066252,0.99651034136237859,0.98445863181308191,1.032008321697977,0.97365652634335687,null,4.3130750917789111,0,1.0057163032215174E-2,0.76705845554089713,1.853254666706571,1.0165056334601137E-2,6.231848707826354E-2,9.7581608244628332E-3,0.74890253726303169,1.260347894027459E-2,0,5.6238841917779061E-3,0.4986806729946458,0.3277037465065003,2.7063108430095965E-2]
[null,1395,0.98906397887078545,1.0037719203408897,0.98914081461415637,1.0152819285345756,1.0258617519401931,0.99642428646176429,1.0175813613180162,null,4.3032843120107591,0,9.1289633494141421E-3,0.75639899206825545,1.847373359905123,1.0595451274761384E-2,6.3525340842481209E-2,8.8491285537369187E-3,0.76422084306894733,1.2837409340799525E-2,0,5.6238841917779078E-3,0.48308020787937705,0.33536664362071539,2.4542014614195886E-2]
[null,1396,0.99551470617103821,1.011760972890267,0.97676636586041743,1.0220003820247299,0.96179777874285199,0.99214531112996251,0.98532329859404733,null,4.2136494321414686,0,9.2538725805290743E-3,0.73868473065214257,1.8245584593499828,1.0054705366216199E-2,6.2764380816756671E-2,8.9667878435132891E-3,0.73117657774884515,1.2923899171038578E-2,0,5.6238841917778965E-3,0.47545811714651665,0.32782343365440725,2.4868328780800253E-2]
[null,1397,0.9968394580598634,0.99779358098500437,1.0217113827028346,1.0267802408632061,0.99443445712346223,1.0165557239172882,1.0179623201980521,null,4.3482694215081201,0,8.6396139427320946E-3,0.78938899742177171,1.8354420707759649,1.0933129213253887E-2,6.4678505829763339E-2,8.3815232293590457E-3,0.76975195453414758,1.2978766202083403E-2,0,5.6238841917779043E-3,0.49408082473382275,0.3424042129350014,2.3245166383901911E-2]
[null,1398,1.0122138356737511,1.0293270274534936,1.0022733216918653,1.0231921595323772,1.0085563335965546,1.0134925679183857,1.0088933812582195,null,4.1773818814072552,0,8.7846859689907197E-3,0.75674243340108083,1.7593714464708563,1.0395065079503833E-2,6.4088947611565805E-2,8.5134102156932401E-3,0.74181441883631305,1.2935800938423642E-2,0,5.6238841917779017E-3,0.47935606427091193,0.32371415697084083,2.3610939389275328E-2]
[null,1399,0.9701585323369496,0.96563460337020579,1.0234419438657185,1.0256970272789649,0.98393977923814302,0.96737401068900108,0.98329722983684542,null,4.4374892757619353,0,8.4695923243263936E-3,0.77741672468478296,1.9452800410583213,1.0667749979149297E-2,6.4884513847397005E-2,8.2120345225199284E-3,0.74965872052704241,1.2964861990748757E-2,0,5.6238841917778974E-3,0.4860726657332306,0.36240256211084054,2.2775109440449529E-2]
[null,1400,0.98715670328557348,0.97432194318770315,1.0177298032088975,1.0141963705600745,1.0006821171435922,0.9656349552104182,1.0003845974678431,null,4.34315007572373,0,8.3949576923665597E-3,0.75733490649435675,1.8969855770632424,1.0575496806556501E-2,6.3874950332398719E-2,8.1369771850710211E-3,0.74634886486348728,1.2820186068694896E-2,0,5.6238841917779009E-3,0.475176104696658,0.35210113894855904,2.2566946765290304E-2]
[null,1401,1.0038491331992498,0.98375367656149304,0.97918537658786264,1.0222689248529351,0.98458790674807817,1.041948263680569,1.0133288383174321,null,4.3594603112521861,0,9.6402622387395508E-3,0.77692269959380789,1.8578715622669069,1.0678005391942306E-2,6.1035451010212093E-2,9.3631324565371897E-3,0.7761868966065576,1.292699314738599E-2,0,5.6238841917779017E-3,0.4993060250683875,0.33321837992666992,2.5967543830736742E-2]
[null,1402,1.0067649810680419,1.0031999993450851,0.99178282235577242,0.98178455973106171,0.96903529414407141,1.0125666469950174,0.99630941099717518,null,4.2431674846159595,0,9.0644190983144111E-3,0.7573837984270545,1.8152453471635153,1.0317230863125611E-2,6.2536479843218501E-2,8.7911434369377442E-3,0.74258098358099145,1.2413547689720472E-2,0,5.6238841917778974E-3,0.48290942002588411,0.33004886876208106,2.4381199729967499E-2]
[null,1403,1.0180371627449163,0.97323411973020446,1.0060864308240951,0.97124938952933393,0.95584236845808868,1.0342981262791104,0.98802631586821721,null,4.3154484032156324,0,8.9370802743145017E-3,0.78044635232768844,1.8442776471032496,1.0469472339355307E-2,6.1215371206242236E-2,8.6809502377899056E-3,0.74574964811693545,1.2278663148840786E-2,0,5.6238841917779009E-3,0.49320396695062618,0.33836393598206888,2.4075591885370284E-2]
[null,1404,1.0295702193237495,0.96696057065200292,0.99439894206116675,0.99977424813494065,1.0448939161797111,1.0283554049728856,0.99699427777919736,null,4.2710056098708726,0,9.015430280820495E-3,0.760363617746731,1.8377537635520373,1.0346619134194501E-2,5.9568006832332251E-2,8.757187466936385E-3,0.74302584360903934,1.264068975704166E-2,0,5.6238841917778965E-3,0.4840171992804656,0.33363720173010852,2.4287026851027849E-2]
[null,1405,0.99411695459147187,0.97083677297130455,0.98895765706785221,1.0165032129406171,0.99607664064311296,0.99638370290250611,0.95477479239434782,null,4.3187110001541491,0,9.143434900326243E-3,0.75794598574664918,1.8974107633525752,1.0018758522376305E-2,6.1568343586338455E-2,8.8720698231917108E-3,0.72170740262818944,1.2852874095531137E-2,0,5.6238841917779017E-3,0.48412379871266042,0.34312491487523195,2.4605639519948878E-2]
[null,1406,1.0014271050496577,1.024944948526485,0.97683808766792046,1.0234181165484753,0.97948284353910775,1.0031542104735318,0.98487144574921304,null,4.1755928628042858,0,9.2771873366993603E-3,0.74066846339959014,1.7915492450113268,1.0016015434307047E-2,6.303138791190889E-2,8.9889442078458087E-3,0.72823301706719701,1.2941818434037959E-2,0,5.6238841917779043E-3,0.47671332234903147,0.32217417528921072,2.4929776844747346E-2]
[null,1407,1.0387791257893926,1.0042534114125534,0.99810540476018861,1.0043586573872252,0.98626210819712978,1.0341129304060215,1.0218401517678173,null,4.1712019582766366,0,8.8520908606814722E-3,0.75417446538048472,1.7560736983511656,1.0438893654897181E-2,6.1020989971484009E-2,8.5905109658544771E-3,0.74763243710313165,1.2698202364831148E-2,0,5.6238841917779E-3,0.47896906168164854,0.32100713624339539,2.3824769228646736E-2]
[null,1408,0.97873450857023991,1.029891758938418,0.95817952696218089,1.0277257907098587,0.99741302032078316,1.0027648214013978,0.9842462993373744,null,4.243186096577837,0,9.8565023510967208E-3,0.74415669947721541,1.829130031095922,1.0071313526809686E-2,6.358991901030403E-2,9.5487086026003164E-3,0.74312859677047216,1.2998644828167328E-2,0,5.6238841917778956E-3,0.48468656769862595,0.32362601633708504,2.6482217389954505E-2]
[null,1409,1.0139468909602205,0.97178881755396973,1.0169930835264074,0.9918931519707449,1.0037883296904493,1.0027822641390041,0.99486365066100413,null,4.2958743335651803,0,8.5049432601385887E-3,0.76653543275698521,1.8516368906629541,1.0479650073784643E-2,6.201864557074336E-2,8.2538997166610069E-3,0.7401090177310381,1.2538344571923977E-2,0,5.6238841917778983E-3,0.48116637790371469,0.34312591602579484,2.2891217619938294E-2]
[null,1410,1.0248913915937463,0.98471227391715554,0.99830550140576202,1.0222552312584552,0.98831018382541924,0.97187022444432181,0.97702711973390222,null,4.1362415562088559,0,8.4599619381155473E-3,0.72023052806121945,1.813458510119361,9.8230067056852225E-3,6.0918582872349275E-2,8.1989797022870622E-3,0.70210796427306743,1.2924445721670723E-2,0,5.6238841917779E-3,0.4573545979176098,0.33132211514607263,2.2738903435870084E-2]
[null,1411,1.0179877917603075,1.0271110498930729,1.0055996414930868,0.99964009757022965,1.013878935171054,0.98315448306511644,0.98199920494646575,null,4.0892921690661499,0,8.4178424998628976E-3,0.73168977553918024,1.752208914738715,9.9137952439672574E-3,6.3816916918950209E-2,8.1504325115272901E-3,0.70512020119183483,1.2637640858144525E-2,0,5.6238841917779061E-3,0.46253158219040685,0.32341260465484867,2.2604263526655372E-2]
[null,1412,1.0354833689923122,0.98231570612564667,1.004990629636989,0.95747350506266582,0.98908983232843972,0.97448472609493275,1.0020809232734589,null,4.1270439186961596,0,8.2828073330794925E-3,0.71944466017763664,1.7974831058100231,1.0031291151200898E-2,6.0559461784562112E-2,8.0285773519200663E-3,0.71455709951864055,1.2104633020211957E-2,0,5.6238841917778983E-3,0.45496253209796778,0.33026516831547403,2.2266312609823816E-2]
[null,1413,0.99379757234804689,1.0202090769144805,1.0033381639977033,1.0149040263157583,1.0094068622466554,1.0019296256229508,0.97457010195285898,null,4.2308098634393447,0,8.8404864223433285E-3,0.76389855052164712,1.8069578308451637,1.0197865774575546E-2,6.4889860057285031E-2,8.5667072073277901E-3,0.72690459313448186,1.2830887059399112E-2,0,5.6238841917779017E-3,0.48356942745596865,0.33245199130290493,2.3758752311151737E-2]
[null,1414,1.0036202808322574,1.033079825527085,0.9882554456152387,0.97430490341819176,0.99760388971396641,0.99617920532378135,1.0163489283376468,null,4.1673163816349517,0,8.9621531353483268E-3,0.73995189603961575,1.7715813740412494,1.0316944213634152E-2,6.3971669048595872E-2,8.6795928338130046E-3,0.74467367353785185,1.2319393170665903E-2,0,5.6238841917779E-3,0.47283860944149114,0.32224967096610868,2.4071827285496273E-2]
[null,1415,0.95560945846627388,0.99359964674178813,0.99139913859775775,0.98464636409234785,0.9983566134155315,1.0068367322464862,0.9922072319349734,null,4.4806868490706355,0,9.5205951892346399E-3,0.79468065973114432,1.9301165651593188,1.0808108987832311E-2,6.5368201268815859E-2,9.234612043078563E-3,0.77896328405396886,1.2449777775992273E-2,0,5.6238841917778974E-3,0.50681164575294646,0.35053959767672366,2.5611107618270134E-2]
[null,1416,1.0283285446339299,0.98082495898510047,0.98881756768890616,0.97799997029373509,1.0298002042774939,1.0230668343346438,0.97811410227054241,null,4.2121414184029948,0,9.0609542602637233E-3,0.75117083968454645,1.8165042088171526,1.0040847565743171E-2,5.9989176051159027E-2,8.796436821364037E-3,0.72390430698494102,1.2366047878467418E-2,0,5.6238841917779052E-3,0.47983844960831706,0.32857229475227401,2.439588030751361E-2]
[null,1417,1.0216422146261837,0.98527084936085074,0.9909978490496385,1.0168055257865665,1.0141047372443455,1.0009250004722139,0.99670541691583636,null,4.2065579077721615,0,8.8745743713499557E-3,0.739924117217163,1.8200032740173635,1.0165550027465253E-2,6.0720056847505394E-2,8.6086025006111289E-3,0.7313976416960517,1.2856444756095785E-2,0,5.6238841917779087E-3,0.47200893246202313,0.330249034460386,2.3874943967062471E-2]
[null,1418,0.99472866260701098,1.0016107287985814,1.0233403716973402,0.99498373032706311,1.0279371280258478,1.0369687742198419,1.0254820569468479,null,4.3912888060355328,0,8.7951956649440118E-3,0.80790564162456091,1.8322580551783252,1.1162481311445411E-2,6.5107268599370119E-2,8.5366740443801759E-3,0.78573489561257359,1.2576656445180048E-2,0,5.6238841917779E-3,0.50516693929756495,0.34233604652026906,2.367545887502466E-2]
[null,1419,0.98398717094792987,0.98598643426060695,0.98556794614422616,1.0191748327856462,1.0041263516041554,0.99466948687715651,0.98490429256289991,null,4.3401954433945598,0,9.2600491311416542E-3,0.75950148642422144,1.889696332173511,1.0339076828654968E-2,6.2756457550979361E-2,8.9805824411132249E-3,0.74729213242387948,1.2887074553659889E-2,0,5.6238841917779017E-3,0.48615082011965904,0.34132105934756429,2.490658647067771E-2]
[null,1420,0.99929614101224795,1.0219536015372732,0.9892278145358655,1.0231282606304299,1.0063023323231743,1.0161015877978234,1.0076087031867522,null,4.2416453431286971,0,9.1810082278099125E-3,0.76096044970778598,1.797447947132359,1.0451352289908874E-2,6.3766688110386022E-2,8.9001845449824032E-3,0.75342660993941668,1.2936608980429563E-2,0,5.6238841917778939E-3,0.48596691304820738,0.3266621010255184,2.4683612385736867E-2]
[null,1421,0.98799297206674985,1.0045466893300121,0.99838001872889248,0.98176797861610099,1.00303770106112,1.0025703640036121,1.0205122438890448,null,4.3263986494509741,0,9.0175366484005082E-3,0.76815533875559006,1.8457611598837571,1.0742249149533927E-2,6.4188850386067087E-2,8.7426064439767737E-3,0.77001521331848255,1.2412553655940975E-2,0,5.6238841917779009E-3,0.48776476751556153,0.33776297469554006,2.4246588103145311E-2]
[null,1422,1.0078038036783474,1.0121529988270805,0.99079511292232558,0.97400707079546178,1.0099366448284406,1.0064075081985988,1.032197284778011,null,4.2321411898960104,0,9.003483549108144E-3,0.74973519118640819,1.7983291687509508,1.0588982283264587E-2,6.2847864010103963E-2,8.7280215826378623E-3,0.76329273351753846,1.231532691849868E-2,0,5.6238841917779078E-3,0.47832827959067431,0.32714908270328852,2.4206138709970383E-2]
[null,1423,1.0270833798577974,0.99808410344704845,1.0111890697546695,1.0214458331249763,1.0222421130111934,0.98125072058735197,0.980006857931914,null,4.1224928662893712,0,8.2746842802961275E-3,0.73192613903763293,1.7834163739223605,9.9380233514128075E-3,6.217691358319296E-2,8.0185290263746489E-3,0.70362195983385323,1.2912626137837637E-2,0,5.6238841917779061E-3,0.46108552324160851,0.32980913347985635,2.2238444763754417E-2]
[null,1424,1.0369150868056007,0.98985399477198077,1.0197290694121968,1.00934947918858,1.0037981365159476,1.0323171149362556,1.0175662218121524,null,4.2256493086762035,0,8.4825959110535684E-3,0.7710290342328473,1.7784588421066745,1.062496141771767E-2,6.1678992448691281E-2,8.2349904197556133E-3,0.74886271070392185,1.2758676208969416E-2,0,5.6238841917778974E-3,0.48317544998934975,0.33084558795292351,2.2838774914628022E-2]
[null,1425,1.03560165029705,1.0337395994621308,1.0216219377270206,1.0022231360998317,0.99562091998589475,1.0214212706691919,0.99998962665072955,null,4.0956609991132149,0,8.3018650708203499E-3,0.75762794506251396,1.7082340742213606,1.0254988643556536E-2,6.3994906013776512E-2,8.0464329018415763E-3,0.72121211789964634,1.2668368801966418E-2,0,5.623884191777893E-3,0.47422744775887837,0.31975686581659346,2.2315832872125033E-2]
[null,1426,1.0084805724480903,1.0053489401856659,0.98253093390789481,0.98466233685043103,1.0405208397524295,0.99525721114820087,1.0189984465677435,null,4.2101791040152099,0,9.0646320308293959E-3,0.73634759844817799,1.8106717749700219,1.0340101578849197E-2,6.198951690103606E-2,8.7860196932757328E-3,0.74956417297686939,1.2451041362220945E-2,0,5.6238841917778956E-3,0.47223189229487417,0.32687074399785654,2.4366989631078223E-2]
[null,1427,1.0224885080140731,1.0022136593833118,0.98347153351221395,0.97083252664860464,0.95847687421250505,1.0133354316836642,1.0096546603851468,null,4.1850327877767102,0,9.0903231698951023E-3,0.74099766168081183,1.7909660476641045,1.0236510038496032E-2,6.1045915662066727E-2,8.8167355008616256E-3,0.7415079984680446,1.2276052377882834E-2,0,5.6238841917778965E-3,0.47493262102476658,0.32326750803617454,2.4452176301616713E-2]
[null,1428,0.99744948819624635,1.0224621258502391,1.013238701359958,0.99440583875609267,0.99895796991558439,1.0007182490391093,0.98810961193472346,null,4.225935837281062,0,8.612778374258603E-3,0.7664011399973466,1.7941962803631035,1.0356739493815045E-2,6.5365429484534832E-2,8.3451567075279905E-3,0.73325445830972902,1.2570554761659103E-2,0,5.6238841917778939E-3,0.48219401951287905,0.33309664470924932,2.3144308123698613E-2]
[null,1429,0.99266591084981626,0.99762433503010095,0.98980103393936947,0.96946693486395763,0.96182092159290533,1.013243946198642,0.95655649760750361,null,4.2860558862115141,0,9.247354831305999E-3,0.76826282526675549,1.8513125995176778,1.0058381866830085E-2,6.3031563299644794E-2,8.9702517839844557E-3,0.72475822848960536,1.2258038505854394E-2,0,5.623884191777893E-3,0.49045414245308561,0.33569539005635185,2.4877935611252514E-2]
[null,1430,1.001888223249539,1.0172402559022842,0.97332957263633513,0.97703483202559915,0.96724146106401565,0.99595221304279791,0.99071093366261853,null,4.1808234968838605,0,9.2873327305092821E-3,0.73375809082880927,1.8044607395822858,1.0016284662042728E-2,6.2423675342625586E-2,8.9988049694099456E-3,0.73083860076803486,1.235568935853563E-2,0,5.6238841917779009E-3,0.4733165626242089,0.32336137278240251,2.4957124504230942E-2]
[null,1431,1.0148457917058704,0.9775133598343807,0.95489753402750788,0.97636691828588795,1.0092199842645642,1.0068078294858538,0.98899386938900025,null,4.2291953674122418,0,9.7051035803096455E-3,0.72681846715298604,1.8547738341224815,9.930623892954904E-3,5.8694662227864264E-2,9.4181491350542306E-3,0.73504992686903636,1.2349454572513777E-2,0,5.6238841917779052E-3,0.47439295212816857,0.32572839059829983,2.6120126101407855E-2]
[null,1432,0.9905426840414413,0.99803444202223979,0.98210395769778192,1.0130304058216597,1.0119928273583192,1.0071038059119437,0.97381032387333233,null,4.2908738205741717,0,9.3599267521746205E-3,0.75981874917928627,1.8564340100877235,1.0165553834608626E-2,6.2728237488018854E-2,9.077627918376574E-3,0.7364912176418793,1.2809807897585283E-2,0,5.6238841917778965E-3,0.48741545191442948,0.33449347651374045,2.5175730658919031E-2]
[null,1433,0.98666110305646948,1.0118863398679609,0.9819527115161687,1.007145734882178,0.98765587948529399,1.0372081622172253,0.98623801344278461,null,4.3349357133564022,0,9.6554572795323635E-3,0.78384469563660009,1.8394639815827845,1.0467221110702966E-2,6.3646597762440055E-2,9.3688937305213341E-3,0.75905730732290344,1.2735414573401231E-2,0,5.6238841917778974E-3,0.50287576968943748,0.33152388299056174,2.5983522044801179E-2]
[null,1434,0.98693788670163474,1.0148502535080743,1.0193101346128983,0.98864166128694209,0.99559632176901769,0.99595760047922866,0.9914964045551663,null,4.2885486268453761,0,8.5652557797520953E-3,0.77612632572751605,1.8247638840282947,1.0541977848501149E-2,6.6049543671570371E-2,8.2997679686766437E-3,0.74336558119968521,1.2496968725035869E-2,0,5.6238841917778965E-3,0.48649463716518382,0.34033288429045677,2.3018427808428554E-2]
[null,1435,0.99030200004917568,0.9932340894164231,0.99076683992468439,0.98908563946325356,0.97666529599694452,0.99532309136291719,1.0444405278450333,null,4.3444945829292259,0,9.0946842649734135E-3,0.75743769462694044,1.8633089371769849,1.0895843054968284E-2,6.3022484619267308E-2,8.8184332011858758E-3,0.78575864056767386,1.2505983448190277E-2,0,5.6238841917778956E-3,0.48325100346360517,0.33850947817032073,2.4456884673284638E-2]
[null,1436,1.0094499108068757,0.99197009593474428,1.013639641949847,0.99379525028075177,0.98169526763112169,0.99544652341394124,0.96412516887306954,null,4.2240099918152794,0,8.507054108663821E-3,0.75847501186327382,1.8246245126419829,1.0067639922259239E-2,6.3104524133420284E-2,8.2490032276647338E-3,0.712070636536422,1.2562788318974448E-2,0,5.6238841917779017E-3,0.47708937763677201,0.33777202966632408,2.287763778506811E-2]
[null,1437,1.0136887257469722,1.0165013538431624,1.0169638698337142,0.9757178154175441,0.99808497400904317,0.98387782342755148,0.97311644710117806,null,4.1352153565175271,0,8.2763024789981182E-3,0.74439679709451356,1.7744204438287581,9.9860065481768689E-3,6.4247939813788749E-2,8.0162119915901039E-3,0.70461069438619761,1.2333878440676157E-2,0,5.6238841917778983E-3,0.46727798982818264,0.33034579413187337,2.223201874098861E-2]
[null,1438,1.0052834451241244,1.0327499111298204,0.95961062339824921,1.0064837872775063,1.0200054336831019,1.0037342911017444,1.0286447771213454,null,4.1606156484925458,0,9.5718580143153466E-3,0.7257226727945244,1.7758048443979522,1.0247703312053619E-2,6.2129977727545693E-2,9.2724389940448074E-3,0.75588123244900762,1.2729799156777128E-2,0,5.6238841917778939E-3,0.47224645390905179,0.31481248336765033,2.5716016206475921E-2]
[null,1439,0.96901215851207778,0.96716880839315111,0.96379668985339562,0.99361249439515509,1.0211991191372292,0.99731594267891932,1.0358020247472539,null,4.4845389257213997,0,9.9032972875789556E-3,0.76166459306760392,1.9600565293871222,1.0925703398651567E-2,6.1486765415956081E-2,9.610731972415857E-3,0.80460715526710291,1.2566493950506538E-2,0,5.6238841917778956E-3,0.49430884076571235,0.34693729369937054,2.6654231892760206E-2]
[null,1440,1.0105047731940582,0.9964391047417015,0.99398173466869488,1.0194271820062288,0.99858465983582523,1.0039780751858149,0.98228382179189844,null,4.2212353388019155,0,8.9245326872076178E-3,0.750552536982102,1.8196861911923221,1.0133058903965663E-2,6.2105884425136065E-2,8.6549459964748287E-3,0.72729691498320914,1.288922402174989E-2,0,5.6238841917778939E-3,0.47789636820891213,0.33131739039514735,2.4003472188327782E-2]
[null,1441,1.0152099549560627,0.99873418371861844,0.96796426237400668,1.0149954073376932,0.98307689908536999,1.0398220532113689,0.99283955719890815,null,4.2439206771627411,0,9.7107134629933495E-3,0.75644816462586328,1.8134646556040077,1.0197958637630164E-2,6.0418196564680879E-2,9.4268574335366583E-3,0.74707623622773467,1.2836410168945276E-2,0,5.6238841917779E-3,0.48961999537756201,0.3223747542535676,2.6144277540425007E-2]
[null,1442,1.0065206640773279,1.0109504727000189,1.0307100247867198,1.0390165758643333,1.0152421185019935,1.0016500342410741,1.0278746031855566,null,4.2623739236980791,0,8.2522253427283285E-3,0.77377323813455667,1.7930754757503435,1.0862383794814001E-2,6.5254900609182168E-2,7.9988410986647392E-3,0.75938336082091895,1.3132321337867982E-2,0,5.6238841917779E-3,0.48165619759032613,0.33768170309463486,2.2183842617718715E-2]
[null,1443,0.99492209205181337,1.0102614189313772,0.99096168854486599,0.99329379964095421,1.009295729737359,0.95392831153185698,1.0031445366432914,null,4.1772949213224422,0,8.644532706760558E-3,0.71899522751650913,1.8248205889076783,1.0110403571611963E-2,6.3578759274457927E-2,8.366008264382694E-3,0.72764718188455491,1.2559167873748845E-2,0,5.6238841917778974E-3,0.45866845670445877,0.33236763838206124,2.3202137457960098E-2]
[null,1444,0.98370264563922882,1.0070357145183735,1.0495695958096587,1.0413655609416705,0.97155470490015583,0.99443080231790093,0.9672341314024081,null,4.3266900088078533,0,8.0615283269389205E-3,0.79935110837985668,1.8367422069196284,1.0580995566743258E-2,6.7728123026556605E-2,7.8131383464037675E-3,0.72898792085905895,1.3159683944732129E-2,0,5.6238841917779052E-3,0.49194528818947453,0.35115036977941522,2.1668817931139773E-2]
[null,1445,1.011900973387845,0.98134909480126109,0.99054920608151709,0.99087921669958634,0.99392907857881918,0.9757567069120997,0.98468153624874699,null,4.203628793632225,0,8.7495517766650183E-3,0.72803394739655403,1.8446323077720619,9.9930912897027002E-3,6.1088299286615938E-2,8.4816018000285123E-3,0.7192522014547954,1.2528687582446419E-2,0,5.6238841917779043E-3,0.46455449766033768,0.33466710447550407,2.3522722499063183E-2]
[null,1446,1.0343710729134286,1.0344900596281412,0.98123889421010446,1.0341109531000559,1.0169360372892013,0.99499245266344249,0.9986971694476543,null,4.0212257813881198,0,8.8115979353268307E-3,0.71239870208603184,1.7182661294153074,9.7937826119121416E-3,6.1724335486272625E-2,8.5330852602334764E-3,0.70909254796332732,1.3076481250931743E-2,0,5.6238841917778904E-3,0.45724530759593057,0.31061761765636414,2.3665505805359026E-2]
[null,1447,0.98428935382387628,1.0105126626719569,1.0108497637393938,1.0140760488589717,0.9929057310263959,1.0386315150425425,1.0154525903138996,null,4.3994434075502102,0,9.1244648186296993E-3,0.80740696888680052,1.839233170315421,1.1048859596413108E-2,6.5488769531790059E-2,8.85438750370144E-3,0.78463613484931616,1.2819502225588591E-2,0,5.6238841917779052E-3,0.50874202430635229,0.34015757126984869,2.4556599691822539E-2]
[null,1448,0.96943321772744684,0.98145962547398624,0.98402668977809282,0.9926855129829687,1.0457196262646862,1.0386269643144366,1.0051687321621936,null,4.5110475810740249,0,9.8547721263945471E-3,0.8057401986313284,1.9268890521383486,1.0984125015119856E-2,6.3377793651603884E-2,9.5712128189390996E-3,0.79635240283231867,1.2552313475038299E-2,0,5.6238841917779E-3,0.5162480575598859,0.34701868270562997,2.6544630180424612E-2]
[null,1449,1.0063647301531919,0.97040421089646867,0.98533833795408199,1.0070465452586752,0.98797097155956259,1.0001377709321562,0.99698087867353802,null,4.3031163290227887,0,9.1359359528928458E-3,0.74929179051776551,1.8760107102839425,1.0321170412063665E-2,6.0590116175797203E-2,8.8659279800117879E-3,0.74625165880223054,1.2733745145239629E-2,0,5.6238841917778939E-3,0.4796849107368743,0.33828974488788494,2.4588605842094123E-2]
[null,1450,1.0241756393122781,0.96985215904800104,0.98221557341408916,0.99232770802232417,0.98595618605730306,0.95654043354165941,1.0067907049468645,null,4.159881869332879,0,8.6429701017490118E-3,0.70132734272607611,1.8451447784540913,9.95189894235168E-3,5.9334136997838474E-2,8.3760365183668684E-3,0.72082390515018313,1.2548008002214756E-2,0,5.6238841917779009E-3,0.449862206823327,0.33230269199047535,2.3229949637921084E-2]
[null,1451,1.0300423783831463,1.0103552524817077,0.99012842092410036,0.99021930595056462,1.0205627427458783,1.0297860837776649,1.0041949025632384,null,4.1642462586606328,0,9.0293680372472273E-3,0.75097540889975667,1.7626394190647083,1.0236225351996158E-2,6.1367138582723725E-2,8.759850541667908E-3,0.73744058391689682,1.2520394239328471E-2,0,5.6238841917779061E-3,0.47931963553651014,0.32009867379772672,2.4294412574783902E-2]
[null,1452,0.96112628386233945,1.0003166099767282,0.98970672266433846,1.0149462856511855,0.99045811229484093,0.97317172801722085,0.99503879760156455,null,4.377272965159082,0,9.1702153208807185E-3,0.76060706946787537,1.9071846717520375,1.0527589302106196E-2,6.5231144314142772E-2,8.8833601331321909E-3,0.75888126427116553,1.283309566373384E-2,0,5.6238841917778956E-3,0.48559545383927039,0.34643869568143182,2.463695186329155E-2]
[null,1453,0.99049184915574506,0.99381149247257361,1.007394677039853,0.98749204999538454,0.97209147727715028,0.96103391010965922,1.0417071606308539,null,4.2918315098637398,0,8.4777575959106063E-3,0.741068750949606,1.8578154773717377,1.0772848160629536E-2,6.4031269175066172E-2,8.2109074406196136E-3,0.76691197034652581,1.248384943434426E-2,0,5.6238841917779043E-3,0.4679402983347688,0.34267802844287315,2.2771983611696901E-2]
[null,1454,0.99259451747971417,1.008134200189313,0.95609966586103212,0.96594009362085764,1.0097354091467419,1.0165714440962577,1.0054506482075014,null,4.275095349938872,0,9.9355004869385727E-3,0.74628523138201541,1.8411285586682968,1.0273581593487019E-2,6.1542981025154972E-2,9.6357208977915464E-3,0.76046148408210357,1.2217428904615231E-2,0,5.6238841917779017E-3,0.48672254271034315,0.32441590123945835,2.6723535730764032E-2]
[null,1455,0.99196997024116973,1.0259509154666553,0.95822782530879136,1.0299382160737172,1.0301713611853616,1.0077043259125515,0.96151219076129668,null,4.1875772563850573,0,9.778984967276097E-3,0.73861523788722927,1.811311547958514,9.7584534867193942E-3,6.2557031255350962E-2,9.4762352463599719E-3,0.71940969863631932,1.3026621387088979E-2,0,5.6238841917778983E-3,0.48106237678759972,0.32023393343338036,2.6281221081991598E-2]
[null,1456,0.97642001839422821,1.0130544519832205,0.98093970397291297,0.98720778615209925,0.98061967643824954,0.98544629179360388,1.013250420986564,null,4.3049672243989043,0,9.2874575782481185E-3,0.75046041593372681,1.8569626201158111,1.0510269676887115E-2,6.4310193406240876E-2,8.9970128265053732E-3,0.76310590710195003,1.2483419990748267E-2,0,5.6238841917779E-3,0.48176570399996782,0.33508310052633294,2.4952154207202523E-2]
[null,1457,1.0100871907207671,1.0074946643497384,0.98414773927889687,1.0024462462515913,0.99785790816302777,0.97651486554688638,0.99757983176160581,null,4.1514028060245147,0,8.8462159764451254E-3,0.72159066317420717,1.8037414150086659,1.0005922158911527E-2,6.2089020953785566E-2,8.568525008898667E-3,0.7236225876964455,1.2675721258417923E-2,0,5.6238841917778965E-3,0.4622971556652628,0.32627033311512316,2.3763793769465646E-2]
[null,1458,1.0385613540900844,1.0151822193607538,1.0108883435769522,1.0330384495012366,0.98768201471251793,1.0245746820472073,1.0081928981474546,null,4.130309259590363,0,8.5224828920151836E-3,0.7538052388773353,1.7354772367911135,1.0313228307040342E-2,6.2292367777993775E-2,8.2656176914791529E-3,0.73090633325446341,1.3059211742673056E-2,0,5.6238841917779087E-3,0.47495660980533455,0.32120829800177192,2.292371604139181E-2]
[null,1459,0.97625801648738431,0.99228559696228869,0.97193164961806944,1.0140160489899226,0.99784203612637945,0.98638281351857682,1.0076592585699276,null,4.3493197550683806,0,9.5118363816013695E-3,0.74870987619724094,1.8965172831359005,1.0466885336376327E-2,6.2749614747300939E-2,9.2205656166696771E-3,0.76489360569309184,1.2823531387121617E-2,0,5.6238841917778983E-3,0.48339004759555498,0.33886414603805831,2.5572151510885023E-2]
[null,1460,1.0215830441653553,1.0193103900566529,0.97337715176468109,0.99486262610456633,0.97578692810967249,0.99800312398099611,1.0010887842820944,null,4.1070261492175018,0,9.1226272470053965E-3,0.72084968374008562,1.7662399137861398,9.9371327945227371E-3,6.1320163934964159E-2,8.8392410465974666E-3,0.72466882124412191,1.2581135800434918E-2,0,5.6238841917779017E-3,0.46497585615843734,0.31659835098841066,2.4514592779012804E-2]
[null,1461,1.0147334454660419,1.0288488077593623,1.0010567208697208,0.97511248609818202,0.99053471782470415,0.99326611045375479,1.0246048767255338,null,4.1431549071289542,0,8.6107027605051411E-3,0.7386033289776246,1.7560626273592947,1.0383714703011304E-2,6.3833768490656959E-2,8.3395070710497246E-3,0.74227957538054168,1.2328092461245955E-2,0,5.6238841917778983E-3,0.46821957656074509,0.32296289517041576,2.3128639523093193E-2]
[null,1462,0.96286711420134385,1.0152016975939919,1.0213437080422085,1.0217505619060816,1.0103491800639788,1.0003415563737752,1.0030857497006886,null,4.413718053316483,0,8.7797863498491405E-3,0.80049574906903531,1.8692541838317973,1.0972498340643323E-2,6.7846880882156804E-2,8.5087506705709345E-3,0.77286691844353561,1.2915234682298566E-2,0,5.6238841917779043E-3,0.50114532703716419,0.34927039582704605,2.359801669030076E-2]
[null,1463,0.98850314841215281,1.0068213280415717,0.97840432415903522,0.98063964533394954,1.0165777560229565,0.98762467412400823,0.99735055768303327,null,4.2577820061420111,0,9.2538995752045085E-3,0.74230995428546576,1.845689832965338,1.023955666713613E-2,6.3066920869229479E-2,8.9668648275449819E-3,0.74453278362748521,1.2400667995377389E-2,0,5.6238841917779078E-3,0.4772968739385014,0.33204002406241795,2.4868542286934713E-2]
[null,1464,1.0236818887227523,0.99283626449256712,0.95209118782362734,1.0332317836791067,0.99560094088270445,1.0168177547350812,1.0060151515156415,null,4.1820439965553442,0,9.7451067640559799E-3,0.72360335768186124,1.8123531731437714,1.0006841674000139E-2,5.873899892562174E-2,9.455469012748529E-3,0.74176707406487641,1.3069060820696612E-2,0,5.6238841917779E-3,0.47314866817355128,0.31779894724880831,2.6223628381684561E-2]
[null,1465,0.97072211588421409,0.98974492926153823,1.0007842867123498,1.0046309860049067,0.97629229957844343,1.0286985966209299,1.0223181893467654,null,4.4933356314084865,0,9.3961948312270335E-3,0.80716118681247506,1.9047483965766503,1.1199819850818386E-2,6.4724762934612212E-2,9.1209861849357778E-3,0.80182276229360472,1.2701320198035528E-2,0,5.6238841917779017E-3,0.51176679610320264,0.34856593139489084,2.5295979698706433E-2]
[null,1466,1.0310177784498746,1.0214509878185285,0.99484866059981492,1.0154470470118169,1.0098489277998681,1.0013079954204722,0.9898047777162764,null,4.0791830795805435,0,8.6670966607028926E-3,0.73017185633080206,1.7416689751291046,9.9173698164797992E-3,6.2109446234346707E-2,8.398203700153364E-3,0.71099860258330827,1.2838794163734046E-2,0,5.6238841917779043E-3,0.46466783337409684,0.31816378301463782,2.3291427702801262E-2]
[null,1467,1.0043272683978608,0.99852918516069489,1.0247519605416742,0.9747991669497641,0.97971157228337402,0.96880641137323087,1.0022291302355242,null,4.2191383752860192,0,8.1191177642680953E-3,0.74741633348064773,1.8197341672607559,1.0397682329619082E-2,6.4414336772716699E-2,7.8644397808271815E-3,0.73013799141541924,1.2321357991529102E-2,0,5.6238841917778956E-3,0.4669413939328601,0.34059480948374093,2.1811096410393752E-2]
[null,1468,1.0074994672566171,0.99220667482354541,1.0004939242525894,1.0044687759273336,0.97942605308303043,0.97899269388496979,0.98487821259981145,null,4.207996216765463,0,8.6169432824725039E-3,0.73839166451974814,1.8309498038575864,1.0097653546677283E-2,6.24660060729599E-2,8.3511045206211294E-3,0.72127467689742841,1.2699304640018028E-2,0,5.6238841917778956E-3,0.46824915577794213,0.33534910234119031,2.3160803681986399E-2]
[null,1469,1.0021234867881019,0.98302909809015393,1.0310410785338679,0.98953739628295379,0.99345985401584691,0.96553304973316689,0.97684375099602672,null,4.2482822409631495,0,8.0265235574047255E-3,0.75312167636695426,1.8495500313951285,1.0246163349632983E-2,6.4144528058139583E-2,7.7777006074188229E-3,0.71568899449416434,1.2506905912417604E-2,0,5.6238841917778956E-3,0.468706753452376,0.34737159115189775,2.1570535540644351E-2]
[null,1470,0.9875363650427037,1.0081708952311037,1.026175679079165,0.98960803275788367,1.0353435038786021,1.0011785379904028,0.99477080574243792,null,4.3202416671338746,0,8.4920468674240124E-3,0.78565466170153897,1.8334642549459219,1.0680787882893434E-2,6.6089403575888203E-2,8.2318713715202087E-3,0.74952307665307605,1.250837235800103E-2,0,5.6238841917778965E-3,0.49040419078475228,0.34372308593380635,2.2830124602124281E-2]
[null,1471,0.98489121834372584,0.99448376360170976,1.0049226263326196,1.0352584654542929,1.0294835120489108,0.99464342313927856,0.98134387539610468,null,4.3275223794888529,0,8.8689343864506824E-3,0.77040695507114032,1.8677921671243312,1.041729958802861E-2,6.4280549356062422E-2,8.5990274787919839E-3,0.74179080007425446,1.3088019526016868E-2,0,5.6238841917779061E-3,0.4872106040874653,0.34333361860435985,2.3848388773069114E-2]
[null,1472,1.0427972815170019,1.0109809607709723,0.98467665396741433,1.0161053389948733,0.99717093129620993,0.98383428925262495,0.97377008643231389,null,4.0092269041891599,0,8.617768415446975E-3,0.70415951315997838,1.7413028485558493,9.5115111079470231E-3,6.0333925486215037E-2,8.3483606583306166E-3,0.68650850133650532,1.2848372185111714E-2,0,5.6238841917779E-3,0.4509795500588516,0.31507501196057669,2.3153193903461416E-2]
[null,1473,0.977145301875331,0.98835197874101988,0.97679426874210495,0.99845918498543351,1.0345669559702364,1.0406941747767036,0.99917396516918267,null,4.449852311536401,0,9.9325725505847381E-3,0.79465497812857322,1.9007740873654737,1.0764707010097753E-2,6.2789006167140685E-2,9.6453995556380831E-3,0.78439799577110692,1.2626201106842925E-2,0,5.6238841917779043E-3,0.51147461611733191,0.34028363032594,2.67503783470593E-2]
[null,1474,0.97610733416842543,0.98935404857400222,1.0040399203678205,1.041594162568968,0.99482221163349382,1.0084510461382814,0.99261860227183296,null,4.4127912419980753,0,9.0987297690271612E-3,0.78875445927529819,1.8941323783639927,1.0727681943622508E-2,6.4544535089627611E-2,8.8269871406544773E-3,0.76488281942676861,1.3168227977280282E-2,0,5.6238841917779017E-3,0.49908666843806537,0.34766172190423389,2.4480608015777918E-2]
[null,1475,0.98928171179827296,0.99078493549031099,0.98006774914551142,0.98114634712136617,0.99186409962250155,0.99939087874554289,1.0238252716846443,null,4.3378212312513016,0,9.3527115753855652E-3,0.75462110388439074,1.872258300102738,1.0643091708938509E-2,6.2331455201480659E-2,9.0704558708866491E-3,0.77357813560463529,1.2406876335308589E-2,0,5.6238841917779061E-3,0.48470330734861844,0.33678149274702335,2.5155839830885228E-2]
[null,1476,0.98609570515915146,1.0076803987100369,0.98465055619084618,1.0090906195921996,0.98095558025456364,0.99456108868875592,0.97904773674489265,null,4.2696993766554963,0,9.2188702456667063E-3,0.75355529035079516,1.8471796367174944,1.0172857999388796E-2,6.3639086892130631E-2,8.9346814741543545E-3,0.7356300851103359,1.2759676195294216E-2,0,5.6238841917779E-3,0.48262303974655041,0.33402072267208816,2.4779285551149905E-2]
[null,1477,0.9904777500820322,1.008641608489707,0.99814875430711547,0.9977523483928763,1.0239642938686535,1.0020467417983336,0.95718664209314719,null,4.2558976886837385,0,8.9876525609461216E-3,0.76497469422942055,1.8340676818649944,1.0050272249721565E-2,6.4217354769825083E-2,8.7124069900278676E-3,0.71917704492639134,1.2614672939325455E-2,0,5.6238841917779009E-3,0.48581506970509419,0.33546942589956946,2.4162833478534072E-2]
[null,1478,1.0373208649015055,0.99490251062483503,1.0012938850499284,1.0035684890425822,0.98782504410755834,1.0048654737077247,1.0393090245516756,null,4.1653903641726329,0,8.5715771439278405E-3,0.73679968145279717,1.7735327743469806,1.0502452685369621E-2,6.0844393670049221E-2,8.3132678211006519E-3,0.7504774134048684,1.2687825534049832E-2,0,5.623884191777893E-3,0.46700737615085713,0.32511700400139432,2.3055868057314931E-2]
[null,1479,1.0221771150199921,1.0317645475764976,1.0003858412194659,0.98170706656564743,0.99326500318141697,1.006918279556781,0.99173117108398934,null,4.1051352149096578,0,8.6730640434898778E-3,0.74272937697586638,1.738741406011133,1.0056136005319082E-2,6.346898485779337E-2,8.4028681948932048E-3,0.71858076759279255,1.2411545563611152E-2,0,5.623884191777893E-3,0.47103155338029956,0.31945739205070539,2.330436412895643E-2]
[null,1480,1.0009310898624681,1.0211507413166727,1.0038617132377516,0.95929823752954768,1.0117674726913355,0.97544085738963149,0.98405806635650905,null,4.1590828244960161,0,8.534548915920908E-3,0.7379507353743413,1.7923803169380808,1.005129144593111E-2,6.4505407097756512E-2,8.2628240419450501E-3,0.71660891115158998,1.212783233272762E-2,0,5.6238841917778974E-3,0.46699206338007382,0.33019813927389463,2.2915968183817303E-2]
[null,1481,0.97687945833347922,1.02166574837838,0.9924692892065109,1.0310293593866309,0.98900670980346628,1.015594980416658,0.96056295705029815,null,4.3045833429743974,0,9.3239625438240759E-3,0.78030656663579856,1.8384015976314561,1.0222573356713871E-2,6.5415452431855647E-2,9.0387018621562887E-3,0.73459197461277437,1.3036106265166023E-2,0,5.6238841917778939E-3,0.49731142689777325,0.33489124780086221,2.5067773831890253E-2]
[null,1482,1.0106388222006242,0.96933220817788246,1.0346015672428253,1.0025909390299022,1.0310399968281878,0.99480726604177383,0.96726697292814323,null,4.2957707615327196,0,8.1606232120617506E-3,0.7749017553035995,1.8577625340830639,1.03232382657864E-2,6.3118382806876233E-2,7.9184077289785344E-3,0.71914180548452722,1.2671467094305491E-2,0,5.6238841917778965E-3,0.48122063301322376,0.34928850662158589,2.196077015105484E-2]
[null,1483,0.99011234090327582,0.95559603861554576,0.98236103641838557,0.98221932958161862,0.97991386092728316,0.98600446463291347,1.007666643909584,null,4.3943398384973653,0,9.2389490165257892E-3,0.75105809628956077,1.9357419509904998,1.0533830755609687E-2,6.0678968739610546E-2,8.9660860071678998E-3,0.76407785181647969,1.242016990178731E-2,0,5.6238841917778974E-3,0.48171754189797727,0.3478940246029672,2.4866382320452116E-2]
[null,1484,1.0081366921799,0.96518218813227974,0.97869688942106625,1.0287477169219701,1.0171037507081535,1.0355261898503185,0.99012004406890541,null,4.3605371878439074,0,9.5845512584182887E-3,0.7715873185902784,1.8840205314337939,1.0420620929298569E-2,5.9851278504171275E-2,9.3123940885430617E-3,0.75723622781803346,1.300898135425182E-2,0,5.6238841917779043E-3,0.4960301746331936,0.33720350060914928,2.5826826949831391E-2]
[null,1485,0.97808043630669106,0.98512990381514309,1.0307731564065927,1.0310380429746211,0.98835527199755357,0.99660454913356644,0.99656835204816607,null,4.4190261348539437,0,8.4898296944798026E-3,0.79670201838788113,1.8912329085918282,1.089955256914827E-2,6.5814587389356291E-2,8.2343210740614212E-3,0.76211108231867597,1.3031471448175557E-2,0,5.6238841917779043E-3,0.49590980993806794,0.35511941007617753,2.2836918563269918E-2]
[null,1486,0.97988230478910854,0.98739313920003857,1.0109691090241346,1.0393252226261631,1.0098128935417137,1.0029013340073265,1.031487484854883,null,4.427130051545455,0,8.8868907086148176E-3,0.7863604426920997,1.8886583582969536,1.1123467272023227E-2,6.4613573516442799E-2,8.6205192113027445E-3,0.78966860909817638,1.3138676238934133E-2,0,5.6238841917779E-3,0.49544426633522792,0.34885715184210259,2.3907993559027466E-2]
[null,1487,0.95614922260149693,1.0071865295413127,1.0020445035773491,1.0327351692154578,0.98727619749785778,1.004644447232397,0.99458398116364477,null,4.4500226715788891,0,9.26100966683009E-3,0.79754168886599286,1.9015463233267869,1.0858843520164262E-2,6.6691526135355617E-2,8.9785215072114757E-3,0.77575312225486548,1.305647783623921E-2,0,5.6238841917778939E-3,0.50527199930024436,0.3490604235935692,2.4900870713512633E-2]
[null,1488,0.99752976457951015,1.0360397952758418,0.99236786291804391,0.98005266117561451,1.0229414627298803,1.0086986350633829,0.99112020327813022,null,4.1919535136701658,0,9.0469830578730655E-3,0.75640675056992013,1.7765898124026824,1.0226748489344968E-2,6.4756990624233263E-2,8.7645067178355723E-3,0.73560139970878335,1.2391580266674746E-2,0,5.6238841917779E-3,0.48210997884689089,0.32422151897953322,2.4307325930360005E-2]
[null,1489,1.0026455710348923,0.99876640469544886,0.99553451418005912,1.0010422108475883,1.0459596997058425,1.0010319395291438,0.98897298115241694,null,4.2492712232658292,0,8.9349916276342065E-3,0.75479450600269771,1.8295022056975112,1.0260988528673937E-2,6.2798457201041005E-2,8.6636816231695519E-3,0.73606797507951072,1.2656583625486434E-2,0,5.6238841917778956E-3,0.48013166889468389,0.33367856462999151,2.4027699418919374E-2]
[null,1490,1.0090429847242444,1.0013621754960147,0.98990233977521935,0.99895392088832313,0.9829404856347016,1.0076819874295415,1.003183676677788,null,4.2336088866257864,0,9.0389994693734262E-3,0.75096680119519876,1.8147638596706999,1.0328190121467544E-2,6.2195634781710453E-2,8.7656555557543998E-3,0.74424806335045013,1.2630862669011859E-2,0,5.6238841917779E-3,0.47938203860203632,0.32943238386018553,2.4310512096864658E-2]
[null,1491,0.97337287457518851,0.9679564305299716,1.0051753367636018,0.99552314489108673,0.9799822734954704,1.0242127541948727,0.98606975888406667,null,4.5067573514324488,0,9.2833596845330792E-3,0.80838148716176828,1.939167698072811,1.0869552465314319E-2,6.3699006762217611E-2,9.0160997314014356E-3,0.77516049731622638,1.2585644458273981E-2,0,5.6238841917778939E-3,0.51114592309108553,0.35538582837877386,2.5005089487332589E-2]
[null,1492,1.0006160970119982,1.0197170661926169,1.0233503084594877,0.96407738474356042,1.026245370819489,1.0190604338883322,1.0156383733971077,null,4.2806241754277989,0,8.5631844096914437E-3,0.78577365225641937,1.7906699049150971,1.0807757569992695E-2,6.5635618337725299E-2,8.302572720649451E-3,0.76057228424173295,1.2185997163896891E-2,0,5.6238841917779043E-3,0.49132527329526926,0.33526420868762036,2.3026206457307692E-2]
[null,1493,1.0232985603170608,0.99644948380624476,0.98193485550528292,1.0006291175133346,0.9798388476998523,0.99255148061587262,1.018513309392963,null,4.1661397085996361,0,8.9352488391206512E-3,0.72468322898386961,1.7997726507158944,1.0201250979821202E-2,6.0635344826927749E-2,8.6622283825595683E-3,0.7393959806197411,1.2653013756982159E-2,0,5.6238841917778896E-3,0.46492594789732283,0.32449775805642073,2.4023669027443916E-2]
[null,1494,1.0244396425276407,0.98555229652552778,1.0054611668446887,0.98392439528530062,0.9991335539683518,0.98751828748683801,0.98900922308356476,null,4.1767277161247112,0,8.4703977121597853E-3,0.73700463413140038,1.8110595522531518,1.008403163879789E-2,6.1396598518709967E-2,8.213021333447288E-3,0.71781602412070789,1.2438976368441107E-2,0,5.6238841917778939E-3,0.46593128227821562,0.3328522627580251,2.2777846244198464E-2]
[null,1495,0.97301675198110982,1.0391162160078331,0.98280104125400458,0.97915825554418257,1.0003438768682889,0.99748647124479195,1.0052709515300309,null,4.272493157159265,0,9.3521872673385884E-3,0.75959025609873543,1.8185025516175459,1.0465542791192958E-2,6.5942834973189146E-2,9.056050054072522E-3,0.75878759589893263,1.238141011147212E-2,0,5.6238841917778974E-3,0.48705490900731124,0.3293244226857861,2.5115886996588063E-2]
[null,1496,0.99488074471341348,0.99598253855936048,0.99707279864916054,0.97813505292085912,1.004977850147565,0.98777828364718434,1.0269842826973568,null,4.2958071846441417,0,8.8615770118817046E-3,0.75178017080334869,1.8483137982964271,1.0659997726842358E-2,6.3242408467502537E-2,8.5896228367156029E-3,0.76479062375976359,1.2366777002327274E-2,0,5.6238841917778922E-3,0.47775571197789479,0.33772346048622126,2.3822306107202266E-2]
[null,1497,0.99036597350924926,0.97982523907137542,1.0266910710880137,1.0466811226430146,1.0231565804270271,0.9941084901916718,1.0023707372058532,null,4.3751752047724137,0,8.4444347641615368E-3,0.78295119526554724,1.8784441166927115,1.0802714009452751E-2,6.448154167163507E-2,8.1909852206095667E-3,0.75727378696848813,1.3229696117984342E-2,0,5.6238841917779043E-3,0.4885631226298689,0.35134186508490206,2.2716731683592943E-2]
[null,1498,1.0144982846339932,0.97626554087931638,1.0365041679058944,1.0448610113247923,0.98166530616215342,1.0060307017380112,0.96952811092008662,null,4.2849683595481292,0,8.1772620386591863E-3,0.78098574264862153,1.8376884197840855,1.0374576597436375E-2,6.3339502747836687E-2,7.9355947838496768E-3,0.72125787328839164,1.320547069964224E-2,0,5.6238841917779052E-3,0.48444025948705977,0.34628586093692443,2.2008436421158292E-2]
[null,1499,1.0036007355227956,1.0032357366815989,0.95259563023950222,1.0401864698300773,0.99313270599227099,0.97863674246281085,1.0083376676767017,null,4.1758279774246105,0,9.5379434405619985E-3,0.7082126870748805,1.8302322758816008,9.9628605127454108E-3,6.0432685436461291E-2,9.2404120314898124E-3,0.73803973149161306,1.3156963865803799E-2,0,5.6238841917778965E-3,0.46293451897433918,0.32190270820222944,2.5627193202233195E-2]
[null,1500,0.95814444192738979,1.0102870488585276,1.0112854910483193,0.98771257322047534,1.0232257075578952,0.99112272920637579,0.99595314738329144,null,4.4163169172864256,0,8.9368765631536781E-3,0.79068159348624201,1.8897120940441843,1.0818784017275478E-2,6.7291389442402802E-2,8.6597318918927007E-3,0.7679938196902647,1.2486175073396766E-2,0,5.623884191777893E-3,0.49806959879615975,0.349899977911036,2.4016745304948725E-2]
[null,1501,0.9894374819402354,0.96957453009891503,0.98853798295022433,1.0285642898633536,1.0407272051198042,0.990903121397954,0.97028100634312986,null,4.3445703966597646,0,9.1464475523585064E-3,0.75714899635409738,1.908857025861274,1.0194097559244058E-2,6.1772281163886507E-2,8.8738360823202474E-3,0.73474678499328672,1.3005429249075101E-2,0,5.6238841917779052E-3,0.48374203282196115,0.34514193790381797,2.461053803137651E-2]
[null,1502,1.015923449591434,0.99919145187219394,1.0414096882483157,0.99533377544598045,1.0179380034529761,0.96444964917185694,0.99268118152650686,null,4.1681611091594748,0,7.7135696735930685E-3,0.74599022896826683,1.7937754376303736,1.028485387433661E-2,6.469683819731567E-2,7.4703634933426565E-3,0.71289758665311409,1.2578942206547872E-2,0,5.6238841917779043E-3,0.4613633796376706,0.34047499168644418,2.0718172293875049E-2]
[null,1503,0.99179637065050696,1.0398135451256112,1.0278664546662986,1.0047264151426631,0.97066265061924351,1.0085667024021865,0.97893016878772554,null,4.2276477354222344,0,8.4382851991260995E-3,0.78404809482908677,1.77228158819705,1.0424409644225047E-2,6.7516448259095821E-2,8.1738504520485946E-3,0.72998480124613985,1.2699261981160786E-2,0,5.6238841917779043E-3,0.48889727491980994,0.33376719647755737,2.2669210423405504E-2]
[null,1504,1.0317493298626521,0.99139582764469825,0.99505177703230885,1.0108751755019281,1.0144051773743576,0.95933517095992071,0.99896211063605245,null,4.0841543276200509,0,8.3414140595247134E-3,0.70284526291019456,1.7906012925196868,9.8475812895282046E-3,6.064789411385723E-2,8.0790106361264009E-3,0.70581311163186078,1.2780964886487734E-2,0,5.6238841917778965E-3,0.4472209895649506,0.32662956655829056,2.2406183376817154E-2]
[null,1505,0.96190943455285527,0.98731790055752211,0.98811394722149215,1.0242846530174481,0.98984566950230224,0.99314270729206167,1.0031293295920509,null,4.4496324025878531,0,9.4053458830298288E-3,0.77722794068552337,1.9299363754417884,1.0768520388369866E-2,6.441942987124491E-2,9.1206854302285315E-3,0.77750652626144001,1.2951369199527704E-2,0,5.6238841917778896E-3,0.49670256466160045,0.34948530674839628,2.5295145590988864E-2]
[null,1506,1.0392118742677408,0.97803984249031717,0.98818906458099143,0.98717044630483464,1.0106360880653298,1.0004111364605446,1.0033408277079667,null,4.1553544847146657,0,8.7838073488955368E-3,0.72639827061412776,1.8025096249329033,1.0058303833550854E-2,5.9194238555752621E-2,8.5222960047834119E-3,0.7254298155014518,1.2482076780368062E-2,0,5.6238841917779009E-3,0.46419700256169316,0.3260871960095848,2.3635583077564557E-2]
[null,1507,1.0230070439583967,1.012206355690465,0.95500353883480493,0.9854689635956857,0.99128725278049401,0.97507546033229087,1.0332159433122055,null,4.0884839132056952,0,9.2606984968045761E-3,0.69231793032205702,1.7797995818962999,9.9715641461110335E-3,5.9838208036366643E-2,8.9682478115380368E-3,0.73797703298666872,1.2464567758078547E-2,0,5.623884191777893E-3,0.45184371251549404,0.31406750420814478,2.4872377829967297E-2]
[null,1508,0.97619216517248686,0.96201048928529942,0.96605693854362529,0.99649705334247407,0.98598271050309161,1.0225674697260236,0.99321490271688184,null,4.4794495431594896,0,1.0042166119532391E-2,0.7782801040462658,1.9550175647100698,1.0606955905957414E-2,6.0912266279027794E-2,9.7543222486823084E-3,0.77917907889465876,1.2602699068939153E-2,0,5.6238841917779078E-3,0.50436376982333098,0.34609860151751576,2.7052462592787662E-2]
[null,1509,0.96842522927107655,1.0160247907473596,0.99659128456162505,1.0172279543774128,1.0434090440017025,1.019185473261687,0.97464886407706719,null,4.377046128994472,0,9.3671946255843765E-3,0.79383484000464333,1.8632351087782593,1.0529328081283604E-2,6.5957724217590344E-2,9.0831489098017089E-3,0.75497933197400169,1.2861096437707775E-2,0,5.6238841917779087E-3,0.50463286368034177,0.34048495486700325,2.519104247763854E-2]
[null,1510,1.0194061045259137,0.9722225141670886,0.98586495168923549,0.99602744971373813,0.9905307324156849,1.0195108567245987,0.98439021066630206,null,4.267619881195472,0,9.1803584816144597E-3,0.75451385308044361,1.848579023252122,1.0179096974514966E-2,5.9932256600910921E-2,8.9137093922135469E-3,0.73556634610670013,1.2594348792873414E-2,0,5.6238841917779043E-3,0.48286812648143534,0.33330847284931647,2.4721121954773616E-2]
[null,1511,0.99666505963376184,0.9964588373397617,0.98493212346089121,0.96148253558935703,0.99930741885365426,1.0051737202156905,0.99849830276521101,null,4.2858243913333549,0,9.2325758182783754E-3,0.75581985384977579,1.8471231963684815,1.0361645175926653E-2,6.2433274113043724E-2,8.9540103439695561E-3,0.75006160064728777,1.2157651985117635E-2,0,5.623884191777893E-3,0.48398768465597836,0.33370127392782456,2.4832891892452323E-2]
[null,1512,0.99158953078051981,1.0096071436173029,0.96835121929216839,0.9604987008272009,1.0188796886757221,0.99167248295280352,0.98379971075766759,null,4.2259778647933812,0,9.4545879510303937E-3,0.73602413328291028,1.8375169751985594,1.0007087862685568E-2,6.2405144060070576E-2,9.1617420394167759E-3,0.73321431860470587,1.2147157441933541E-2,0,5.6238841917779017E-3,0.47628291382967242,0.32764008497722308,2.5409011255453841E-2]
[null,1513,0.97809953008374351,1.0080464618310612,0.99483854730430099,0.97115856138298562,0.98036975254932468,1.0074785049189448,1.0244946640350374,null,4.369865672922896,0,9.2155043696130704E-3,0.77681634708829272,1.8591375101061633,1.0878209679481023E-2,6.4798026393505834E-2,8.9349630094129398E-3,0.78223788996203736,1.2278834346498046E-2,0,5.6238841917778974E-3,0.49435464364635473,0.33924080251299288,2.4780066355992853E-2]
[null,1514,1.0395940392521856,1.0184546666592871,0.99066528179840163,1.0227365368568007,1.0142932094556321,0.99629247256776166,0.98697949849309519,null,4.0390284242444929,0,8.6326501036929175E-3,0.7182086653741081,1.7330950490755939,9.7605964991467533E-3,6.1214179289913989E-2,8.3642426862009581E-3,0.7016305608643596,1.2931477476844198E-2,0,5.6238841917779052E-3,0.45825172637553169,0.31538345167964538,2.3197240835058124E-2]
[null,1515,0.99253889045013555,1.0063299967647004,1.0064321072429447,0.99051018796661061,1.0178455737363188,0.96211866363958631,0.99876388153848816,null,4.2204564516743588,0,8.4668492687778631E-3,0.73773176743216318,1.8322441278306076,1.0274158439836921E-2,6.4468121781289758E-2,8.1973923640478105E-3,0.73106798448897903,1.2522119465686508E-2,0,5.6238841917778904E-3,0.46611069248932202,0.33794855131899537,2.2734501140431743E-2]
[null,1516,1.0015865933652974,1.0209758438609515,1.0200532438632954,0.9962433290655901,0.991128005773531,1.018625397468448,0.99167571095106244,null,4.2520572226592774,0,8.6087886284424899E-3,0.78221057852606013,1.7876276405443283,1.0521520459190664E-2,6.5434859841364601E-2,8.3463636132245118E-3,0.74137851078386385,1.2592969351138896E-2,0,5.6238841917779043E-3,0.49008515213427345,0.33369687650815644,2.3147655334337727E-2]
[null,1517,1.0065863759627369,1.0026883296055056,0.96390914922092286,1.0390243453690842,0.99179567430618876,0.98172185061442896,0.98176524356448647,null,4.1593045361584515,0,9.3182735565741168E-3,0.71577502076825394,1.8230876180764604,9.7846424610751707E-3,6.0886965569039365E-2,9.0286613967996004E-3,0.7180378067126606,1.3140815915390914E-2,0,5.6238841917778904E-3,0.46449382432117503,0.32372364251726732,2.5039927785127477E-2]
[null,1518,1.0300744525392562,0.96670293623088943,1.0082863773355271,0.99901259166940304,0.98678811535741984,0.97587844263690571,1.0006501530373155,null,4.1930911005522127,0,8.3059756907466736E-3,0.72895936740732303,1.8339278757264206,1.0164798464855509E-2,6.0307000069176962E-2,8.0553257344665903E-3,0.72196933139390862,1.2629384610153099E-2,0,5.623884191777893E-3,0.46004026162492839,0.3373793509251245,2.2340496094827619E-2]
[null,1519,0.97904076884910929,0.98640897438932318,0.98966298785636975,1.0109611591797059,0.99733527638641972,1.018678619004195,1.0427906962416897,null,4.4526981018907748,0,9.449320059518436E-3,0.78511119863100065,1.8974436654712061,1.1176741243114427E-2,6.333940394389799E-2,9.1707468086261994E-3,0.80689087835361284,1.2782712642184467E-2,0,5.6238841917779E-3,0.5012533978228797,0.34392080792091534,2.543398492107447E-2]
[null,1520,1.004971861575837,0.99446633315497646,0.97002409887003083,0.99771676605406079,1.038204173897995,0.96595817107912929,1.0266378810044254,null,4.1970247045208771,0,9.081075797617362E-3,0.7102209231365556,1.838937169339059,1.0208193771568227E-2,6.0950085485168191E-2,8.796510739790089E-3,0.74685463645204653,1.2617639228963438E-2,0,5.6238841917779052E-3,0.45909660556169046,0.32840404710031823,2.439608531155231E-2]
[null,1521,1.0386345903197876,1.0300739065068416,0.96896106960585282,1.031539700019515,0.98749207724421906,1.0179161902541678,0.99370840179042152,null,4.0396225572727404,0,9.2183960688495912E-3,0.71909767280017445,1.7209473196933882,9.7627439658099571E-3,6.0553780765679632E-2,8.9347650048746761E-3,0.71363682822590579,1.3045515867719501E-2,0,5.6238841917779052E-3,0.46514913876482766,0.30730978684767513,2.4779517213753342E-2]
[null,1522,0.98955547900322571,1.0167709826567719,0.98296291575261396,1.0193512011314401,0.96839719097776855,0.99124251617551606,0.97781591213739572,null,4.2242761339513191,0,9.1727824296717261E-3,0.74573625835144319,1.8254508600891721,1.0063620645855821E-2,6.3760319445938254E-2,8.8865874067130535E-3,0.72835581996151288,1.288962791890645E-2,0,5.623884191777893E-3,0.47812287117378033,0.32991316486986239,2.4645902326029721E-2]
[null,1523,1.00301163841514,0.98263550330143046,0.99660401743219196,1.0075020648321555,1.0118749314461575,1.0151801145625818,0.97115246846817305,null,4.3010350326099465,0,9.0656562763165513E-3,0.76898390886527679,1.85716927770052,1.0227862826571626E-2,6.2045707518008281E-2,8.7984679229115327E-3,0.73295012762139855,1.2738127754005225E-2,0,5.6238841917778974E-3,0.48883149491736005,0.33833031624027082,2.4401513328161789E-2]
[null,1524,1.0368111776168669,1.0041066833026147,1.0117134816961628,1.0261165509503796,0.99279225790715542,1.0028077427507569,0.99292542577607612,null,4.1159718490621779,0,8.3583630843611211E-3,0.74085574732225423,1.7564662106666351,1.0088435683395423E-2,6.1913519229173708E-2,8.1036985299626583E-3,0.7142093865255158,1.2971606449002167E-2,0,5.6238841917779009E-3,0.46655994782180971,0.32506312338766824,2.2474652339341965E-2]
[null,1525,0.99544339052137643,0.99117821025135133,0.99430655325993,1.0365305915624834,0.98497647828597512,1.0284349440795975,1.0083361788061262,null,4.3620483995303658,0,9.2832574738388254E-3,0.78217787310700337,1.8564797644649702,1.0727912673830957E-2,6.2804997951752178E-2,9.0109050207940779E-3,0.77067077684558616,1.3105431806182793E-2,0,5.6238841917779052E-3,0.4979320136557342,0.33780741471657783,2.4990682569988324E-2]
[null,1526,1.0016082445213201,0.97462388977365411,1.0068540071815035,1.0181870619405538,1.0317184329071332,0.98215666408538171,0.97563258336712322,null,4.2819986836384851,0,8.6095075563378722E-3,0.75234782789843957,1.8717880427250644,1.0194395985412911E-2,6.2333480602263507E-2,8.3493062467951511E-3,0.72466948648770491,1.2871961278275565E-2,0,5.6238841917778956E-3,0.47522126796780961,0.34405272142971088,2.3155816381570382E-2]
[null,1527,1.0029880571632099,0.9890496476039603,1.0259903609932375,0.96474284605465022,0.98084945188288919,1.0077501257705015,0.9876175778571914,null,4.30791078849062,0,8.4500133444246044E-3,0.78194761119233047,1.8384902118763298,1.0549717694377542E-2,6.4095601212093581E-2,8.1975451109298821E-3,0.74051928263086575,1.2194104589621464E-2,0,5.6238841917779078E-3,0.48814543053316062,0.34386248803765357,2.2734924765898286E-2]
[null,1528,0.97684783316826107,0.99141115944671332,1.0357447022798596,1.0064040183336167,1.0371591466985113,0.9864606131482071,1.0189245816355939,null,4.4105358035880693,0,8.3162219880741853E-3,0.79161831032127816,1.8809190321173452,1.1095858016300791E-2,6.6528973745326E-2,8.0618009494026616E-3,0.77363133871918055,1.2719522912860506E-2,0,5.6238841917778896E-3,0.49126140281274111,0.35503344744999399,2.2358454339939115E-2]
[null,1529,1.0237220944596415,0.96254359977572923,1.0254403971840733,0.97965983535736201,1.0236404164467843,0.99135900137263477,0.98814096381196193,null,4.2608958602698301,0,8.1959104920527222E-3,0.7574254409284098,1.848644878381583,1.033875537708207E-2,6.1449568532524868E-2,7.9534609548789822E-3,0.72546399178054266,1.2382715830214682E-2,0,5.6238841917779043E-3,0.47299568870702374,0.34475539993799259,2.2057986139849602E-2]
[null,1530,0.99399232808931937,0.96127974996569221,1.0042317968631196,0.9784000315171234,1.0304959153512274,0.98931989592667469,1.0094757230894893,null,4.3866470793960639,0,8.8101107762649788E-3,0.76437665396990795,1.9117598596754286,1.068650597069104E-2,6.1986989705393521E-2,8.54928780423834E-3,0.7625625137193226,1.236928119733356E-2,0,5.6238841917779095E-3,0.4836040103682393,0.35022776191932786,2.3710441650661742E-2]
[null,1531,1.0177531527238355,1.0225127854826324,0.97129715769999703,0.99766594782391715,0.9898298085820959,1.0011663915905862,0.97294240380522368,null,4.0976908329660908,0,9.2205165797840417E-3,0.72407827544332959,1.7680788232664391,9.6932288115314982E-3,6.157936229837193E-2,8.9341253872647717E-3,0.70755197680489146,1.2616840943598565E-2,0,5.6238841917779009E-3,0.46767558046494034,0.31630150862399486,2.4777743309731672E-2]
[null,1532,0.97186972844583319,1.0113928815120821,1.0184509953909695,0.96569055202084664,1.0010920344525607,1.0002641534921262,1.0279666531723715,null,4.3987044383744713,0,8.7571240090463867E-3,0.79167909939886671,1.8592999521904974,1.1116542455268393E-2,6.6841954373272935E-2,8.487750117852931E-3,0.78566400938102943,1.220695353436194E-2,0,5.6238841917778922E-3,0.4965049954689647,0.34649664713804523,2.3539774133581003E-2]
[null,1533,1.0126121965000816,0.98744292471311101,0.99768857520330956,1.0296028840161779,1.0170584360525292,0.98193641612488403,0.97989122399230011,null,4.1983857084330234,0,8.6578831344608503E-3,0.73590463889950153,1.830760978133763,1.0015770958169081E-2,6.175480161526898E-2,8.3928222069782569E-3,0.71649538519721701,1.3017419435487109E-2,0,5.6238841917779043E-3,0.46748742215962524,0.33431396600366237,2.3276502766029508E-2]
[null,1534,1.0368742839970135,0.96909600320525613,0.97427471728025394,1.0110798006876882,1.007458772597569,0.99771339005147186,1.033222799728897,null,4.1944526843382999,0,9.0550279420688901E-3,0.71852066017497718,1.8258035681077351,1.028303562592563E-2,5.8131237788547757E-2,8.7871118491123484E-3,0.74979635140688716,1.2786108846945587E-2,0,5.6238841917778922E-3,0.46320981610662371,0.32619591958532712,2.4370018596511431E-2]
[null,1535,1.0105482655597258,1.0144802121879306,0.98140945705441529,0.97446242349141621,1.0096397584023871,0.99159980331591424,1.0224564443685926,null,4.1744185729091514,0,9.0185680549618921E-3,0.7298692433227989,1.7917376502274698,1.0288683690810277E-2,6.2234255248057299E-2,8.7379001456013711E-3,0.74652478025394087,1.2322196781623941E-2,0,5.6238841917778983E-3,0.46840819982345205,0.32345681153904354,2.4233535739536124E-2]
[null,1536,0.98233095370764167,1.0046990112263907,1.0125728423129858,1.0080801226741318,1.0046509905246646,1.0104983665849574,0.99566960627610379,null,4.3581398644729861,0,8.8725392467235448E-3,0.78861888370996491,1.8526262474442263,1.0713263436352594E-2,6.5429709159122079E-2,8.6041126469132544E-3,0.7593309248290766,1.2743495697170147E-2,0,5.6238841917779E-3,0.49637621716457181,0.3430831735532901,2.3862491887244701E-2]
[null,1537,0.96326276585557391,0.98907594783661135,0.98730263962660292,0.98459834265328861,0.99638945680165825,0.96437567681899006,0.99165861639274022,null,4.3762452570382333,0,9.1325052940748417E-3,0.75211531085891337,1.9241657236519021,1.042965909882046E-2,6.4368852842333679E-2,8.8473659851957768E-3,0.75342872204562661,1.2449660405714652E-2,0,5.6238841917778956E-3,0.48089865267155313,0.34851280424229425,2.4537126338177222E-2]
[null,1538,1.0074597551906388,0.99941286051293365,1.027746191497181,0.98763816020680706,0.99397530788657573,0.96627940529230072,0.98806743600442049,null,4.1914580924781575,0,8.0206549311468787E-3,0.74487030081066963,1.8118162746157069,1.0229020932762727E-2,6.4436498858779612E-2,7.7681911014295373E-3,0.71623915158354101,1.2483288758100623E-2,0,5.6238841917779017E-3,0.46450178565844819,0.33996618885100349,2.1544162047079915E-2]
[null,1539,1.0072872746276578,1.017445331540924,0.95894465617667846,0.95880669215079706,1.0204961621527695,0.97703928881131552,0.99139273146910312,null,4.1145185519584944,0,9.3379600933349606E-3,0.70629484057258274,1.7977963849944583,9.7435415779541408E-3,6.1249237837880111E-2,9.0421861419536214E-3,0.71877289599789529,1.2126867752763061E-2,0,5.6238841917778939E-3,0.45980053560218331,0.31832870031131777,2.5077437071065356E-2]
[null,1540,0.99345297897137741,1.0334823046322463,0.99434807745017972,1.0149699771618097,1.0401965145761771,1.0098342409015824,0.96744804985499999,null,4.2012586520766799,0,9.0608874231827528E-3,0.76213947458124798,1.7876128147964441,1.0064513710251355E-2,6.5018726070254509E-2,8.7789707580658398E-3,0.72210505181358509,1.2832823880809368E-2,0,5.6238841917779043E-3,0.48516304964238371,0.32663278981460275,2.434744024043653E-2]
[null,1541,0.99046578978451238,1.0301830796061948,1.0472785962240627,0.98878130117449847,0.99852879573976672,0.97908527857377847,0.97357493389178029,null,4.2152610108698259,0,7.8872396011735544E-3,0.77582380320539435,1.7857327366199438,1.0373074275158824E-2,6.8325616913362863E-2,7.6349150258515214E-3,0.71615811356876602,1.2495446569670729E-2,0,5.6238841917778939E-3,0.47812259505811455,0.34168352847647765,2.1174536566480797E-2]
[null,1542,1.0002800974554746,0.98390083873575684,1.0147354823703238,0.99173188790440159,1.0077255881483698,0.98013145852224415,0.97695445329551178,null,4.2668512298014996,0,8.4465949767744894E-3,0.75536432801960651,1.8554662842667451,1.0230960135976132E-2,6.3343182115414065E-2,8.1884278951996209E-3,0.7233452164019365,1.2536574490809275E-2,0,5.6238841917778965E-3,0.47481243698080594,0.34367689103689408,2.2709639243111028E-2]
[null,1543,0.98600942512869061,1.0270808328828367,0.97726704292689459,1.0194883505992516,1.0145179353428777,1.0030193844240174,0.99067223698043516,null,4.2398944066024349,0,9.4088394187390925E-3,0.7520893616597899,1.8158591022105439,1.0221895504773782E-2,6.4147183716239897E-2,9.1158763031850675E-3,0.7433845785002946,1.2892070451237223E-2,0,5.6238841917778956E-3,0.48393276641143185,0.3267547190277052,2.5281808044193655E-2]
[null,1544,1.0141791206380071,0.97546846458139669,1.0188897948028619,1.0021103542605561,1.0067664381706976,1.0113401343957791,0.99270401078671666,null,4.300349313533288,0,8.535264609070628E-3,0.77373433323082863,1.8440844912164389,1.0511662975604536E-2,6.2297166649239101E-2,8.2845401564459933E-3,0.74123937323609135,1.2667270757051201E-2,0,5.623884191777893E-3,0.48512028511886779,0.34234537534324794,2.2976195266767821E-2]
[null,1545,0.99290538829594022,1.0248524258735754,0.98629886308161185,1.0119818376135965,0.99888136543075834,1.0403227314741044,1.0111204142549401,null,4.304422739386327,0,9.51347694603406E-3,0.78216921824814267,1.8048417062636797,1.0669713147200556E-2,6.414118314518126E-2,9.2284778154239962E-3,0.77143718568556086,1.2796031919368954E-2,0,5.6238841917779087E-3,0.50043033703045114,0.32700438382439373,2.5594095061176964E-2]
[null,1546,1.0154997449011582,0.99124286062942701,0.97673401123731629,0.99642165498887569,1.0122530567825465,1.0005946303315139,0.99796183380490211,null,4.2053460817563044,0,9.1852291082794389E-3,0.73379048315400863,1.8239138638022734,1.0101078604874867E-2,6.0551849649368494E-2,8.9082372415684209E-3,0.7349763238983692,1.2600442477945235E-2,0,5.6238841917778922E-3,0.47231757986520012,0.32704162238899948,2.4705945590198491E-2]
[null,1547,1.0339679704391653,1.0249269610239664,1.0138917306304145,1.0045662805780713,1.0140529405484748,1.0000339876899398,0.99335550281220708,null,4.0749001864996144,0,8.2877419591725465E-3,0.73884093194264511,1.726715159971862,1.0045950642760291E-2,6.3213774311034462E-2,8.0294419549574898E-3,0.71022611362466648,1.2698916932742445E-2,0,5.6238841917779009E-3,0.4646672104116697,0.32085783399026974,2.2268710484399948E-2]
[null,1548,1.0086758716487483,0.96052049056354338,1.0012296012325368,1.0216251561540461,1.00354331195736,0.98978012784785019,0.99612386324620372,null,4.313934150162833,0,8.7421277008466643E-3,0.75175536158073353,1.8861049000426409,1.0388184594540974E-2,6.0875455362461493E-2,8.4836360521512322E-3,0.74192102192544085,1.2916118672596998E-2,0,5.6238841917779E-3,0.47650579880213534,0.34457355238173953,2.352836425746024E-2]
[null,1549,0.96980786114548234,1.0305521329657916,0.98139625673614217,1.0434473460239464,1.0074405234356161,0.98003958715901973,0.99127880510747868,null,4.265142866453167,0,9.2605887031091648E-3,0.74876865462190312,1.8392819370335183,1.0275620763903925E-2,6.5647772993559131E-2,8.9645144137137332E-3,0.74468960664195205,1.3194521261316325E-2,0,5.6238841917779043E-3,0.48054127525794643,0.33255364428536333,2.4862023691318694E-2]
[null,1550,1.0092124942150029,0.97577825096112014,0.99578607759429327,0.98494168370411916,0.97439441360349044,1.0039265764610379,1.0301174096665109,null,4.316886824568873,0,8.9372677833686898E-3,0.75614802064407127,1.858323539518425,1.0711555163246284E-2,6.1281395059893592E-2,8.6727142498103527E-3,0.76924722994348471,1.2452988117072471E-2,0,5.6238841917779061E-3,0.48091716722684846,0.33839284789376628,2.4052750343841189E-2]
[null,1551,0.98539268597109919,0.98496610517966543,1.0290231499317726,1.0104825627858749,0.97775350743256295,0.96771844844453558,0.99313511000926047,null,4.32999672610313,0,8.2130799862119071E-3,0.76602668245542183,1.8779408050905464,1.0580394854847597E-2,6.5212361635381827E-2,7.9585632033359541E-3,0.74047147090842547,1.2771877668323123E-2,0,5.6238841917779009E-3,0.47732363753604018,0.35222799192091575,2.2072136624322263E-2]
[null,1552,0.9893180304417637,1.0162852393840833,0.9799901025498361,1.017451386112955,1.0410777763414107,1.0415945970438345,0.9987549099298707,null,4.3283019345549603,0,9.7020720304453432E-3,0.78303182335932853,1.827431932466377,1.0567018959528962E-2,6.3572244658298707E-2,9.4141296616800808E-3,0.7675072929945046,1.2865973579340686E-2,0,5.6238841917778939E-3,0.50297654649103762,0.32890418165757895,2.6108978565953855E-2]
[null,1553,0.98198916230969546,1.0269720288434061,0.9583681359339612,1.0023309211294777,1.0066940787479663,1.0074150736488228,0.97281817026365525,null,4.2354135571910625,0,9.8708001155173985E-3,0.74583291714653088,1.827956500953517,9.9595389666041721E-3,6.3250443214009536E-2,9.5648253888968894E-3,0.7348856898848678,1.2677427985778762E-2,0,5.6238841917779087E-3,0.48571954683673052,0.32328666734149641,2.6526915396365255E-2]
[null,1554,1.0197346435624941,0.98406948926887883,1.0084395259848846,0.99368587405622666,1.0027593058431699,0.99489908719886766,0.99616384728846763,null,4.2203068328334323,0,8.5220517680809349E-3,0.74831110883240093,1.8213043760840331,1.0276197877680634E-2,6.1779278369828779E-2,8.2654020061213879E-3,0.73006425795531615,1.2562026640930252E-2,0,5.6238841917778956E-3,0.47220829058706165,0.33551094419287819,2.2923117863484214E-2]
[null,1555,1.0031119748441872,1.0413066124848016,1.0034465416009037,0.99506768528228984,0.98532003624943221,1.0180460231894251,0.9948864725972093,null,4.1848535239169609,0,8.8629635124552863E-3,0.76599305674717699,1.7556260169094569,1.0337520487912803E-2,6.5328579992057448E-2,8.587423962988245E-3,0.73730183209474964,1.25800938348093E-2,0,5.6238841917778965E-3,0.48486271215346316,0.32365915926482658,2.3816207790195814E-2]
[null,1556,0.98951028472675806,0.99132287605508085,0.98758606468445098,0.99644733031795751,0.99955471548014585,1.0047933280362564,1.0216459398569269,null,4.3497764887980184,0,9.2533719314876594E-3,0.7636504250777757,1.8690096339942108,1.0715014672078447E-2,6.2789253394324784E-2,8.9754694238689328E-3,0.77421794826482748,1.2599449479433636E-2,0,5.6238841917778974E-3,0.48818728272227102,0.33836909338869486,2.4892406120243182E-2]
[null,1557,0.99184038858477175,1.0080483628398307,1.0095621132730817,0.97735491107963701,0.99107339215398627,0.97466091652356623,0.97364313918340284,null,4.2248928060701001,0,8.5242545514636388E-3,0.7499634938358013,1.8297938809463246,1.0121845696364241E-2,6.4788640437921458E-2,8.2560184486680701E-3,0.71842060954243381,1.2355441093867651E-2,0,5.623884191777893E-3,0.47292293678627251,0.33827321596880006,2.2897093673333289E-2]
[null,1558,0.99474451496284599,1.0010161094041767,0.99697958679815391,0.97735812724210192,1.0366577655357783,0.97389397227705077,0.98799992987574026,null,4.2295272837011533,0,8.7315725844145393E-3,0.74009465284096487,1.8397332560725563,1.016140344461801E-2,6.349470221063655E-2,8.4584561769816945E-3,0.72823987645668053,1.2356965182261287E-2,0,5.6238841917779043E-3,0.47035689884460574,0.33628023002176138,2.3458530842718681E-2]
[null,1559,0.99516650252552841,0.99361506054652704,0.9987998821515206,1.0073552704066542,0.97809413700507242,1.0072057542574844,1.0441954422833719,null,4.350277148670993,0,9.0046696144484364E-3,0.76838414682621736,1.8515534210829372,1.0987231447419452E-2,6.3209520624460253E-2,8.7342790641660503E-3,0.78741124358357595,1.2736004243533619E-2,0,5.6238841917779078E-3,0.48778254485452921,0.33863604926966973,2.4223493097148763E-2]
[null,1560,0.99684324983323724,1.0191076497347613,1.0262682810318611,0.98892747211625065,0.96750401413056442,0.97893770896752696,0.99314170854104589,null,4.2123716302356655,0,8.207502069998672E-3,0.75873516181066947,1.7977636339682088,1.0387666716179094E-2,6.603136034069905E-2,7.9476280284519508E-3,0.72841405099821466,1.2499759335688842E-2,0,5.6238841917778939E-3,0.47357434212485061,0.33755983558474234,2.2041809206183594E-2]
[null,1561,0.99434665744180051,1.0124389249561987,0.99828536751357722,1.0200935324520779,1.0312188323474665,0.97812164514970412,0.98140082732796008,null,4.2068281287161211,0,8.7302113310551797E-3,0.74270310024888775,1.8203730918145249,1.010358908132874E-2,6.4163493043596947E-2,8.4553107147008789E-3,0.72273105237775903,1.2897117693104814E-2,0,5.6238841917779043E-3,0.4716308501441267,0.33342704346338897,2.3449807273974554E-2]
[null,1562,1.0033807966310455,0.99767185136750913,0.96082880462096709,1.0037117615639239,0.978627365097267,1.0214365699676862,1.0320047119064892,null,4.2886881490936428,0,9.7982114689967002E-3,0.74678936833971432,1.8384064664996327,1.0540113840939848E-2,6.0663374306186867E-2,9.5069431431889333E-3,0.7772595234836388,1.269458860575462E-2,0,5.6238841917778956E-3,0.48557598844650179,0.32505972389232513,2.6366385812978496E-2]
[null,1563,1.0055067741730017,0.99778345733280283,1.0048742329097768,0.96953093674665414,0.98448070025965773,0.97899851663230508,0.98189709844052309,null,4.2030645271932343,0,8.5459545922920259E-3,0.74179563811704785,1.8237448622706458,1.0095245396593705E-2,6.312265827836859E-2,8.2808705979355458E-3,0.71913696220913559,1.2257079859083133E-2,0,5.6238841917778956E-3,0.46913067915340162,0.33545658353260838,2.2966018178928703E-2]
[null,1564,0.98610963032049859,0.98279711598136155,1.0018819536715926,1.0180774342332044,0.9726536197607949,1.0221476265170262,1.0081391807729985,null,4.4200339120969971,0,9.1818025892583047E-3,0.79133773313677891,1.887381632051256,1.0874439127083932E-2,6.3430922532482836E-2,8.9129928569771141E-3,0.77717555286841045,1.2871185644511247E-2,0,5.6238841917779087E-3,0.50139217207574271,0.34549606547244616,2.4719134728784373E-2]
[null,1565,0.98727690675070567,1.0191034632922669,1.0166910644601836,0.98792511906541469,1.0156107292922834,1.0137008378082286,1.0144267660288304,null,4.3237930684772534,0,8.7560849739647655E-3,0.78760070790563175,1.8175283570249636,1.0855493698215275E-2,6.6081631196073382E-2,8.488349824526004E-3,0.76752795248896488,1.2488221130303989E-2,0,5.6238841917778965E-3,0.49448109169968035,0.33833202694175557,2.3541437349325407E-2]
[null,1566,1.0115430654584932,1.0034497556802098,0.99780734353723877,1.0145728292411251,0.98456039549329777,1.0442691064250385,0.99298713248633796,null,4.2804225304895818,0,9.1868485547340201E-3,0.78225010150454211,1.8048033663957668,1.0482341317118001E-2,6.2607336080201831E-2,8.9182253477468158E-3,0.75086238725253629,1.2827377686460684E-2,0,5.6238841917778939E-3,0.49689186629930004,0.32960884654391165,2.4733646424954112E-2]
[null,1567,1.0028351894792018,0.9772007393953781,1.0100429274660307,1.0043796664548443,1.0196770604203051,1.0257293239317662,0.99426437645248356,null,4.3635762730321037,0,8.9160135038966384E-3,0.78754463346380676,1.8640032336832983,1.0658820048385642E-2,6.2571690249170919E-2,8.6573336945510067E-3,0.75687042126673387,1.269702224837705E-2,0,5.6238841917778939E-3,0.49647400886752707,0.34338114463497421,2.4010094187400802E-2]
[null,1568,1.0229380199923073,0.98982597608065004,0.98774700326295306,1.0144449681874386,1.0086663862401259,1.0172452503618392,0.97769109105903185,null,4.2007550030156731,0,9.0614595509273099E-3,0.7484885036793989,1.8105009216410801,1.0020657088443401E-2,6.0675100436185285E-2,8.7930455389856974E-3,0.72254868092142754,1.2826998442984098E-2,0,5.6238841917778939E-3,0.47844622345915894,0.32750597218144434,2.4386474985714453E-2]
[null,1569,0.96424884584868698,0.99837232570866263,1.0190929400409949,1.0005039520314063,1.0225904839284476,1.0435469819357666,1.0317400256826961,null,4.5516181052172158,0,9.2184312928271991E-3,0.83639218497347512,1.8970981699953373,1.1598027333902056E-2,6.6732530840276846E-2,8.950021456606061E-3,0.81963113458547932,1.2646940547229622E-2,0,5.6238841917779052E-3,0.52434053979508133,0.35300127360718048,2.4821829183692384E-2]
[null,1570,0.96940723449495347,1.0240699565799938,1.0105694442381459,0.98619433851493365,1.0105859723151616,1.0126659801364108,0.99733883895044262,null,4.3701514272056974,0,9.0155096017543405E-3,0.79615285297248195,1.8439963196539575,1.0795081541121848E-2,6.7171388038080856E-2,8.7382573775232428E-3,0.76670520013148646,1.2467067165902635E-2,0,5.6238841917779043E-3,0.50173764021272171,0.3415447190422421,2.4234526480149041E-2]
[null,1571,0.96327202615321617,1.0020499014091766,1.016906776078826,0.99805317462470011,0.99473373529682196,1.008787678029855,0.99534876327871358,null,4.4511029618701956,0,8.9552956840278104E-3,0.80632725875694067,1.8929387108422149,1.0948762405752561E-2,6.6856141555388618E-2,8.6845997193634485E-3,0.77402459771352294,1.2616222642441938E-2,0,5.6238841917779E-3,0.50617116107627413,0.35178120535834984,2.4085713292192234E-2]
[null,1572,0.97934697213817035,1.0072219895618872,0.99184072211612206,0.99933688612763749,0.98227915796590082,1.0165799219992271,0.990752093802448,null,4.3542802410058634,0,9.3468994083402372E-3,0.7811232894238187,1.8589532571647942,1.0556012742786596E-2,6.4491733961908007E-2,9.0651291421772091E-3,0.75992897278588456,1.2635469849917673E-2,0,5.6238841917779061E-3,0.49802772453571331,0.33808059983851901,2.5141066776901543E-2]
[null,1573,1.0189306584592073,0.9697391895646057,1.0397272397361983,1.0000324142254011,0.98656571823997985,0.99903998286723417,0.96642461823829739,null,4.2707957107385903,0,8.0405691250996104E-3,0.77530687436879597,1.8406239030553666,1.0295032622703941E-2,6.2920818763983102E-2,7.802831257324591E-3,0.71444717522402323,1.2638522475284401E-2,0,5.6238841917779052E-3,0.47998154777919561,0.34755545769031132,2.1640232434921143E-2]
[null,1574,0.99717448842956169,1.0158038223028361,1.0177890009612665,0.98489281090106306,1.0390719016536745,1.009629256258979,0.98497627080919992,null,4.2603389701493981,0,8.6197173759838142E-3,0.77784953764684406,1.8047860218501575,1.0439272029834289E-2,6.5327064196723614E-2,8.3559193866765847E-3,0.7368350648823383,1.2449760595909465E-2,0,5.6238841917778983E-3,0.48802990854043615,0.33608809705942999,2.3174157145254646E-2]
[null,1575,0.98134749029559676,0.97663463412945428,1.0119063834858126,1.0161048658933594,1.0178458823214807,1.0046513519850748,1.0087219993140002,null,4.4351477595508086,0,8.8901069090417846E-3,0.78914214992469145,1.9053949715305578,1.092324870010088E-2,6.4024060808569719E-2,8.6269153124637517E-3,0.77486220779589343,1.2845020634252437E-2,0,5.6238841917778965E-3,0.49690961176370868,0.35176006340642074,2.3925732391412383E-2]
[null,1576,0.9582925352649273,1.0110458245268441,0.98369110345189337,0.99442279793803479,1.0171782048605311,0.99778965296530564,0.95501033685590531,null,4.3702551526355444,0,9.5302489132234273E-3,0.77678200407541143,1.8949850412900289,1.0208496890456609E-2,6.5596329300500841E-2,9.2364640025699597E-3,0.73900584964636651,1.2574321734330601E-2,0,5.6238841917779052E-3,0.49779930611986567,0.34235746048790411,2.5616243809548942E-2]
[null,1577,1.0177730901399045,0.95892555561877169,0.9996507296783278,0.99911663222342662,1.0025128277163045,0.97987912852005554,0.99678964606601039,null,4.2615197508718916,0,8.608512859453122E-3,0.73660205055549444,1.8726055052160853,1.0232796156626501E-2,6.0163955691679261E-2,8.3518145016891372E-3,0.73171164574790215,1.2631740301037891E-2,0,5.623884191777893E-3,0.46735926434273795,0.34168283429555407,2.3162772730762334E-2]
[null,1578,1.0403112783102944,1.0360390967722122,0.98598876776368161,0.98349888111365824,0.99693801614758737,1.0072448443526008,1.0112279287527806,null,4.0274357328681516,0,8.7789629768749104E-3,0.72013813800959459,1.7049617989834316,9.9539210236781524E-3,6.1720810406205931E-2,8.5044596486002055E-3,0.71898115949238572,1.2435915492568244E-2,0,5.6238841917778965E-3,0.46083275469770596,0.30947573785224536,2.3586116046833326E-2]
[null,1579,0.99188951264149183,1.005046955858895,0.9948385943455994,1.0073637226852519,0.98982825624071458,1.0046806751531689,1.0086174136657091,null,4.3002456675191167,0,9.0672620173186183E-3,0.76432302614101155,1.838500876048168,1.0566926944424746E-2,6.3748809046264898E-2,8.7912632556225532E-3,0.75888398678973046,1.2736593964980615E-2,0,5.623884191777893E-3,0.48640406131883523,0.33535196980265863,2.4381532032961617E-2]
[null,1580,0.98498726238210899,1.020147888800899,1.0105230321649608,1.0049628492639746,0.99052354267297793,1.0016629776397845,1.012029603496577,null,4.3027405805336105,0,8.783720584510598E-3,0.77539860657945481,1.8214802044111125,1.0726773921440214E-2,6.5908480069700778E-2,8.5116427383915907E-3,0.76152876196454788,1.2704336641205998E-2,0,5.6238841917779043E-3,0.48867225295061212,0.33736332015048714,2.3606037499388215E-2]
[null,1581,1.0061446217805958,1.0472186486360229,0.99540044097951519,1.0147298363342971,1.0260398472836827,0.99609741569997712,0.98293404883580293,null,4.1054104013837831,0,8.783567092852643E-3,0.74049495530742149,1.742791270141876,9.9763289207504876E-3,6.4927470062517798E-2,8.5029447717097032E-3,0.71504146071538366,1.2829658311943505E-2,0,5.6238841917779078E-3,0.47107500218265597,0.31934907915619321,2.3581914714401599E-2]
[null,1582,0.98818563026488093,0.97838659950332374,0.97533369823153604,0.98311653363470708,1.0246209160987498,0.99298774380427191,0.97571172550931784,null,4.322952820553569,0,9.4181488120051813E-3,0.7493775828778042,1.8981467740187785,1.0133078929668839E-2,6.1513071742911117E-2,9.1355584984893871E-3,0.73833656843155948,1.243235823924425E-2,0,5.6238841917779043E-3,0.48277831335224014,0.3395573847910176,2.5336394292078387E-2]
[null,1583,1.0247575782421476,0.99053307942661284,1.0063032063674642,1.0131690155418891,0.99217510144386412,1.0248324297221494,1.0265650021957762,null,4.2565555706028402,0,8.763809783653433E-3,0.76520750239846924,1.8016187158084336,1.068395679559221E-2,6.1667924828141117E-2,8.5059559637992079E-3,0.76073926934674707,1.2808590145302083E-2,0,5.6238841917778956E-3,0.48350887326681657,0.33136444174081237,2.3590265900602356E-2]
[null,1584,0.99978753337717852,0.99727424645967044,0.99840671868042685,1.0109560638597221,0.99210533565690029,0.99507483923254914,1.0106677170921181,null,4.2736055222248934,0,8.8562264318454414E-3,0.7544632871499064,1.8366479987278395,1.0501988054471912E-2,6.3074718955011738E-2,8.5860901232812804E-3,0.75200536974869692,1.278157717054642E-2,0,5.6238841917779043E-3,0.47906259806471774,0.33590172792743694,2.3812508543045934E-2]
[null,1585,0.98008792359828967,1.008713561903267,0.9794386517532041,1.0208979611254521,0.98535145735214114,0.97914708492407676,1.0118314211873474,null,4.286763601886344,0,9.2299635422726373E-3,0.74242857955618513,1.8579595164070253,1.0426369168062954E-2,6.3764308771587883E-2,8.9406664131667143E-3,0.7573264517006939,1.2909625220580494E-2,0,5.6238841917779052E-3,0.47706132443174154,0.33475695549399431,2.4795884073797021E-2]
[null,1586,0.99902020735763841,0.97981176826829086,1.004471164373679,0.99291146483814219,0.97979793541299542,0.98496782667375937,1.0172629944081577,null,4.3137045581278448,0,8.6911627141371874E-3,0.75406003686722034,1.8677567583260397,1.0620900880080759E-2,6.2614523209543957E-2,8.4278906644138542E-3,0.75744943659414077,1.2552711244205898E-2,0,5.6238841917778974E-3,0.47700613639538331,0.34290968147148077,2.337376099769101E-2]
[null,1587,0.97217293896924051,1.0010590674332656,1.0353079624215398,0.99093795092967674,1.0129022058939188,1.0167051317058269,0.96275025750346355,null,4.4175780226886792,0,8.6045286332102032E-3,0.81853167572899765,1.8727215702562188,1.0699531017382269E-2,6.7328727584838099E-2,8.3467083160966935E-3,0.74577952370704015,1.2524105090227057E-2,0,5.6238841917779087E-3,0.5080976529749015,0.3533805611272956,2.314861132710868E-2]
[null,1588,0.98300950815904997,0.99918168280307151,1.0009479631634635,1.0162086154902814,1.0096171286448501,0.95463400181031344,1.0139351172231683,null,4.2732675828222941,0,8.5922495709125461E-3,0.73650913937948292,1.8639696972201629,1.046345474818812E-2,6.4400448425337625E-2,8.3185559805051303E-3,0.74766014459159702,1.2847673437221638E-2,0,5.6238841917778974E-3,0.46692357122282085,0.34207272905223263,2.3070534143879138E-2]
[null,1589,0.9662533637412708,1.0437854539650187,1.0044934868827868,0.98487483108466112,1.0064339645494189,1.0420783685012343,1.0217419407715072,null,4.4033796509916145,0,9.3933660064959602E-3,0.81491249835030211,1.8182261845559045,1.1161745822071608E-2,6.80131529835446E-2,9.1074139973062705E-3,0.79703440450360574,1.2451106843317482E-2,0,5.6238841917778896E-3,0.51549328334152089,0.3354910035721036,2.5258338836656891E-2]
[null,1590,1.0328612094244742,0.99946233115112815,0.98326046058246241,0.99986236851217791,0.9673795459219301,0.98177412499161298,0.99454147040156071,null,4.085653784253708,0,8.727146760570249E-3,0.71029706732666031,1.7776785560332398,9.8124990590277225E-3,6.0291341696632771E-2,8.4567673621346977E-3,0.7098014702967399,1.2643156694891454E-2,0,5.6238841917778922E-3,0.45531598980616966,0.32100635143313561,2.3453847113874205E-2]
[null,1591,1.0053312109083909,0.97964651312945872,1.0146429612350749,0.97418899448906415,0.98703971249075328,0.96709322049158508,1.008640004677007,null,4.2568695848369904,0,8.3008087747188722E-3,0.7419066188548642,1.8538074590324491,1.0431425417117592E-2,6.2806852811221781E-2,8.044755744260345E-3,0.73814739596477974,1.2314823965510079E-2,0,5.6238841917779009E-3,0.46637963329892163,0.34339636285747149,2.2311181473332605E-2]
[null,1592,1.0182524737492529,1.0314050824570749,1.0077575921955642,0.97633288798352869,1.0032065357825246,0.95934598302044305,1.0008353445374403,null,4.052276555224898,0,8.1682871576646207E-3,0.71389521012244606,1.7443120348950414,9.947987011187067E-3,6.4137576757341386E-2,7.901288245454394E-3,0.70675073653299914,1.2342732939020318E-2,0,5.6238841917779078E-3,0.45068069072725436,0.32293940967792178,2.1913291282114743E-2]
[null,1593,0.97032032708857918,0.95695676819182951,1.0166559546299279,0.96778491066185779,1.0377678020339882,0.9681659874692804,0.99649106922720543,null,4.4663754222302448,0,8.6118398471652889E-3,0.77491047674330105,1.9635682793416354,1.0780137111176924E-2,6.4014179051810158E-2,8.3524535269444266E-3,0.76234887632909965,1.2233635688232864E-2,0,5.6238841917778965E-3,0.48652424760472118,0.36346654749675333,2.3164544991958323E-2]
[null,1594,1.0114870258903093,0.96923386884232365,0.99814738456628416,0.97003317163498448,1.0439296333257557,1.0156141012129543,1.0284433875184653,null,4.3455454165917162,0,8.9879258680961686E-3,0.76622181658663968,1.8654962196193374,1.0786816974514593E-2,6.0958712845469561E-2,8.7266462562573099E-3,0.77357040479685402,1.2264217047942423E-2,0,5.6238841917779009E-3,0.48660749899153161,0.34007480074506524,2.4202324404423131E-2]
[null,1595,0.99184533769459571,0.99516188899180535,0.98367705971788955,0.96801381629521299,0.98667169106009223,0.99626661657122506,1.0100094757265816,null,4.3020484566204367,0,9.2216957345180716E-3,0.75192949094985184,1.8587104759401405,1.0467550745668625E-2,6.2598476597096678E-2,8.941325271793997E-3,0.75856297416395857,1.2240385921102765E-2,0,5.6238841917778956E-3,0.4818768791559101,0.33552099807714308,2.4797711340511619E-2]
[null,1596,1.0255610709983298,1.0239801577015437,1.000728504402616,1.031929195955805,0.99098138732746444,0.99495388407935803,1.0101154882863608,null,4.1037846708896284,0,8.5478013316046004E-3,0.73264081052783669,1.7454595917228577,1.016867961997414E-2,6.2907202462520018E-2,8.2802756071337861E-3,0.72599973931991946,1.3046452186407478E-2,0,5.6238841917779087E-3,0.46453452654108007,0.32070694199962124,2.2964368042097331E-2]
[null,1597,0.98398178486938359,0.98455957975683528,1.0042379145421558,0.9640545337370463,0.98324068837512901,1.0043034715118881,1.0034108294537616,null,4.3903523279090972,0,8.9933529054981223E-3,0.78009347395137862,1.8876435294932126,1.0736008401662027E-2,6.3797686503158174E-2,8.7249160412777513E-3,0.76635600223192923,1.2187919600866379E-2,0,5.6238841917779078E-3,0.49354581904224337,0.34643891549988992,2.419752585719262E-2]
[null,1598,0.9969968228368209,1.0265789693201881,0.97765230661643088,1.0241567832029057,1.0026709445201725,0.9959632121578772,1.0372784102416279,null,4.217797328327026,0,9.2331003835574126E-3,0.73873372912312874,1.7965926010322169,1.0536657337263871E-2,6.3439315809001751E-2,8.9437095028951329E-3,0.76655662241524214,1.2951057525458862E-2,0,5.6238841917778965E-3,0.47522326640381468,0.32362526164544414,2.4804323724338169E-2]
[null,1599,0.98604475250205781,0.9928725967229155,1.0014391188989695,0.97495855416580224,0.9987797255206412,0.98515273787412794,1.0135158264206061,null,4.3306956451852159,0,8.8411508811047177E-3,0.75987560397595466,1.8693578408939118,1.0644287966477432E-2,6.3915230333979736E-2,8.5699242484304997E-3,0.7611373325243237,1.2326101323460971E-2,0,5.6238841917778939E-3,0.48159018569060258,0.34272873052208802,2.3767674395318291E-2]
[null,1600,1.0216947202525801,1.0150131539912568,0.99512646618959777,1.004779371447988,0.99432776472752116,1.0236804644134649,0.96345641985833019,null,4.1501393259516837,0,8.9470830780661627E-3,0.75505612423900492,1.768107568294256,9.8982129686710479E-3,6.2384182174960633E-2,8.6772285505546092E-3,0.70957307785794776,1.2703883712970352E-2,0,5.6238841917779052E-3,0.48042040485093712,0.32257657196400635,2.4065270224659461E-2]
[null,1601,0.99025328290853931,1.0033064809822629,1.0299455084039562,0.99555915812588125,0.99597370849427813,1.0039145636777216,1.0456632587249404,null,4.3679219364108279,0,8.4324210366198034E-3,0.78911398746331396,1.8359393311104351,1.1253121421507511E-2,6.5888895020437183E-2,8.1759816020389921E-3,0.78837047578734132,1.2583145659777348E-2,0,5.6238841917779E-3,0.49143385435486764,0.34529655991933716,2.2675120916613025E-2]
[null,1602,0.99843601194139486,1.0137780483457972,1.03916460251537,0.99960969107903963,1.0293380966853349,1.0255300676342971,0.99568064936526812,null,4.3146182903253116,0,8.3624074560179965E-3,0.8045755492632789,1.8007308561888076,1.0815422212341259E-2,6.644146099840964E-2,8.110939234455326E-3,0.75180078880285461,1.2633246703157309E-2,0,5.6238841917779061E-3,0.49827065702661039,0.34148315958015274,2.2494733579477313E-2]
[null,1603,1.0016120400375765,0.98086719002123879,1.0214500302604357,1.0000644648736958,0.98835303610351077,1.0080525392123871,1.0127788136525844,null,4.3515355666684643,0,8.5589772065057575E-3,0.7816101035290105,1.8567844759521812,1.0829072355034556E-2,6.350159799973043E-2,8.305381895409289E-3,0.76273554503927987,1.2641103174103469E-2,0,5.6238841917778974E-3,0.48929024526500559,0.34573913710117038,2.3033997372265146E-2]
[null,1604,0.99399571524912522,1.0021975731911046,0.99817831387423461,1.0294914363210128,0.98864953216319562,0.99862942994762494,1.0125559921049112,null,4.2936911855267317,0,8.9355885110332829E-3,0.76067741279520162,1.8387594619522714,1.0587395048073224E-2,6.3672739093603423E-2,8.6627017500455657E-3,0.7581687345814041,1.3015949410996215E-2,0,5.6238841917779052E-3,0.48307708830734425,0.33635642505069502,2.4024981856350037E-2]
[null,1605,1.0157298400252766,0.96576510378779878,1.0149582989914616,0.98603753147718809,0.98663689562426293,1.0228218026123101,0.98183799629521451,null,4.3277126820493637,0,8.7071276175406977E-3,0.78062620889914403,1.85988675065428,1.0456821123686184E-2,6.1493765948921406E-2,8.4566675382061092E-3,0.73966267137294273,1.2464565250807481E-2,0,5.6238841917779087E-3,0.49062449378151385,0.34367041064164056,2.3453570263978832E-2]
[null,1606,0.992195305459452,1.0248364434376893,1.020728599387172,1.0248803705847547,0.98612594618189808,1.0154863463117838,1.0000508870141911,null,4.2844843242776909,0,8.6450201836677232E-3,0.78691460566857285,1.797915042640585,1.0683070133688598E-2,6.6290468625673185E-2,8.3797076820688928E-3,0.75229860227035494,1.2954871796325802E-2,0,5.6238841917778956E-3,0.49282849600276274,0.33600046427197994,2.3240131177569769E-2]
[null,1607,0.99817211026052255,0.98701190073771494,1.0188825069396705,0.99411857560859818,0.97760735747379668,0.98733098656343543,0.99726921806767355,null,4.2993312676051278,0,8.4474775903127554E-3,0.76492368180331416,1.8527673370281372,1.0527185616257336E-2,6.3879238664004495E-2,8.1903801650124643E-3,0.74246604308405284,1.2566250790116225E-2,0,5.6238841917779052E-3,0.47959827685175987,0.34452141336776509,2.2715053633238457E-2]
[null,1608,1.0028458191690584,0.99609168105388057,1.0138209526892692,0.98872160330567893,0.99422755987310207,0.97457340260015701,0.9615586546747974,null,4.202855142142373,0,8.3737342499046411E-3,0.74639469239726464,1.8293550762156991,9.9654470953779752E-3,6.3736616332357013E-2,8.113241911930285E-3,0.70462578467858694,1.2498629696489027E-2,0,5.623884191777893E-3,0.46943832419138282,0.33897605989747615,2.2501119783937897E-2]
[null,1609,0.99215945649589832,1.0127889943434087,1.0075729144190719,1.0068349319832353,0.98642272001105169,0.98050222107297869,1.0179186840657348,null,4.2542164497381094,0,8.6008463687267476E-3,0.75226933182599887,1.8215353700936205,1.0577883836525451E-2,6.4884589111085814E-2,8.3305862586777295E-3,0.75235875793032159,1.2728360054394632E-2,0,5.6238841917779E-3,0.47496043505433971,0.33644419904823225,2.3103898701861528E-2]
[null,1610,0.97973972789649733,0.97299596673126987,0.97564228300787159,1.0242294693333569,1.0225570697679027,0.96482701337552601,1.0005375405847183,null,4.3444219128350099,0,9.2336922216549357E-3,0.73483894308343956,1.9245454202377463,1.0323510076156926E-2,6.1794709098670506E-2,8.9500744798847627E-3,0.75185050746255166,1.2952228207663976E-2,0,5.6238841917778974E-3,0.47331943637508267,0.34463491560618681,2.4821976237503717E-2]
[null,1611,0.96903523874362318,1.0149880079701932,1.02098462073389,1.0199622669792037,0.99449145623211266,0.98403365472757653,0.99882452751327422,null,4.3527808055889645,0,8.5885123387587393E-3,0.78181278560736711,1.8578178575270559,1.0749920344805189E-2,6.7381512761136339E-2,8.3190424648474006E-3,0.75703937769723428,1.2892673893308297E-2,0,5.6238841917779E-3,0.48955657935984631,0.34710380072950325,2.3071883350839477E-2]
[null,1612,1.0054995085808243,0.99779266923665877,0.99796016442843904,0.97362052351283812,0.99829353418450628,0.99137210617923022,0.98684344334064711,null,4.2228825993595311,0,8.7805056531069896E-3,0.74691850448237929,1.8254186501693799,1.0169069490426943E-2,6.271551187822752E-2,8.511543186887148E-3,0.72830356865724388,1.2309594305483906E-2,0,5.6238841917778939E-3,0.47440377925708926,0.33368323798871319,2.3605761405029086E-2]
[null,1613,0.96150930338606511,0.96824945201507118,0.9719346662787276,1.0109909533246721,0.99513220607469732,0.98681909954461267,0.97473472417574714,null,4.455880381084385,0,9.7071068654719078E-3,0.76466502344499365,1.9711582389259048,1.0373121588559292E-2,6.2505305601013875E-2,9.4169727968648354E-3,0.75791281186624215,1.2785274805357971E-2,0,5.6238841917778922E-3,0.49369023398204964,0.35133975708095022,2.6116863666145435E-2]
[null,1614,1.0053722959445459,1.0219382849501952,0.97607240072173362,0.98008416766594153,0.99809284360153228,0.9801591132619315,0.98705085576652229,null,4.1274667183221876,0,9.0484413391382253E-3,0.72028232246084434,1.7896955027072949,9.8574638119590229E-3,6.2594704799363063E-2,8.7615275835890363E-3,0.71738763902816272,1.2393922858023196E-2,0,5.6238841917778956E-3,0.46381699015701605,0.32180213841048649,2.4299063652806666E-2]
[null,1615,0.96844635291060688,0.989605394478422,0.96815566005641573,0.9931428020089702,1.0189158573963402,0.97806078667549234,1.0036569781912497,null,4.3698962252898754,0,9.5878534074066574E-3,0.74609563953630087,1.9176925922078767,1.0431040203309958E-2,6.2895133030670083E-2,9.2925323874484059E-3,0.76473448164401436,1.2560022048580092E-2,0,5.6238841917779061E-3,0.48286033696490349,0.34152667361859179,2.5771742863803279E-2]
[null,1616,1.0030893004886752,0.97598803957507674,0.99761570879587047,0.99213810790010415,1.0099231590603275,1.0053457006428561,1.0213828606665269,null,4.3399961233756965,0,8.9696827173736723E-3,0.7630667439692157,1.8688305438497361,1.0710464208520764E-2,6.1772031263680853E-2,8.7044891471262896E-3,0.76800066261294131,1.2543755550883955E-2,0,5.6238841917778956E-3,0.48476430149899541,0.34080805552532811,2.4140874274865217E-2]
[null,1617,0.98723348703930991,1.0130936039146148,0.98209048463875825,0.99736836902842363,0.98765657652502714,1.0273778030449627,1.0088639772450336,null,4.3297471392940405,0,9.5534901463761573E-3,0.77563083992291271,1.8362780652616726,1.0628869218802475E-2,6.3677206848004542E-2,9.2669088794754724E-3,0.77110441072324432,1.2611762485893244E-2,0,5.6238841917779017E-3,0.49756296080804657,0.33121504201479535,2.5700679085791701E-2]
[null,1618,1.0222454358465241,0.99866661160734915,1.005492351383664,0.97470829923271596,0.99735856305228743,1.0286263369452369,1.0006146220999759,null,4.2323865479468505,0,8.819204865662969E-3,0.7680886251226543,1.792223299606011,1.0426999711456688E-2,6.2167878625494173E-2,8.5586199284510851E-3,0.74294285304974095,1.2322460907157082E-2,0,5.6238841917779052E-3,0.48557307441627778,0.32954173405670262,2.3736323196784613E-2]
[null,1619,1.0028961080288334,1.018278908517549,1.0197951234238891,0.99261818115697309,0.99242536536842507,0.96723195208068524,0.9882146483026345,null,4.1596395687184904,0,8.172289874370452E-3,0.74080292580237783,1.7898555444047619,1.015792569081473E-2,6.519911698449668E-2,7.9106055430428548E-3,0.71531340467403903,1.2547176487827003E-2,0,5.6238841917778965E-3,0.4642150718818473,0.33424707122353137,2.1939131708343405E-2]
[null,1620,1.0338307462649257,0.99290947364638371,0.96175584056221419,0.97926414640126902,0.99702468473966677,1.0394379111772782,0.96215712308152723,null,4.152887970439731,0,9.6672943775182318E-3,0.73934954025145061,1.7921986923912847,9.6807026445764124E-3,5.8709540743392567E-2,9.3862019591590701E-3,0.71217715581009422,1.2385272167002239E-2,0,5.6238841917778939E-3,0.48045327670699928,0.31655947357545583,2.6031524376058268E-2]
[null,1621,1.0169284070263711,0.96888741614394469,1.0167329877672817,1.0275575557800769,1.0049767901293882,0.98540718380388548,0.99631709813377578,null,4.261809684460041,0,8.3423856700294719E-3,0.75096729315525179,1.8515439960379316,1.0370721592388873E-2,6.1677847665871227E-2,8.0925245864625472E-3,0.73191980711762883,1.2989203971808734E-2,0,5.6238841917778974E-3,0.47146931392876046,0.34305381515758743,2.2443662724600511E-2]
[null,1622,0.98329449374385436,0.99803607253374116,0.9878227894623991,0.98740149976762737,1.045935736211945,1.0150129254311604,0.98174840751568304,null,4.3469869184297067,0,9.3898822566488589E-3,0.77554895923044265,1.8687095130317515,1.0409871190396904E-2,6.3533898299985681E-2,9.108886259764231E-3,0.75162786684949368,1.2485042236649931E-2,0,5.6238841917778974E-3,0.4957201365486224,0.33834632086448546,2.526242198298477E-2]
[null,1623,1.0324679905223215,0.97079170890355071,1.0228442547473473,0.95352031635883749,0.98502901563692058,0.98683232373420959,1.0041774669783829,null,4.2051298884736514,0,8.1205128417759734E-3,0.7443930081355693,1.8187687747199812,1.033269727743241E-2,6.1188679866874526E-2,7.8771850458536369E-3,0.72676648915308228,1.2052612820275808E-2,0,5.6238841917779009E-3,0.46559496541947354,0.3388056607849963,2.1846443900108866E-2]
[null,1624,1.0391685609065873,1.0045658936294024,0.99271137539688725,0.98141637621362687,1.0052980705650745,0.9863645212540354,1.0272535960853288,null,4.087105801476369,0,8.5356936810714948E-3,0.71456159950016473,1.7561488652299202,1.014738617919796E-2,6.070392074007909E-2,8.2711734892313774E-3,0.7295432970882616,1.2408781915834652E-2,0,5.6238841917779043E-3,0.45534136613292664,0.31995209629868737,2.2939124391355387E-2]
[null,1625,0.97703207138428827,0.957218322376437,1.0277441548136674,1.0242418131780695,0.97271912767759694,1.0051320468988985,1.0037285422613313,null,4.5186013873468482,0,8.6738998295010968E-3,0.80757514780460715,1.9466576804743769,1.1126279345685396E-2,6.4244734519106284E-2,8.4221857835342466E-3,0.78019219742147405,1.2945942221308019E-2,0,5.6238841917778939E-3,0.50360520915676321,0.36352408707446526,2.3357939183252519E-2]
[null,1626,0.98405934936615835,1.0166527288919081,0.98811325607708234,0.97328683326719256,1.03109239181125,1.0103214281618591,1.0466811806359611,null,4.338469183786283,0,9.3009315740120932E-3,0.76832682129469221,1.8346072177961505,1.097422544382573E-2,6.4423997464382987E-2,9.0162503395746548E-3,0.79335876730632482,1.2306537212356606E-2,0,5.6238841917779043E-3,0.4910143448851832,0.33311256224467811,2.5005507181342299E-2]
[null,1627,1.0095956407523223,0.98167584843664613,0.99752816648286802,1.0009227763036979,0.99504095820602545,1.0084190938889876,0.97452472563799986,null,4.2671033200392783,0,8.9308875221562455E-3,0.75950833651129501,1.8465507716318588,1.0165587386075016E-2,6.1647672991981768E-2,8.6661574476437717E-3,0.72794348263882724,1.2654832071081394E-2,0,5.6238841917778974E-3,0.48253001713494054,0.33670889972978613,2.4034565826166088E-2]
[null,1628,0.97605681274997691,0.97618579242347769,0.98605129188741336,1.0028490335216207,1.0013103094440898,0.97852203048490272,0.99849015979588884,null,4.3832812408986221,0,9.1918900073272719E-3,0.75484111908174845,1.9231568699657966,1.0495478574860783E-2,6.2804024543152343E-2,8.9126221734076097E-3,0.75879954849895859,1.2680582125160413E-2,0,5.6238841917778956E-3,0.48302100255084762,0.34741989251862604,2.471810668161287E-2]
[null,1629,1.0032496784564049,0.9837696910090048,0.97506793775498268,0.99762659436292622,1.0125012848311052,0.96373108281867181,0.97820660260837944,null,4.1956436853782515,0,8.9990197262162959E-3,0.71466737113859424,1.8599552159550439,9.8152537506385248E-3,6.0833901739622574E-2,8.7193234377996344E-3,0.7145771645573199,1.2615882911955874E-2,0,5.6238841917779009E-3,0.4604941606182279,0.33315853137259854,2.418201543088817E-2]
[null,1630,1.0031513669953827,1.0027685021205401,1.0005546460413897,1.0082234520574787,0.97359698660564986,0.99184952996834841,0.98953765301738716,null,4.2256602524343396,0,8.7492437935473878E-3,0.7499304674827536,1.8204150635424901,1.0231131293195058E-2,6.326065800309294E-2,8.4800728453739392E-3,0.73096982436597369,1.2746766890060188E-2,0,5.6238841917779087E-3,0.4755485070279587,0.33368463846159246,2.3518482123612749E-2]
[null,1631,1.0136079124248056,0.99729205017808675,0.98693065644616118,1.0222833135358496,0.99582806503184207,0.96381261423899633,0.98406028781839139,null,4.1328568365850673,0,8.6669756882474195E-3,0.71278640314807928,1.8143247449020641,9.8220718304666936E-3,6.1546031997763741E-2,8.3940323591849136E-3,0.70821167240334015,1.2926210676390808E-2,0,5.6238841917779061E-3,0.45585840972352254,0.32875049206023799,2.3279858980481676E-2]
[null,1632,1.0425834101522842,1.027004364977923,1.0068035592799842,1.0124359390025461,0.9872558121063626,1.020072672490739,1.0170078397850304,null,4.0821199457515274,0,8.5065270252011847E-3,0.74293696037915424,1.7107674471741086,1.0259540463692905E-2,6.2376565349067388E-2,8.2461059887203748E-3,0.72951909991204889,1.279926150413592E-2,0,5.6238841917779087E-3,0.46929153184099542,0.31593647333854186,2.2869602634478823E-2]
[null,1633,0.9954359883752194,1.0207398964467458,1.0097039603418243,0.98299698773358835,0.98818398751250291,1.0035553141554814,1.013940945748959,null,4.2601788926392956,0,8.7219867341196931E-3,0.76810663897346598,1.801562773431499,1.0636137731779205E-2,6.5196326680355007E-2,8.4521789141666897E-3,0.75568470083550465,1.2426749844407217E-2,0,5.6238841917778965E-3,0.48432148701781741,0.33344888015816576,2.3441121594473792E-2]
[null,1634,1.0032378499853434,0.99531790826309252,1.0332645854569302,0.96769352679573228,1.0019337509135644,0.99691500212802719,0.98229312420253723,null,4.2735933144341516,0,8.2200639377113405E-3,0.77688479497120499,1.8252070799494817,1.0457542845743972E-2,6.4829859194723102E-2,7.9702710137465015E-3,0.7298991058801565,1.2230562182610245E-2,0,5.6238841917779017E-3,0.48284343067022384,0.34376224061620175,2.2104606855989826E-2]
[null,1635,1.018294738630976,0.96908596726272556,0.99973585414423605,1.0121927508872919,1.0096050461974073,0.99832206767514908,0.98516074788562802,null,4.2559630703399627,0,8.7468886430590587E-3,0.74882505980568059,1.8529031466177672,1.019023021817563E-2,6.0634379876847937E-2,8.4882500263931873E-3,0.72837930426787922,1.2797050063140894E-2,0,5.6238841917779017E-3,0.47508936308588667,0.33823813025849814,2.354116057097156E-2]
[null,1636,1.0281572012474991,1.0147043945689482,1.019317543277819,1.0028938807295344,0.98821043025366939,1.0020212932300996,0.98990313521506179,null,4.1271559621611891,0,8.2720237241437136E-3,0.74972052596502536,1.7518461669471599,1.0153586673484849E-2,6.3394914044638082E-2,8.0172119892219871E-3,0.71512658888924052,1.2677123647093553E-2,0,5.6238841917778965E-3,0.46994071285365813,0.32669247856752348,2.2234792116507647E-2]
[null,1637,0.96918289971805238,0.98025150392403071,1.0279314664605157,1.0073977932640532,0.99153629678342936,0.98496967823912085,0.9960931733558348,null,4.44794989957993,0,8.5266549280855058E-3,0.79325672644211098,1.9183834484878795,1.0906758738181453E-2,6.5988830827262285E-2,8.268254162779029E-3,0.76453901690391579,1.273301911881442E-2,0,5.6238841917779017E-3,0.49461977764127735,0.35922581001034715,2.2931027983667095E-2]
[null,1638,1.040568651099836,1.0209935995802757,0.9852484441182251,0.96942538956281554,1.0301895930979197,0.99270529110858274,1.0129015116436988,null,4.0371265652532893,0,8.687467426451748E-3,0.71105284978738814,1.728604678188266,9.9210978539019338E-3,6.0962723079566516E-2,8.4157247444848066E-3,0.71713921693045179,1.2258049624555421E-2,0,5.6238841917779017E-3,0.45523066623163366,0.31326512179442056,2.3340020253291072E-2]
[null,1639,0.99155820816151818,1.0152042909461316,1.030408441424195,0.98382451223261058,1.0139859606405293,0.96678674739504356,1.0211555772872323,null,4.2466985664897505,0,8.0839077775169341E-3,0.75634533325246478,1.812945989127652,1.0694860165931762E-2,6.6438407070464792E-2,7.8256921246699553E-3,0.74824766743870397,1.2434774025300572E-2,0,5.6238841917778974E-3,0.47089405040642607,0.34162818210897045,2.1703634354904123E-2]
[null,1640,1.0315005540696165,0.99813356414936971,1.0250971547626337,1.011967138152045,0.98227682106622105,1.0258692254294408,0.99376286759047716,null,4.2025824347289715,0,8.3653959755666165E-3,0.77227622561902265,1.7723824898713785,1.0408509574473965E-2,6.2718085298475931E-2,8.1176838915359931E-3,0.73025891872841731,1.2791115506343959E-2,0,5.6238841917779087E-3,0.48237071923711017,0.33148675969538899,2.251343909060604E-2]
[null,1641,0.97069112637438837,1.0297921993260217,1.0020144420260009,1.0039304930283146,0.97223234875589493,0.96899910884221341,1.0410779783134489,null,4.2975717450935838,0,8.7623222176598375E-3,0.7531196614510417,1.8339055358990874,1.0861153966666485E-2,6.6837775638945426E-2,8.4791887382738417E-3,0.77630403598557907,1.2692314916742962E-2,0,5.6238841917778983E-3,0.47713791707468539,0.33785656929162527,2.3516030156818572E-2]
[null,1642,0.96894184874809053,1.0120700105213285,0.99673562457777531,1.0160412216467152,1.0328250360043738,1.0300296427536764,1.0074212820066994,null,4.4303894684425149,0,9.4659310795882443E-3,0.8029053557941761,1.8691337852811769,1.0954787417908856E-2,6.5731248849190543E-2,9.1829847676805493E-3,0.78616090864743904,1.2846074498013109E-2,0,5.6238841917778922E-3,0.51035297373914734,0.34149547087810411,2.5467925457494069E-2]
[null,1643,0.98197074625388026,1.0100269827829245,0.97219107905715796,0.9848194957580465,0.99500540998909104,1.0333219129203668,0.98150089522591866,null,4.3409634535427593,0,9.8679400395327282E-3,0.77805098404071704,1.853854822915104,1.0367351650940639E-2,6.3268531536974953E-2,9.5744923473965998E-3,0.75765993401350662,1.2454272303050008E-2,0,5.6238841917778939E-3,0.50225082127279475,0.33117257374412934,2.6553725565901621E-2]
[null,1644,1.0002894932441271,1.0390338495463405,0.99503217149737622,1.0093813428753999,1.0113044248498471,0.97536154962254173,0.97523033347040955,null,4.1062983239037116,0,8.6705458124922783E-3,0.72983901589554301,1.7662099626060066,9.8537295334720464E-3,6.4886542383267354E-2,8.3897864340047468E-3,0.70629478444024507,1.2762080062620791E-2,0,5.6238841917779052E-3,0.46440281867074479,0.32343818209086822,2.326808340764536E-2]
[null,1645,0.97787583478992957,1.0043459061472821,0.980003323177281,1.0191537393591639,0.96323343422767638,1.0117857826879957,1.0032059836247784,null,4.3595332176246204,0,9.5557748150249082E-3,0.77083651673935949,1.869736708968776,1.0588439271182935E-2,6.3726785569044472E-2,9.267144079325362E-3,0.76907115531689707,1.2887498695878141E-2,0,5.6238841917779009E-3,0.49513882066363046,0.33651070755893059,2.5701331384842187E-2]
[null,1646,0.99590877728357707,1.0270731700838296,0.99674131756203121,0.99927565986015587,1.0155023971862251,1.0237470933253763,1.0273161794214865,null,4.2781278539174794,0,9.1279122678549242E-3,0.77375644397780363,1.7932243035868518,1.0774189196727606E-2,6.4690008594200557E-2,8.8494528877789708E-3,0.7731045497741863,1.263410243372666E-2,0,5.623884191777893E-3,0.49182322405997653,0.32823269336588717,2.4542914116418228E-2]
[null,1647,0.97072221554586535,1.0029363517510357,1.0300141811942893,1.0139744281247989,0.99307934578908807,1.0123443850963505,0.9647007534947577,null,4.4086127280708993,0,8.6736646585651722E-3,0.81207655144986302,1.8735194782927747,1.0664425318867497E-2,6.7199504062453869E-2,8.4121787572671077E-3,0.74590444714580473,1.2815893024890628E-2,0,5.6238841917778896E-3,0.50571305077087658,0.35202679383902979,2.3330185875861702E-2]
[null,1648,0.98214583947368994,0.99246344279571219,0.99843027005874274,0.98468227005978293,1.0149540748106576,0.96749757749921117,0.99188257857937745,null,4.2983241668075998,0,8.773069270683451E-3,0.746874416046719,1.878266479292755,1.0330416723740625E-2,6.3967386068127796E-2,8.4991294457193618E-3,0.73973799709546395,1.2449393241166423E-2,0,5.6238841917778965E-3,0.47423692816110474,0.34353987245406653,2.3571333357644914E-2]
[null,1649,0.99617091751851361,1.02967909344554,1.0053300025582943,0.97167876217664784,0.96754848520624481,1.0058545830497352,1.0078280135436593,null,4.2311005971015279,0,8.8016518135002331E-3,0.76494364680366245,1.7863979546682911,1.0513219589458103E-2,6.5325215734129305E-2,8.527697489220918E-3,0.74936519210546049,1.22841798918329E-2,0,5.6238841917779E-3,0.4836334997454263,0.32963719523802182,2.3650563457745345E-2]
[null,1650,0.95742560700464552,1.0176988697564429,1.002644001395786,0.99831889524113659,0.99358582130403295,0.98806129967699763,1.0341413471768732,null,4.4177043838737928,0,9.0667324445169208E-3,0.78154006252776742,1.8801799148770559,1.1113525728980717E-2,6.7181964027681632E-2,8.7826844625330299E-3,0.79445844029931045,1.2621293751536032E-2,0,5.6238841917779017E-3,0.49495014432496393,0.34596146236481723,2.4357739761881277E-2]
[null,1651,0.98044089686089986,1.0030457753044599,1.0256860348979051,0.97808568360393311,0.99492276203020502,0.96484079082920937,0.98983652015560764,null,4.2941336634426861,0,8.2595305770986338E-3,0.76224655685572074,1.8558395632707705,1.0482452349633537E-2,6.62735793245358E-2,7.9982425123524149E-3,0.73568243947593204,1.2362790180552525E-2,0,5.6238841917779017E-3,0.47593503057719216,0.34776647277215023,2.2182182509162748E-2]
[null,1652,1.0073581777178244,0.98000910603883062,1.0247474251344904,0.99873271393772722,1.0096580377431754,0.98515081569622154,1.0144165860020908,null,4.2921644778267458,0,8.2606445091799215E-3,0.76127882715770268,1.8469126842520154,1.0667173408704317E-2,6.3289278746238631E-2,8.0104112799766047E-3,0.74922710830666106,1.2623876025527279E-2,0,5.6238841917779078E-3,0.47560317474378955,0.34497277307221907,2.2215931151309379E-2]
[null,1653,0.98056460455731875,1.017765499357641,0.97486574300972706,1.0238736769141614,0.99352038176195967,1.0061883054864602,1.0269845624485769,null,4.3179567215525605,0,9.5551675152006233E-3,0.7586229843040011,1.8424258325312284,1.0678911850833578E-2,6.3900340807206149E-2,9.2611918446125156E-3,0.7788495745035815,1.2947826120939303E-2,0,5.6238841917779061E-3,0.48887947917903601,0.3306370401708289,2.5684823563713505E-2]
[null,1654,1.0281815809292889,0.99290616225683781,1.0088463372485803,0.98557322884234111,1.00279240060909,1.0107614630248514,1.0305457447189617,null,4.2167871807946558,0,8.5649070900799262E-3,0.75315201303242174,1.7909217632283823,1.0607358806173479E-2,6.1723921557295253E-2,8.3088037058279621E-3,0.75404764760149789,1.2459419567345939E-2,0,5.6238841917779061E-3,0.4751436073072593,0.3303201815267659,2.3043487359984509E-2]
[null,1655,0.99461804919984231,0.99060065634065586,0.99850567557911918,1.0035360042505517,1.0078953165685409,0.96153880976313411,1.0200253227247331,null,4.2602393609223217,0,8.6114108690069566E-3,0.73317353728573054,1.8580182435215975,1.0458746952640071E-2,6.3077229932198747E-2,8.3413449923719143E-3,0.74887043936738107,1.2687752912059801E-2,0,5.6238841917779052E-3,0.46551553502090409,0.33995032083349785,2.3133736781164992E-2]
[null,1656,0.9848808933453459,1.0044907691570588,0.99925866521064777,1.0014935982649682,1.0037672051587785,0.9643406344383918,1.0361451644877431,null,4.2842844545244523,0,8.685157785960013E-3,0.74085737057066281,1.8514758702215011,1.0695829320730431E-2,6.4442051971061162E-2,8.4098787048766683E-3,0.76584655941876612,1.2661839517274598E-2,0,5.6238841917778974E-3,0.47017384771394238,0.33945867372805588,2.332380695176349E-2]
[null,1657,1.0208515875795725,1.0291322852309475,0.99223813903093505,1.0301524902661645,0.99064982925260936,1.0161041432194238,1.0305830730009551,null,4.155164751243678,0,8.9188701058827355E-3,0.7457362603462272,1.7471178722887419,1.0464263244453169E-2,6.2940574282474043E-2,8.6442089015732904E-3,0.75254566716745108,1.3025048201949423E-2,0,5.6238841917778974E-3,0.47534750876514664,0.31866463983810073,2.3973694121664224E-2]
[null,1658,1.018128446255355,0.99318180914869503,0.99941623225854792,0.98728098137788856,1.0043750974292318,0.97169161938756521,0.98259140466721695,null,4.1464876961676769,0,8.480971098793446E-3,0.72421550608485663,1.8103992629020691,9.913644920270373E-3,6.1798702429943217E-2,8.2171099983628787E-3,0.70859753257495772,1.2482131226204772E-2,0,5.6238841917779017E-3,0.45956728584011625,0.33136442142367467,2.2789185674234037E-2]
[null,1659,0.98743069533194094,1.0025588963538092,1.0050171832913533,1.0034878944867593,0.98223590951092266,1.0192924190290364,0.9940903426492127,null,4.3492133597183695,0,9.0496603163089401E-3,0.78673447475100466,1.8486683335011662,1.064534640809678E-2,6.452665840382088E-2,8.7787977909520309E-3,0.75878615478981437,1.268635587696338E-2,0,5.6238841917779E-3,0.49750709118467412,0.33995896259986713,2.4346960536541496E-2]
[null,1660,0.98522560994905273,1.022736569454461,1.0014503199784965,0.99917406768710904,0.98812067925555291,1.0140220508271742,1.014898844271624,null,4.3119726464561623,0,9.0566275919389122E-3,0.77842514375532224,1.8188476872420132,1.0750602152331713E-2,6.5464922558036723E-2,8.7788342324169044E-3,0.76860610118487105,1.2632249266459528E-2,0,5.6238841917778904E-3,0.49334298809008931,0.33420979977213899,2.4347061602647383E-2]
[null,1661,0.98597714798711755,1.011903136427641,1.0238738616074121,0.99482892649853749,0.98792762500443065,0.98105107926401824,0.99168594516402997,null,4.2772409709792374,0,8.3691343322792634E-3,0.76841461839563574,1.8304823025401777,1.0505626802632662E-2,6.6243758698728519E-2,8.1065251350488469E-3,0.73813511434158752,1.2574636325738759E-2,0,5.6238841917779052E-3,0.4803173995072294,0.34272374777770032,2.2482491595254291E-2]
[null,1662,1.0084228628025331,0.97538998964152113,0.9660831843975205,1.0060902468011637,0.999512290242354,0.99313549898234788,0.99883252075045914,null,4.2549800173903716,0,9.4160794650767696E-3,0.72887734383129077,1.867754971771701,1.0107197673094412E-2,5.9605608831902905E-2,9.1344327748345104E-3,0.74147190799228169,1.2724020952416468E-2,0,5.623884191777893E-3,0.47234044498443667,0.33142301162145371,2.5333272230259326E-2]
[null,1663,1.0114476797529983,0.98947683052590063,0.97754101867719168,1.0155119167333431,1.0119908269216138,1.0400423143412534,1.0332829959280052,null,4.3227307892857363,0,9.5726792835737189E-3,0.7675304929672595,1.8341419514054291,1.075572141352125E-2,6.0756565552841271E-2,9.2954324490281837E-3,0.78305709532258605,1.2841751967818071E-2,0,5.6238841917778983E-3,0.49378281154727122,0.32873797590913867,2.5779785842639073E-2]
[null,1664,0.99877966165619381,0.99245331945027782,1.0281977978850767,1.0285985349435973,0.96517259372137787,1.0184543138314326,1.0122078408851047,null,4.3579697487148863,0,8.5303935230671528E-3,0.79475936635217859,1.8396553924937913,1.0936478013038676E-2,6.4670156532489337E-2,8.2773607820845491E-3,0.76625245342285953,1.3000953554735175E-2,0,5.6238841917778983E-3,0.49547634204351326,0.34489147073296322,2.2956284118519788E-2]
[null,1665,1.001205982167203,0.99965509112714612,0.9617214739362856,0.99823865091755537,1.0435965905355258,0.97242448120575387,0.96212310043635874,null,4.1562919187346328,0,9.3274226966152674E-3,0.71166063742204011,1.8387042833761491,9.5763502875930422E-3,6.0941616834851171E-2,9.0356128929326811E-3,0.70408539018825977,1.2625256993219374E-2,0,5.623884191777893E-3,0.46247030142887002,0.32583680087557837,2.5059206939979012E-2]
[null,1666,1.0001702975893769,1.00445454535866,0.99134818425891169,0.96994861903934082,1.0367130540496206,1.040364731587951,1.0025623343539694,null,4.3208478219308661,0,9.3809937692313529E-3,0.78344212552654735,1.825145186386784,1.0610780944428244E-2,6.2984379082247841E-2,9.1053970728114282E-3,0.76462723527505283,1.2263946839703487E-2,0,5.6238841917778956E-3,0.49966014793120817,0.331512987315143,2.525274513439258E-2]
[null,1667,0.95353553121615331,1.0076716481955224,0.98760502044567156,1.0021925940494119,1.0031360999601386,0.99945476538149236,1.0066301128727859,null,4.4481123847467154,0,9.5215100619927984E-3,0.78530239225473097,1.9095283888010861,1.0856138281146243E-2,6.5995995848773872E-2,9.2294314823119141E-3,0.78457078300604277,1.2672092415190062E-2,0,5.6238841917778974E-3,0.50202300315623716,0.34623504542757055,2.5596739943840638E-2]
[null,1668,0.99944861788802819,1.0006802796543779,0.97794385046895371,1.0150473308598,0.99984781506267528,1.0155679072814596,1.0136147435840235,null,4.2878755297160183,0,9.4315045007552657E-3,0.75632254928088061,1.8362575297554258,1.0489522646369546E-2,6.2052108187304382E-2,9.1486925734910896E-3,0.76298643007907918,1.2835827072778798E-2,0,5.6238841917779E-3,0.48644837875449209,0.32976929157475976,2.5372820100414008E-2]
[null,1669,1.0144577866468836,1.006919677375661,1.0197812773881272,0.98925867626539887,1.0174083022109901,0.9733854722247004,1.0376804601092178,null,4.186880345458631,0,8.1480626174995994E-3,0.73899333673996137,1.7884585422898007,1.0614796362062938E-2,6.3893694632868273E-2,7.8916069842701279E-3,0.74835331411779016,1.2504712351422606E-2,0,5.6238841917778939E-3,0.46308504424945818,0.33372303471094789,2.1886441445769247E-2]
[null,1670,0.97903695831145487,1.005741862258092,1.0254201005851475,1.011641841917742,1.018786757082609,1.0171370935255231,0.99501739468714212,null,4.3925972931683965,0,8.7201503263716132E-3,0.80540540448901232,1.853822786298706,1.0884070163012214E-2,6.649136455197617E-2,8.4577922200491235E-3,0.76428542323022042,1.2786964820522075E-2,0,5.6238841917779009E-3,0.50296436036859449,0.34713870372443689,2.3456689436455517E-2]
[null,1671,0.97979042672165362,0.96656729171332723,1.0446657679092475,1.0051890354695583,0.99039739202590682,0.97463585412596165,0.98515184228565011,null,4.4232410567982399,0,8.0779263813022945E-3,0.7898910954239744,1.9188480255994591,1.0790586959468149E-2,6.5563258357624374E-2,7.8338807371450634E-3,0.74693406483049396,1.2703104950582654E-2,0,5.6238841917778983E-3,0.48755702355782937,0.36384771406512778,2.1726344506057847E-2]
[null,1672,1.0187302869855477,0.99445874496240882,1.0069120036162729,1.0260152799160991,1.0446150323091752,1.0077616548695965,1.0030072252212405,null,4.2248599400474554,0,8.6512423250227292E-3,0.75627088035279888,1.805314360494592,1.0391925687628952E-2,6.2259894662592775E-2,8.3913939381118803E-3,0.73893776836142466,1.2970918755434477E-2,0,5.6238841917779043E-3,0.47768212741632216,0.33239548688104986,2.3272541630740454E-2]
[null,1673,0.9877539957933833,1.0155713151381625,0.98607126179916937,0.98340440806080343,1.0084662566875227,0.9961286215831594,0.98133145739993521,null,4.2482416386613835,0,9.176968453596895E-3,0.75317099833478074,1.8300895852899541,1.0168805351094837E-2,6.4006013816405305E-2,8.8923730668785898E-3,0.73484663156265662,1.2434711054618118E-2,0,5.6238841917779017E-3,0.48194624856437335,0.33157740771014371,2.4661948172292787E-2]
[null,1674,0.98957330392574294,0.98756448852840228,1.0117467199190096,0.9965482260828864,1.0191511805413218,0.9880147817812055,1.0027364310450757,null,4.3346866205358703,0,8.6547964481423299E-3,0.76723648445303649,1.86965877231421,1.0619700835143648E-2,6.4035885989429761E-2,8.3914286748892428E-3,0.75315422419222633,1.2597815814457314E-2,0,5.6238841917779017E-3,0.48316353179960841,0.34558705075013446,2.3272637969096538E-2]
[null,1675,0.99203252588774482,0.99103090682871708,0.98547482182848634,0.99645958577894445,0.98020672840083656,1.0246424109678369,0.975344526485736,null,4.3369269268664157,0,9.4544035130557664E-3,0.77581645651815434,1.8652996270654898,1.0320955171750143E-2,6.2490260628967918E-2,9.1760434498879308E-3,0.74629080330726705,1.259986026385343E-2,0,5.6238841917779017E-3,0.49662297351530876,0.33669179173594316,2.5448674531069655E-2]
[null,1676,1.011440495800527,1.0014862917146663,0.97291785600119074,0.98925213809001322,1.0275446929560583,1.0058748658053733,0.9781727376065017,null,4.1874247214693181,0,9.3267880229935263E-3,0.73655397599773986,1.8142862235432833,9.910990769318449E-3,6.1061923900490464E-2,9.0442005676393163E-3,0.72304524037065065,1.2510240591072972E-2,0,5.6238841917778922E-3,0.47524420148023022,0.32438760423693452,2.5083023843177139E-2]
[null,1677,1.0239281807955412,1.0209427052086266,1.0222854085928375,1.006414554514987,0.97541101624746607,0.99616137289234319,1.0288367440069122,null,4.1502024819042447,0,8.1966849955274375E-3,0.74919590931924462,1.7481521555543456,1.0550101483822976E-2,6.4138096425199687E-2,7.9411957784501584E-3,0.74207153434854423,1.2721269636486334E-2,0,5.623884191777893E-3,0.46875920601208859,0.32722184403056281,2.2023970119251196E-2]
[null,1678,0.98933212140405757,0.9673843565144562,0.97885777473008617,0.99343267949193126,0.9973424771459185,1.0011819241882443,1.0023459010564182,null,4.3855408103619302,0,9.4355294999297155E-3,0.75914251343888994,1.9156212559072867,1.0512995881039674E-2,6.1106748370966232E-2,9.1577993772838633E-3,0.76446489801941964,1.2562387185456509E-2,0,5.6238841917779009E-3,0.48798018067578286,0.34340560006703391,2.5398076746920344E-2]
[null,1679,1.0000304470045571,1.021241848842154,0.98344694963313761,0.9645805208989191,1.0148765148952597,0.9918118945248503,1.0027434103134174,null,4.1887425710011366,0,9.0651989969812424E-3,0.73796696333364475,1.798686275443536,1.0191263510482437E-2,6.3337798949351626E-2,8.7813186422918792E-3,0.73824443720919553,1.2196999457436465E-2,0,5.6238841917778956E-3,0.47299745608231752,0.32542742135759045,2.4353951820490768E-2]
[null,1680,1.0256612712898345,0.98245213315382018,1.0219767265923663,1.0050802572981365,1.0116818621362031,1.0130871660040126,1.000210336960955,null,4.2457416600756144,0,8.3881510365238984E-3,0.76729084426023986,1.8103309691562157,1.0483545668790412E-2,6.2121108058704501E-2,8.1404646265834692E-3,0.73746166389329559,1.2704440950667127E-2,0,5.6238841917779009E-3,0.48017156343417278,0.33722470809857674,2.2576618773109486E-2]
[null,1681,1.0010582120584917,0.97879307341764366,0.99047419883174437,0.97481226480377958,1.0326948888491385,1.0379536989680027,0.98119462310822714,null,4.3614742097910799,0,9.4142244922122299E-3,0.78470637149182298,1.8692723538391915,1.0450326555749049E-2,6.1620115141016667E-2,9.1438802052246689E-3,0.75323875600458345,1.2325545742461865E-2,0,5.6238841917778939E-3,0.5007403852200899,0.33840734232690517,2.5359473564469128E-2]
[null,1682,1.0149983943051022,1.0330410269268522,1.0205049543133975,1.0239258874703334,0.97225551556602652,1.0265148003805606,0.96556295194990838,null,4.162387299286241,0,8.5337491578958563E-3,0.77634513927833482,1.7442919434863502,1.0135086916275701E-2,6.5191948169058642E-2,8.2726562255391895E-3,0.71288858604299754,1.2942834163144568E-2,0,5.6238841917778956E-3,0.48627565382405735,0.32601007956093059,2.2943236585670834E-2]
[null,1683,0.99332376476360573,1.031337781752304,1.0009816847551334,0.96308387844932819,1.0125405957441211,0.98446050571268373,1.010979234833193,null,4.2000338556164571,0,8.7157109724449993E-3,0.74716870959516879,1.7898101305214666,1.0397449009326178E-2,6.5328030713451044E-2,8.4381037073001791E-3,0.74347968157863786,1.2176026643387426E-2,0,5.6238841917779043E-3,0.47367147648567837,0.32925398847481913,2.3402085667883057E-2]
[null,1684,0.97622643738930237,0.99596769291856257,1.0098967570075543,1.0259684199645398,1.0043177138697117,1.004154952008689,1.0064093451003493,null,4.4026824909144384,0,8.9367930580047106E-3,0.78808168193421457,1.880447048022801,1.0864329966931756E-2,6.5229129241894668E-2,8.6670073876271413E-3,0.77162903942759842,1.2969957875346241E-2,0,5.6238841917778939E-3,0.49685739664720463,0.34721288624255703,2.4036923034490777E-2]
[null,1685,1.0195674699354325,0.97651548027960311,0.98747321303609537,0.99231749627029053,1.020782667585292,0.98759282278059446,1.0026831471124138,null,4.2158938798344678,0,8.8542197874089505E-3,0.73040347491235502,1.8401473922655927,1.0162934024131922E-2,6.0220621875039099E-2,8.58759448076888E-3,0.73350439544733759,1.2547243937621728E-2,0,5.6238841917778983E-3,0.46696621238274255,0.3327676654033539,2.3816680701154089E-2]
[null,1686,0.96120387880824731,1.0142102518252309,1.0052287470801331,1.0196146073233072,1.01235109639329,1.0099974547733823,0.95215751044000807,null,4.3874605649561786,0,9.1875962284598926E-3,0.79872204381834455,1.878275777868047,1.0384672558816078E-2,6.690065972833005E-2,8.9069487087104337E-3,0.73943458422538078,1.2890207992136669E-2,0,5.6238841917778939E-3,0.50502147218555027,0.34578553791129324,2.4702371996251977E-2]
[null,1687,1.0094591055806825,1.0066633403222569,1.0387102250559268,1.0091066656081693,0.98008006745258947,0.99622033577143843,1.0314724162172435,null,4.2597323819052972,0,8.05313952165671E-3,0.7732370587585643,1.7931590714538888,1.0906791483668115E-2,6.5328675889714125E-2,7.8055425215681536E-3,0.75844024601036675,1.2753325523145904E-2,0,5.6238841917778965E-3,0.47899432316192159,0.33988885062573154,2.1647751806606656E-2]
[null,1688,0.96666832792275259,1.0067795493860781,0.99187456608696334,0.96346429441009396,1.0297592625566674,1.0204366091496007,0.97913526405998641,null,4.4096073143670056,0,9.5055335336008406E-3,0.79456433280278216,1.8841147682892454,1.0588744710861181E-2,6.5317293231551776E-2,9.2201856725142913E-3,0.76277564948501864,1.2181898076689608E-2,0,5.6238841917778965E-3,0.50658672313650754,0.34256827052308636,2.5571097780570505E-2]
[null,1689,0.99810709570887979,1.0205602971146006,0.98040982085194817,0.98596856285079615,0.99337346321188924,1.005398137332884,1.0020072516632712,null,4.2193379015116514,0,9.2669484706041187E-3,0.74792968679329985,1.8040162068033401,1.0269282506172725E-2,6.3244305898142977E-2,8.9808569083862731E-3,0.74551604506842972,1.2467813497271874E-2,0,5.6238841917778983E-3,0.48030161827771733,0.32534780236442146,2.4907347673296165E-2]
[null,1690,1.0072735762940959,0.97212263256755571,0.96523275891285287,1.0160830986753835,1.0084751301440171,1.002866851889384,0.99253468824028235,null,4.2798537589249674,0,9.5421941119237953E-3,0.73705968331782323,1.8760868764268743,1.0121564293800154E-2,5.9469176245761979E-2,9.2604635305476683E-3,0.74292303093212275,1.2850506646064816E-2,0,5.6238841917778974E-3,0.47790215822969317,0.33241580555189132,2.5682803670532536E-2]
[null,1691,1.0130274507400221,1.0087445036695701,0.98743779860179171,0.96422946044694102,0.98346388027597009,1.0207324242762934,0.98166841020551843,null,4.2025892505619025,0,9.1545047797789072E-3,0.75513038471294036,1.7956066840955058,1.0101961638044776E-2,6.2162009514517808E-2,8.8792543971353485E-3,0.72936978402616615,1.2192092164285233E-2,0,5.6238841917778887E-3,0.4827855105682653,0.32526662494442138,2.4625565088625023E-2]
[null,1692,1.0325938092269904,1.0161443905713849,1.0027244689918309,0.96220521627862765,1.0020132141647027,0.96909258428272871,1.010587476764055,null,4.051276930563966,0,8.2463138905446414E-3,0.71057606869567991,1.7458312949332215,9.9765718735938015E-3,6.2221883929805585E-2,7.983301592811588E-3,0.71172899509811016,1.21647155183774E-2,0,5.6238841917779061E-3,0.44998609908375481,0.321289683906822,2.2140745630548787E-2]
[null,1693,0.98642075127915263,1.0011124277408592,0.98252016670316,0.96671901276723571,1.0244629050083716,0.97908596458041475,1.0039137143761387,null,4.2742658463972987,0,9.1242731637016759E-3,0.74087804367289845,1.858628944974767,1.0323057466536577E-2,6.3166767829006876E-2,8.840360367290679E-3,0.74853194549737723,1.2224149550407858E-2,0,5.6238841917779078E-3,0.47514056495094342,0.33551470397701511,2.4517697082972675E-2]
[null,1694,1.0072159365284077,0.99948493524535864,0.9664812858022277,0.97708277742995553,0.97810518251529588,0.96901190113103475,1.0211360739425603,null,4.1732884725717803,0,9.1482285114131614E-3,0.7079050950103728,1.8269014762975213,1.0103052978514668E-2,6.0847002821470431E-2,8.8610642982545999E-3,0.74129493182005191,1.2357115800347828E-2,0,5.6238841917779017E-3,0.45863316823788047,0.32533479263276199,2.4575116994233117E-2]
[null,1695,1.0110170419468767,0.98278961765258321,1.0103749406190592,1.0129542492374619,1.0134933711870353,0.98483592838138401,0.98257444494622181,null,4.233811047743572,0,8.4761554716024472E-3,0.74837333410925733,1.8388130454115161,1.0185363668931987E-2,6.2361336754031729E-2,8.2186049240748731E-3,0.7221472137236602,1.280537874191255E-2,0,5.6238841917779052E-3,0.47168346788061682,0.33928224213496505,2.2793331674424697E-2]
[null,1696,1.0286122021095403,1.0242505780543971,1.0108557288217053,1.0040695629777148,0.99537648720203642,1.011866190494477,1.0022143297438735,null,4.1219392046129437,0,8.4844941462503543E-3,0.74987510838808258,1.7375013297225355,1.0236433587635686E-2,6.3330751282005882E-2,8.2233212799720928E-3,0.72570879498821039,1.2693003923877887E-2,0,5.6238841917779009E-3,0.47248982426376934,0.32193483519994021,2.2806411931384742E-2]
[null,1697,1.0246405653936101,1.0351236350357595,1.0027179078969446,1.003671347032622,1.0240809181110091,0.9976505255832534,1.0101913096050015,null,4.0873988657128022,0,8.5254935815982751E-3,0.73488583924541373,1.7286703535465782,1.0168290753479444E-2,6.361611767951976E-2,8.256582491701905E-3,0.72522748977547358,1.268895342550019E-2,0,5.6238841917778974E-3,0.46538262852029216,0.31850556168448385,2.2898657980179475E-2]
[null,1698,0.98143360823244186,1.0187263857573265,1.023836487225227,0.9973954529686504,1.0283914401024477,1.0033908963298539,1.0277282724139745,null,4.3480948456092898,0,8.5890914086215343E-3,0.78892793973179254,1.8272393858193148,1.1051485345441371E-2,6.6897884007205907E-2,8.3238590206401175E-3,0.77742237291357275,1.2607081668700513E-2,0,5.6238841917778983E-3,0.49315104117616426,0.34235376164290471,2.3085241500394784E-2]
[null,1699,1.0016504313466714,0.95598036242479545,0.97531273982251521,0.99576992313689983,0.95291889690885423,0.98400580657866499,0.96450798262130644,null,4.301006704402373,0,9.2486384027883704E-3,0.73614699701264563,1.9144803103421193,9.9148069853039634E-3,5.9598195122119238E-2,8.9748275496715681E-3,0.72189532670483769,1.2592373836709778E-2,0,5.6238841917779043E-3,0.47426094927560764,0.34187704582652118,2.489062595784227E-2]
[null,1700,0.98397858507777669,1.0124943889963089,0.99716822675930605,1.0328282672835669,1.0034095927842492,0.99415606251798627,0.9689697370842093,null,4.2689969028976504,0,8.9877662968373927E-3,0.76247177402389321,1.8397305104023285,1.0173336439123841E-2,6.4774288979473252E-2,8.7093054812626101E-3,0.72830971356131891,1.3058263438475822E-2,0,5.6238841917778887E-3,0.48452140129626725,0.33645795957088775,2.4154231809682646E-2]
[null,1701,0.98971968158586188,1.0204841614898459,0.9773160599658024,1.0123116232298655,0.988675632062743,0.98811942050873436,1.0035346993312892,null,4.2237698508988455,0,9.2446193123911155E-3,0.738862506959028,1.8201702445263308,1.0242299885997418E-2,6.3589291909633486E-2,8.9542474169075677E-3,0.74496772740302164,1.2801310166016494E-2,0,5.6238841917779078E-3,0.47540719194310144,0.32756221642312422,2.483354938629186E-2]
[null,1702,1.0142988584974235,0.98237380480822056,1.0037606213191157,0.98095591847531038,1.0052652685922092,0.99161506122636356,1.013360955433841,null,4.2504091125677457,0,8.6265980635453626E-3,0.74697395270842304,1.835222433681887,1.0450473174095387E-2,6.1755982241059847E-2,8.3663751059241624E-3,0.74555711892119381,1.2401649364065589E-2,0,5.6238841917778956E-3,0.47273179505306184,0.33674889134008229,2.3203154849719871E-2]
[null,1703,1.0031346543695103,1.0078153664245864,0.97637859195668253,1.0097091226348236,1.0217262336393349,1.0407565098540856,0.98024223455326065,null,4.2709305284008341,0,9.6484837676237851E-3,0.77053285578271691,1.8175418094539117,1.0230089937891509E-2,6.207515129870287E-2,9.3642164101965658E-3,0.74463451691331617,1.276851556296585E-2,0,5.6238841917779009E-3,0.49607904569087147,0.32575837687770615,2.5970550048398509E-2]
[null,1704,1.0062775301098088,1.0047024551493884,1.0302589975691048,1.0401761067501623,1.0047132685855151,1.0335021699417313,1.0192036627183159,null,4.3287986424384544,0,8.5348140136717529E-3,0.80012552132735648,1.8042363603277867,1.1001290816961396E-2,6.492879231236183E-2,8.2823512402037704E-3,0.76957720887922165,1.31470327063497E-2,0,5.6238841917778965E-3,0.49819648330349264,0.33924440678094114,2.2970124565672261E-2]
[null,1705,1.0036647166979729,1.0037877245071047,1.0127380175882716,0.98267930657184277,1.0252843518229731,1.0012521005611124,1.0146441938454607,null,4.2660393796906977,0,8.6029772212573921E-3,0.76483610804982716,1.8147746456695761,1.0627075301388537E-2,6.4003483878936146E-2,8.3405333001407272E-3,0.75330157426632494,1.2422375548596E-2,0,5.6238841917779043E-3,0.48135776678475733,0.33622342427215485,2.3131485648471072E-2]
[null,1706,0.99815713189661337,0.97172108138516844,0.9882609749161898,1.0181738693868654,1.0166306733088404,1.026417559819145,0.98927497973605716,null,4.3776389683367141,0,9.3929895897028968E-3,0.77769236342309922,1.8882643029258406,1.0508324392420616E-2,6.132231008610417E-2,9.1221359530159248E-3,0.75826239508966731,1.2874084388385802E-2,0,5.623884191777893E-3,0.49695352105792173,0.34110946797328057,2.5299168444903816E-2]
[null,1707,0.96241269695573051,0.97247706635207276,1.0126876207855389,0.98901928753834623,1.0290414240128842,1.0212992780617776,1.0093696497920011,null,4.5652239456605859,0,9.2075792192842457E-3,0.81973443211347596,1.9505964478596893,1.1269140102879964E-2,6.5114209613421098E-2,8.9405399776887381E-3,0.79985485329756512,1.250252733904926E-2,0,5.6238841917779E-3,0.51592462982533926,0.36007532713907459,2.4795533419907281E-2]
[null,1708,1.0165152320310715,0.99431809418518491,1.0008221442212784,1.0010388395022345,1.0295081569349276,1.00915244471692,1.022528715955392,null,4.2462059482707639,0,8.7940145138583059E-3,0.75497162592615674,1.8109597521895027,1.0568367561521312E-2,6.2033821211200345E-2,8.5302780312501575E-3,0.75560605180509499,1.2655900933040526E-2,0,5.6238841917779043E-3,0.47866563192141898,0.3317269287268706,2.3657720286783319E-2]
[null,1709,0.97725587103004763,1.0254696359127471,0.98622448100859061,1.000231792372356,1.0370403158360362,1.0302013124639828,0.96960641581384854,null,4.3206749141821659,0,9.57218588094454E-3,0.78656851428206875,1.8327113677391642,1.0335213764877208E-2,6.5194344427743037E-2,9.2824417159684675E-3,0.74686641437942858,1.2647467200405904E-2,0,5.6238841917779017E-3,0.50326851658550964,0.33200517819988606,2.5743757576277643E-2]
[null,1710,1.0065589474635395,0.9997269593056235,1.0113708438855094,0.97759291991062192,1.0127417170545938,0.96071014054300219,0.97073921675053798,null,4.158875169311063,0,8.2609301618867051E-3,0.73056753476688308,1.8168886537451392,9.9049277436170525E-3,6.3536955047184152E-2,7.9993161797516626E-3,0.70167485652333639,1.2358237382748851E-2,0,5.6238841917779017E-3,0.4601780673067189,0.33621850638669326,2.2185160199094948E-2]
[null,1711,1.0133292777340157,0.98775006407617727,1.023564876369109,1.0013872386729312,0.99300995876613773,1.0007928733354823,0.98585246825402828,null,4.252372806930806,0,8.3506629216514219E-3,0.76706720919870974,1.8226053777052296,1.0375542469798903E-2,6.32343881526954E-2,8.0997487948906884E-3,0.72885542041540308,1.2657570336707053E-2,0,5.6238841917779052E-3,0.47956569729260617,0.34017493307978963,2.2463698214845996E-2]
[null,1712,0.98932433626021332,1.0121704090699466,0.99576986495820596,0.99474885492595222,0.9742175469555866,1.0455480128495998,1.0406451025847556,null,4.3917948409724357,0,9.4294858570517399E-3,0.79787827843194858,1.830686215026464,1.1169634125506957E-2,6.4323533730457322E-2,9.1517856464767566E-3,0.80280298953124696,1.2576985823504154E-2,0,5.6238841917779043E-3,0.50746313138651988,0.33416649056195352,2.5381398373625449E-2]
[null,1713,1.0306004805877576,0.97596051568362263,0.99355786576712524,1.003111374682095,0.98868597433228611,0.97662448528047052,1.0350038188301904,null,4.1821701236084117,0,8.5533466566489313E-3,0.71825972230900392,1.8199710311189841,1.0355870468733295E-2,5.9892561991853131E-2,8.2930324228036416E-3,0.74414449393659554,1.2682985092903604E-2,0,5.6238841917778904E-3,0.45745581856234746,0.33104432260389943,2.2999747566159946E-2]
[null,1714,1.0084997323152116,0.97289458693528141,1.0141749445754149,0.97935814292462553,0.96796139106402423,1.0382333334374809,0.98455314300343011,null,4.3681502191077755,0,8.903880799821292E-3,0.79659103275322651,1.8603242535459794,1.062070954098919E-2,6.2245560562335073E-2,8.6497554954851202E-3,0.75206663731524481,1.2380222698200445E-2,0,5.6238841917779043E-3,0.5008997299987632,0.34366323685973027,2.3989076945861713E-2]
[null,1715,0.99941559264318069,1.0053091291097667,0.97559328430618586,1.0247113631767808,0.99900637846433926,0.97659513234677764,1.0070186133025483,null,4.2016254386614929,0,9.1065798215563907E-3,0.72416343783345272,1.8288247494210617,1.0148551400980706E-2,6.2138779951208083E-2,8.8213403854210826E-3,0.73881582940582735,1.2958328290936454E-2,0,5.6238841917779017E-3,0.46645767727661747,0.32831449291979581,2.4464947405965415E-2]
[null,1716,1.000878347310951,1.0039196532861161,0.96773544326099625,0.99995916450624733,1.0121683866634414,1.0224888316694187,0.99141284851153266,null,4.2599358934632772,0,9.6806932496503288E-3,0.75309377914916731,1.8304329273996456,1.0198829619771777E-2,6.1517901445093733E-2,9.3914691994946634E-3,0.74746612641409016,1.2646278384092248E-2,0,5.6238841917779087E-3,0.48751988404209567,0.32567937442164202,2.6046132446051563E-2]
[null,1717,0.98877856075385684,1.0088857360905881,0.99101667644043689,0.97313457856138585,0.98713820294647836,1.0242846086721757,0.99274417821588889,null,4.3228540215676201,0,9.3411090401503832E-3,0.77886798122117162,1.8385295641189709,1.0509453826867155E-2,6.3909147772991212E-2,9.0611840217292086E-3,0.75730732948639301,1.2304268979370517E-2,0,5.6238841917779052E-3,0.4968459636892073,0.33410622784876404,2.5130125450521019E-2]
[null,1718,0.99180561529965505,1.0063176351626772,1.0126387372792334,0.98830197186712276,0.99944649503569738,1.020744419324906,0.98839417610654678,null,4.3250422073247634,0,8.8729496117651834E-3,0.78901900158745197,1.8321013111788271,1.0593531304043087E-2,6.4890068001568907E-2,8.6067901207675535E-3,0.75085200484048986,1.2493465310230108E-2,0,5.6238841917778983E-3,0.49660790053314374,0.33925728232295699,2.3869917545269931E-2]
[null,1719,0.99629763391669535,1.017605948467589,1.0196505767769344,1.000021446377438,0.99170365404809824,1.0166548019210742,1.0384182758424563,null,4.3147622259686171,0,8.650473570318817E-3,0.78508860220831655,1.8028788219214436,1.1059248153209635E-2,6.5588297364774187E-2,8.3871117975679709E-3,0.78038695068623265,1.2640774657800785E-2,0,5.6238841917779061E-3,0.49200972937542869,0.33648861356351739,2.3260665618863061E-2]
[null,1720,0.98992542826961083,1.0046825598779718,0.97330948104094972,1.0008885590814427,1.0098802053259566,0.97553876261921735,1.000823992852057,null,4.2346359206221225,0,9.2289643875780227E-3,0.72889934567675185,1.848005001062152,1.0155659572887806E-2,6.2567666690850995E-2,8.9397534039555998E-3,0.74096827790671127,1.2657348660851494E-2,0,5.6238841917778983E-3,0.4701883828997831,0.33106621299357059,2.4793351950405898E-2]
[null,1721,1.0134127526543033,1.0024436768818292,1.0092335743544203,1.0083823202396458,0.95769704491958907,1.008144911494633,1.0337978621716339,null,4.2524800032476771,0,8.6444965454373062E-3,0.76074751593198409,1.8004564506425693,1.0746978692633502E-2,6.3114972215458504E-2,8.3829290400767326E-3,0.76369871296724035,1.2747720565758331E-2,0,5.6238841917779052E-3,0.47982062223065569,0.33253564808078989,2.3249065234163691E-2]
[null,1722,1.0263907982180904,0.97387664884075009,0.994607580516225,1.012882564892946,0.99383866358978312,0.97771365673405097,0.98200892340169199,null,4.1684410935988456,0,8.5825968912649694E-3,0.72304627832242752,1.8309092192986065,9.9009687622226561E-3,6.0097426460927236E-2,8.3222240084017719E-3,0.70995607788058501,1.2806399737830069E-2,0,5.6238841917778983E-3,0.46020250824609682,0.33307799659449161,2.3080706986741355E-2]
[null,1723,0.9819674994047316,1.0273841873625242,0.98943142325527456,1.016800561583149,1.0183936431650711,1.0067442925552013,0.99404241528927217,null,4.2758360280483316,0,9.2437807078021104E-3,0.76627796560931738,1.8199146275609488,1.041495449974203E-2,6.5173315722581796E-2,8.9569399113013058E-3,0.75070030154940326,1.2856575328314277E-2,0,5.6238841917779017E-3,0.4893003478892361,0.33101987979149505,2.4841016702012098E-2]
[null,1724,0.9752785604753228,0.98712273029033404,1.0168820844615101,0.99180209687659393,1.0040817469413414,1.0241638294960038,1.0173584438733068,null,4.4809583398255937,0,9.005941203975033E-3,0.81156690027279876,1.8965656165973268,1.120763941997957E-2,6.5263057786295015E-2,8.741675735425173E-3,0.79285088922326641,1.2537206752533116E-2,0,5.6238841917779009E-3,0.50946806623480478,0.35189533792263789,2.4244006892720323E-2]
[null,1725,0.95556614571988463,1.0232537922063305,0.98138530743466212,0.98671768941468041,1.0321145933019302,0.99102925210850035,1.0047337375430145,null,4.3763944471371872,0,9.5169769261185186E-3,0.76992815802158732,1.8793671443139941,1.0649796506396778E-2,6.6257169515208617E-2,9.2181442813474585E-3,0.77321568562041787,1.2477169026035292E-2,0,5.6238841917778974E-3,0.49412433481028878,0.33948450155337373,2.5565436222876377E-2]
[null,1726,0.98157484468081402,1.0002312271329785,0.96923042856926778,1.0120576502303698,1.008309580544974,1.0051440845862119,0.99209696020723082,null,4.3242103825483884,0,9.6801365074649769E-3,0.75610166104681431,1.872622438647608,1.0321256258373079E-2,6.2637358965543538E-2,9.3869865221735196E-3,0.75561748836738241,1.2799099885439131E-2,0,5.6238841917778974E-3,0.48900137816967337,0.3337452667319975,2.6033700269068465E-2]
[null,1727,0.99731356636540547,1.016276766370809,1.0329109567777572,0.96430109845446277,0.99413892107465174,0.997431245331172,0.97757412381792097,null,4.2435981247182397,0,8.2467342390715858E-3,0.77810180336778489,1.8000639089034229,1.0395390657914802E-2,6.626206717312054E-2,7.9911492646992412E-3,0.72568804422938671,1.2187726227591442E-2,0,5.6238841917778974E-3,0.4837035978537117,0.33966477686471491,2.216251022318462E-2]
[null,1728,1.0191516414587785,0.99004555088994595,0.96226833386005317,1.0135734991696872,0.97881725005718023,0.98503084811118014,1.0354980255424679,null,4.1833733580074375,0,9.2883972860706415E-3,0.71034606538186795,1.8229033200924569,1.0229715414501147E-2,5.9450361153969178E-2,9.0042018651307516E-3,0.75284869690857714,1.2819136815517952E-2,0,5.6238841917778965E-3,0.46145454854410772,0.32300973276745265,2.4972092158147025E-2]
[null,1729,1.0029782307159056,1.0133009781283289,1.0108302489335601,1.0287660551846161,1.0193604382236654,0.986286997753966,1.0248451213319252,null,4.2255763845083134,0,8.4990790939199288E-3,0.75074207830192985,1.8002376047517561,1.060091305961631E-2,6.440560035385455E-2,8.2334530658198617E-3,0.7519029039365509,1.3005209220466213E-2,0,5.6238841917778956E-3,0.47304352975474218,0.33344577572096001,2.2834511244761636E-2]
[null,1730,0.98521233299927569,1.0082191900708404,0.98187923886616635,0.98005956317346399,1.0228727011258059,1.0105983972948436,1.0241736727321038,null,4.3325761815869912,0,9.4295049781122284E-3,0.7648018287250723,1.8485673881970452,1.0713172088282697E-2,6.3555509177944391E-2,9.1432876031010465E-3,0.7777111480939044,1.2392917181274533E-2,0,5.6238841917779052E-3,0.49068153710222917,0.33345718415211245,2.5357830052354906E-2]
[null,1731,0.97052490800174318,1.0043418087575202,0.9888961561214259,0.98714895463867991,0.97022886565399424,1.0017554922300846,1.0311818706576712,null,4.403372825219626,0,9.3569101273863944E-3,0.77483770283892561,1.8817052151000193,1.0960220904553921E-2,6.4752505793378531E-2,9.071457364881054E-3,0.79167088652460316,1.2481720236339814E-2,0,5.6238841917779052E-3,0.49493215222021675,0.34153537281592022,2.5158617356389277E-2]
[null,1732,0.97474430979145943,1.0259889499771577,1.0191175692295331,0.97913242669418843,0.98979786346211907,0.98414353138193833,0.97912631760760749,null,4.2831435004204188,0,8.5553385883872235E-3,0.77421958428469129,1.8285425135070843,1.0423801134577793E-2,6.7435574440804488E-2,8.2841212477039513E-3,0.73505562419971859,1.2376789392020211E-2,0,5.6238841917778956E-3,0.48535674057300643,0.34140517256465341,2.2975033472766658E-2]
[null,1733,0.96280065268019521,1.0254996226608541,0.99534339374259684,0.97772005249991289,0.99785629294968003,0.96716020065456765,0.98228389175827713,null,4.2890868326405629,0,8.9486841721740634E-3,0.75405719313917519,1.8579405711848409,1.0290512387496394E-2,6.6746691002416078E-2,8.6601490128965959E-3,0.73864143834249252,1.236173472234125E-2,0,5.6238841917778922E-3,0.47971986424311053,0.33997557644532295,2.4017902140868921E-2]
[null,1734,0.97954474206264985,0.9833553931162905,0.96471068884721478,0.97140523864768902,1.0159021015013092,1.0129209815611704,0.97494999231603208,null,4.3732452313822563,0,9.899828804421161E-3,0.76346563288725211,1.9083046010129365,1.0231056092427472E-2,6.1672218784273265E-2,9.607196661721773E-3,0.75203358218702465,1.2285523492390274E-2,0,5.6238841917779009E-3,0.49518851960539778,0.33808841814606222,2.6644427125410163E-2]
[null,1735,1.0114755663165349,1.0240806585597662,1.0264224188503712,1.0062782343154637,0.98928917338202693,1.0242863940999973,0.99929801926203132,null,4.22433977127291,0,8.4529515683449304E-3,0.78279994040094747,1.7635312157630778,1.057534499123561E-2,6.5333000448572029E-2,8.1959461064798726E-3,0.74159750128570967,1.2719049488087905E-2,0,5.6238841917779009E-3,0.48854875977671575,0.33113759027304751,2.2730490115600011E-2]
[null,1736,0.98431407184643449,0.99079740060825294,0.98711853659853299,1.0001424082488846,1.0039679152626131,0.97710434891124409,0.98953890389848076,null,4.299615559185435,0,9.055652571455795E-3,0.74564970255948748,1.8799415816292786,1.026525623594104E-2,6.30667270380494E-2,8.7761249862780034E-3,0.74117638129565933,1.2646228252754011E-2,0,5.6238841917779078E-3,0.47681968662411778,0.34036609111560323,2.4339547827937187E-2]
[null,1737,1.0110729299095189,0.98624596813216792,0.9643372190597157,1.038612023446343,0.99742002794742279,0.97141307580127467,0.99040494400940782,null,4.1713573994368298,0,9.2001318538486379E-3,0.70772813671153678,1.8437213584535141,9.8226582105455009E-3,5.9864613786997208E-2,8.9157535027633416E-3,0.72066203669057827,1.3135546530777913E-2,0,5.6238841917778887E-3,0.45914632590118071,0.32721042625665447,2.4726791054355757E-2]
[null,1738,0.98152164043677148,0.98121312895985646,0.98349052131418968,1.0367667302685895,0.97129586460240924,0.96302142220743492,1.0304637018536478,null,4.340577836003761,0,9.0354345775324613E-3,0.73585988663106994,1.903747514449476,1.0629591101811435E-2,6.2553174033571426E-2,8.7551080591401591E-3,0.76982418336386427,1.3109779501268109E-2,0,5.6238841917778983E-3,0.47163399410619861,0.3435948952844195,2.4281259858694764E-2]
[null,1739,1.0113497706511858,1.0153462692612003,1.0082473197908481,1.0388142701547538,0.97970909551773211,0.99123381949916878,0.98349053720053514,null,4.1618121113290778,0,8.5138568845081128E-3,0.74636086389890577,1.7825264109261698,1.0107001224923281E-2,6.3818942416465546E-2,8.2485790308963591E-3,0.71727857402034834,1.3132557030139101E-2,0,5.6238841917779009E-3,0.47103357353430769,0.32931912061430074,2.2876461325349449E-2]
[null,1740,1.0321712265192524,1.0303805128252579,0.98959077552984909,1.03236722532473,1.0032249737494996,1.0176267697524413,0.98427086498380034,null,4.0733113434277968,0,8.8813849112380702E-3,0.7367727360036499,1.7265678683353953,9.8839477313888667E-3,6.2153711060811682E-2,8.6079664569639596E-3,0.71119942735517794,1.3053382529967692E-2,0,5.6238841917778965E-3,0.4704130468686038,0.31404357783029141,2.3873179975005029E-2]
[null,1741,0.99584430296947901,0.98081310662458365,1.0217669608180511,1.0106291161535512,1.0040198508876093,1.0231058382260545,0.99498382745971581,null,4.3904143165629179,0,8.7313651485905804E-3,0.79846438657494057,1.8675570503725285,1.0804148191913112E-2,6.3885406437871745E-2,8.4764821465128301E-3,0.76062404187755495,1.2774605118895046E-2,0,5.6238841917779061E-3,0.49974414066829614,0.34768301238750038,2.3508523743712467E-2]
[null,1742,0.9816076361630145,0.98999534847469528,0.99096828582937702,0.99941776091242374,1.0142811161366996,0.99173821426165754,0.99297954387505727,null,4.3453845555572874,0,9.144000885026652E-3,0.76199184635292927,1.8856224577279757,1.0453125374076019E-2,6.3430979803520332E-2,8.8661294030052459E-3,0.75284798239859296,1.2636598199981138E-2,0,5.6238841917778956E-3,0.48609527188928897,0.34237111663615066,2.4589164465016026E-2]
[null,1743,1.0183622227442803,1.0261459655388221,0.99308669581880193,1.0287556037438494,0.98357903349383946,1.0236647771736072,0.99151241953179226,null,4.1567901832150893,0,8.9961263828278668E-3,0.75434443791505723,1.7560422905230795,1.0162897477866676E-2,6.300196223706693E-2,8.7219052841172404E-3,0.72987693470347637,1.3007280397719071E-2,0,5.6238841917778974E-3,0.48057947868265516,0.32023606230788049,2.4189175877216144E-2]
[null,1744,1.0284503282461626,0.98251015964070265,0.97420520598195459,0.99370492724605997,1.0398654952420701,0.99204473548400185,1.0430986694717463,null,4.191397998053124,0,9.0549297724695447E-3,0.71794289139017475,1.8168019812632523,1.03742152262562E-2,5.9235270129083702E-2,8.7818676494242822E-3,0.75686878622109943,1.2566394754549751E-2,0,5.6238841917779017E-3,0.46285774128616064,0.3250444212867733,2.4355474427037258E-2]
[null,1745,0.98138667560426185,0.98424326874196288,1.0165894874656609,0.9947297889276363,1.0129850363247006,0.98889198684842006,1.0121946728042359,null,4.3923268924159506,0,8.6517788120795587E-3,0.77820238388404961,1.890089991888344,1.0861648784696797E-2,6.4691648890377318E-2,8.3895945199456961E-3,0.76794601161880094,1.2574250105113424E-2,0,5.6238841917779017E-3,0.48861100542769365,0.35072070076059436,2.3267551156631806E-2]
[null,1746,0.9954192039643478,1.0252805005240664,0.97030340608705112,0.98485040243407851,0.99484648420212674,0.97420363606717764,1.0125750311001824,null,4.1646119929815715,0,9.1878702987163406E-3,0.71867702209758977,1.8033360905996361,1.0112139813839245E-2,6.3034038818473775E-2,8.8938257220558224E-3,0.73965618207341832,1.2454890868653725E-2,0,5.6238841917778922E-3,0.46448024128040155,0.32286557087430284,2.4665976940139535E-2]
[null,1747,0.98594765995416422,0.98533908019772476,0.9649439649860494,1.0037273920320449,1.0208400357422645,0.98774160729290861,0.98548575883736544,null,4.3044496722481398,0,9.5827062982897053E-3,0.73890504150848968,1.8922154347546771,1.0119738157701619E-2,6.1381817924838857E-2,9.2916589056428554E-3,0.74311096673758048,1.2694278371450176E-2,0,5.6238841917778956E-3,0.47918699629465322,0.33573324133460974,2.5769320365010676E-2]
[null,1748,1.0026752818330524,0.9814084280486165,1.0074188158866904,1.016793235570294,0.99242014917055665,0.99711313645725963,0.99594752457093816,null,4.3019208519534962,0,8.7094601645835538E-3,0.76256144018423322,1.8573316591127782,1.0464133294541367E-2,6.2638046653674007E-2,8.4484353867742678E-3,0.74403190630952254,1.2854271323963709E-2,0,5.6238841917778974E-3,0.48150444921692576,0.34174134708122755,2.343073936266243E-2]
[null,1749,1.0263221959939248,0.98906450093857989,1.0266464632128467,0.99346818348048982,1.0137665292123033,0.97216321815334394,1.0028073188232296,null,4.1605299883733737,0,7.9552575353362305E-3,0.73676930244732486,1.796506051513187,1.0257622620142322E-2,6.2677082104277693E-2,7.7088672438178612E-3,0.71880789318822824,1.2557107812327318E-2,0,5.6238841917779043E-3,0.45975803217031874,0.33643976829424138,2.1379634323063359E-2]
[null,1750,1.0031405579906363,0.98799434978849932,0.9999059658805276,0.9939214205271123,1.0033844295157868,1.0362531802094073,0.96659426969690954,null,4.3224464356151575,0,9.1792943520543659E-3,0.78668195030965182,1.8465203615490255,1.031161775682253E-2,6.2495089602819028E-2,8.9128564848284814E-3,0.73741048078408766,1.25660270612017E-2,0,5.6238841917779104E-3,0.49905472705824561,0.33732997865203412,2.4718756516710235E-2]
[null,1751,1.0348399555279915,0.99532964230347865,0.99635945784815072,0.98045822796957327,0.98489069649181027,1.0108413173880915,1.0340776489620043,null,4.1764404727506701,0,8.7324497573049598E-3,0.73980124411795123,1.7782218031687029,1.0468311458331596E-2,6.0728521829771849E-2,8.4707392598192162E-3,0.75109523776020659,1.2396234050503517E-2,0,5.6238841917778956E-3,0.47035223020237032,0.3245221199439095,2.3492596524630219E-2]
[null,1752,0.99399756147219931,1.013605516847671,1.0218750895007367,0.99917712477638021,1.000041413336612,1.032983512376046,1.0037862827090653,null,4.339071680210286,0,8.7751286007580025E-3,0.80218070856972057,1.8132967968336535,1.0859484664532609E-2,6.5673751056296206E-2,8.5131965484132547E-3,0.76469689892578252,1.2629836164635626E-2,0,5.6238841917778983E-3,0.50203690167567017,0.33872500337229211,2.3610346808268484E-2]
[null,1753,0.99962670463276115,0.96177111463497467,1.0317110665361813,0.97680414378841918,0.98364484620931447,1.0075268278671952,0.99583096979088559,null,4.4053408321643852,0,8.4196595860663442E-3,0.79314878083707407,1.893048140639797,1.0818067472709445E-2,6.3256532913269506E-2,8.1747788843214153E-3,0.7564330252236362,1.2345890629770083E-2,0,5.6238841917778922E-3,0.49341681019107481,0.3548227954461815,2.2671785320839695E-2]
[null,1754,1.0200113680075233,0.99213466998981703,1.0277251193726302,1.0087827338469126,1.0026133561752129,0.99048279728761612,1.0180416900246361,null,4.2229471863002175,0,8.1320148918191618E-3,0.75593370569031881,1.802028890279441,1.0589534491190164E-2,6.3280545836900265E-2,7.8840642802206484E-3,0.74186495001381214,1.275054890609238E-2,0,5.6238841917778939E-3,0.4714069863047734,0.33785056855203982,2.186552264547284E-2]
[null,1755,0.97651118568453554,0.96014011463092319,0.95986731254024427,0.96478517419818643,1.0046840828065258,1.035993647135826,0.98766098369382382,null,4.4969031900400243,0,1.0306685573186949E-2,0.78449179372711331,1.9595853948276725,1.0579773343869283E-2,6.0439997851213192E-2,1.0015638625075743E-2,0.78133852815491545,1.2202373208979862E-2,0,5.6238841917778956E-3,0.51040506329046587,0.34475023564208207,2.7777192750049105E-2]
[null,1756,1.0087259765646244,1.0133074902934993,1.0010308648306561,0.97211649617662999,1.0080072451447302,0.96224293011972162,0.99267814766289919,null,4.1273107976501269,0,8.4160641642137234E-3,0.72145007175306675,1.7923063740652396,9.9866007650806932E-3,6.345453713750096E-2,8.1464584583070369E-3,0.71325735246884159,1.2290217978468597E-2,0,5.6238841917779052E-3,0.45735303536557659,0.32926508767183454,2.2593241958642558E-2]
[null,1757,1.0048738684373575,1.0026490438858908,0.95682823744049605,0.98998302642642311,1.0224044584469336,0.97249683933106068,1.044808828338027,null,4.1912195046518619,0,9.3840396092847306E-3,0.70552480812519325,1.8279357193240169,1.0290727637219889E-2,6.0575285724724898E-2,9.0896280003762101E-3,0.76101624985852145,1.2521440399248749E-2,0,5.6238841917778939E-3,0.4599235185213012,0.3228932710073899,2.5209011471376247E-2]
[null,1758,0.96193679759644779,1.0287992710037785,0.98879084277216978,1.0111824076969647,0.98257877322434839,0.96829835054872426,0.99786792741476882,null,4.2937959319233139,0,9.0857367107972827E-3,0.75075048614129369,1.8555357810644095,1.0408947768707179E-2,6.6561608829590738E-2,8.7922148166736137E-3,0.75069823936437885,1.2785617236819013E-2,0,5.6238841917779061E-3,0.47957797018451059,0.33776274796060918,2.4384171075335061E-2]
[null,1759,1.0008679821293784,1.0238939962192268,1.0220399860181462,1.0006014298137198,1.0036239914846612,1.0319099829968141,1.0277995417088932,null,4.3009629543886634,0,8.6862163936448009E-3,0.79417620081601914,1.7835826520266411,1.0996124673003314E-2,6.5748798556016619E-2,8.4241161017680546E-3,0.77443489688690992,1.264781999589787E-2,0,5.6238841917779052E-3,0.4969772188670788,0.33367416597392768,2.336329269326386E-2]
[null,1760,1.0373008593503765,0.99241796189425269,0.97032241805034969,0.99461430186328792,0.99559587835765651,1.0248978472564167,1.0013162362863155,null,4.1525423280324905,0,9.3327167306225898E-3,0.7319553849407977,1.7850589652703095,1.0017137260649137E-2,5.8972399133758881E-2,9.0576350280466376E-3,0.73240297212136285,1.2578367509832298E-2,0,5.6238841917779017E-3,0.47305631547974164,0.318031701091819,2.5120282735015823E-2]
[null,1761,1.0400123203305134,1.0397819201105505,1.0128149915851548,0.97304176434505174,0.97327303214306893,0.99574555564881229,1.0109801820736286,null,4.0216210971727113,0,8.200548988626712E-3,0.7282976945377958,1.693582473525556,1.007314029520032E-2,6.3492033074313003E-2,7.9402630499998544E-3,0.71317562456061556,1.230053518255907E-2,0,5.6238841917779009E-3,0.45834019337295173,0.314974421063689,2.2021383306875329E-2]
[null,1762,1.0243047371621314,0.96952845156610512,0.98002492100150396,1.0136427606688176,0.99816162619057958,0.98912345193913498,1.0041370725882099,null,4.2126992469977163,0,8.9778717513769972E-3,0.7245248867211348,1.8460308974656114,1.0111583144416837E-2,5.9188005570665177E-2,8.7098156231391107E-3,0.73365939161506299,1.2817808079509913E-2,0,5.6238841917778965E-3,0.46538468209098022,0.33147051761876983,2.4155646628024628E-2]
[null,1763,1.0145531175239693,1.0348891599691439,1.0361597442344597,1.0384904789481566,1.0212864567907918,1.0230064772164171,1.0189435338632644,null,4.2071289062402153,0,8.2294377475309929E-3,0.78419429560481246,1.7384194919090226,1.0782850072497206E-2,6.6262509949766277E-2,7.9763540876162161E-3,0.75065428697842362,1.3124999211201261E-2,0,5.6238841917778939E-3,0.48653193149887086,0.32966626293966883,2.2121477544092411E-2]
[null,1764,0.96508726149883151,1.0173326407868823,1.0167922164413847,0.98951092471010493,1.0034524355299523,1.0264225205523223,0.9739056292818089,null,4.4185790854610385,0,9.0708731035912E-3,0.81652301607775069,1.8623728166142801,1.0754484393633988E-2,6.7515712604600001E-2,8.7974115725256326E-3,0.76013984557415204,1.2508255079335572E-2,0,5.6238841917779061E-3,0.51260760114474391,0.34640834764690048,2.4398583664924218E-2]
[null,1765,0.99157643100916559,1.0408528401489689,1.0084928010090672,0.99455743786743522,0.98767691165684324,0.98856318940274945,1.028273286339245,null,4.2115794818103236,0,8.6153348002324156E-3,0.75515040018972701,1.7755945400777995,1.0648318305357923E-2,6.6378739834555445E-2,8.3396220731062516E-3,0.75711818279731613,1.2573038443528237E-2,0,5.6238841917779009E-3,0.47650841458113319,0.32913071764851576,2.3128958467736702E-2]
[null,1766,0.98383636057452162,0.96877553857290266,1.0212268992123499,0.98719233546674634,0.9791317940994213,0.95774562103193572,0.97340405900472537,null,4.3402867854348788,0,8.3022298525918508E-3,0.75673700539127697,1.9128758667319687,1.0323372262207054E-2,6.4013206680093526E-2,8.0464183983224701E-3,0.7265482910383434,1.247842208537233E-2,0,5.6238841917779078E-3,0.47378431556588613,0.35584244029389261,2.2315792648324943E-2]
[null,1767,1.0119072153092703,0.99502773212194262,0.98776142093304031,0.97973064036789903,1.0133639734395217,0.98136510947024003,0.99986958350107058,null,4.1875048235408299,0,8.8280866086655144E-3,0.72831146509859024,1.8211150017040887,1.0106792663976584E-2,6.158863745183029E-2,8.5556432397324821E-3,0.72934891664684176,1.2388056573957307E-2,0,5.6238841917779061E-3,0.46554451451493883,0.33002193036214184,2.3728067701614633E-2]
[null,1768,1.0190767956753637,1.0119844174865436,1.0155000883309535,1.0299556292981591,1.0024327474728842,0.99664426951045137,1.0196739806499533,null,4.1803146859457305,0,8.3721327306911491E-3,0.7501588677872707,1.7728854822399556,1.0492609617442143E-2,6.3600001831386893E-2,8.1135194917085277E-3,0.74139830609251189,1.3019669889781605E-2,0,5.6238841917778983E-3,0.47131869664765486,0.32957389126820685,2.2501889618722515E-2]
[null,1769,0.98924496820132213,1.0130217021489418,0.99833105488344853,1.0112190124900076,0.95507336604793158,1.0103856814340761,1.001967208295542,null,4.299663871214964,0,9.0628362726511268E-3,0.77189238036885022,1.8287476802471871,1.0562774790596851E-2,6.4526119278442193E-2,8.78642039001226E-3,0.75650500224350947,1.2784910896987857E-2,0,5.6238841917778861E-3,0.49015266435172866,0.3347767698122977,2.4368100916229526E-2]
[null,1770,1.0123258094401155,0.984359812097784,0.99431657766246129,0.99340226189147618,0.9861594263337935,1.0397874183905889,0.97783392183231044,null,4.3027720789057549,0,9.2411206812147342E-3,0.77906310119740607,1.837566255374028,1.0326793203538109E-2,6.1426564242257085E-2,8.9747538877137066E-3,0.74169449316405867,1.2560135180565491E-2,0,5.6238841917779087E-3,0.49594605466561642,0.33394074281491276,2.4890421665087859E-2]
[null,1771,1.0043646903422478,0.99118970467433121,1.0100402288007095,1.0261799306403694,0.98278806376720385,0.98844837840724908,1.0112889894800576,null,4.2680559993812945,0,8.5557768592664628E-3,0.75454214354231652,1.8361225921697601,1.0535513431109179E-2,6.3172760975577905E-2,8.2946100035345919E-3,0.7476286070559619,1.2972614022133221E-2,0,5.6238841917779017E-3,0.47566978549659522,0.33904514255149187,2.3004122800299561E-2]
[null,1772,0.9955679732034497,1.0036053742179731,0.96609022440475401,1.0292222216367819,0.98371302358300938,0.98337682025556628,0.99682540739305237,null,4.2186535715243947,0,9.3928062763136526E-3,0.72623368005195954,1.8411388818450773,1.0060430084169293E-2,6.1733638754592347E-2,9.101110533389134E-3,0.73765951079971659,1.3016570093343963E-2,0,5.6238841917779017E-3,0.47062513626990143,0.32761267825403395,2.5240856922744685E-2]
[null,1773,0.9729885548263022,0.98522320335352875,1.0027072409157922,0.99350162094766481,0.99795176279957165,1.0128768369799168,0.99003673696587013,null,4.4420810204975316,0,9.2009491070632141E-3,0.79466197437795461,1.9081342760962003,1.0758423818735548E-2,6.4459912341430628E-2,8.9284623951571846E-3,0.7685147297594721,1.2560383552886849E-2,0,5.6238841917778965E-3,0.50324051295028627,0.34963737245182896,2.4762037668863146E-2]
[null,1774,1.0347212937963011,0.98751794151218741,1.0109566922429583,1.0076232525951274,1.0092371909459934,1.004710612199692,1.0312702620048133,null,4.195747678553909,0,8.4310964304587233E-3,0.74604040484573764,1.7883492955912301,1.0550811485006382E-2,6.1194455235178261E-2,8.1788108503893994E-3,0.74845697223397756,1.2737915871942991E-2,0,5.6238841917779E-3,0.47004433577467708,0.3303189214011415,2.2682967503306981E-2]
[null,1775,0.98063988733715723,1.0361777295083994,0.97662350341634652,0.97820896836973792,0.95638016180411256,0.99665748845378732,0.98452662867711283,null,4.2240352157215373,0,9.3973646752404383E-3,0.74936932521057231,1.8106967286264584,1.0133071630626447E-2,6.4903820748692803E-2,9.1003650677794236E-3,0.73765573079397762,1.2370143638712035E-2,0,5.6238841917779009E-3,0.48237891577871223,0.32596180524769308,2.5238789461776434E-2]
[null,1776,1.0038565973327807,1.0058286897845852,0.98977380161923889,1.0001616672815175,1.0316575488347841,0.95915482151643805,0.98978938988887499,null,4.1496452733641433,0,8.6431951338292162E-3,0.71657383083918214,1.816453986518713,9.9315848208647688E-3,6.2726750175286727E-2,8.3674092984568262E-3,0.71502340528762043,1.2646149130653419E-2,0,5.6238841917779017E-3,0.45746402073378495,0.33027142444086449,2.3206023060764202E-2]
[null,1777,0.99026825238377225,0.99676791615667082,1.002313872338386,1.0221877334892109,1.0104042631814423,1.0027718029237023,1.0401906611799914,null,4.3556114526461061,0,8.9378102855197736E-3,0.77052436970778027,1.8542382092147063,1.0989564333094509E-2,6.3889691327217821E-2,8.6674112414635088E-3,0.78528897317637103,1.2923097387422066E-2,0,5.6238841917778939E-3,0.48807390045136689,0.34029211882493909,2.403804307548621E-2]
[null,1778,1.0071125906013358,0.98129598021515219,1.0259521338993738,0.99525386370737068,0.99660329617035126,0.98182532795923183,0.99917242320945765,null,4.2734098940008192,0,8.2118484506857603E-3,0.75938671546808756,1.844754024939649,1.0496034725209626E-2,6.3440195753499309E-2,7.9619328578302596E-3,0.73629583015560773,1.2579760643672489E-2,0,5.6238841917779052E-3,0.47407242360831892,0.34492945814411136,2.2081481963735276E-2]
[null,1779,1.0059000341752822,1.0095762232622003,1.0128657200116133,0.95921432133622797,1.0061912472372943,1.000999098787017,0.99672465255631681,null,4.2281124577618829,0,8.5700499293516509E-3,0.76205820284354053,1.8008232658047481,1.0396255747814085E-2,6.4155954002068805E-2,8.3070827216579629E-3,0.7367736031780352,1.2125732167513387E-2,0,5.6238841917779052E-3,0.47957173675809323,0.33380807586266592,2.303871441331588E-2]
[null,1780,1.0316010679927228,0.98386164216227223,1.0251377043877199,1.031780685055693,0.96383970697201271,1.0094741872510145,0.9983743271375074,null,4.2131071862177647,0,8.2527302203717692E-3,0.7619171238295962,1.7966840675889302,1.0407490067610693E-2,6.2013772756330007E-2,8.0078300028814751E-3,0.72991306483334839,1.3041550826179289E-2,0,5.623884191777893E-3,0.47588855177739642,0.33565380828043373,2.2208772283652842E-2]
[null,1781,1.0296732226195271,1.0192012400161337,0.99043001142216536,0.97193856982006333,1.0158424794446157,1.0096520315029811,1.0097499093483022,null,4.1145050955192835,0,8.8358289627458227E-3,0.73489253718957637,1.7486272936402325,1.0141960748474996E-2,6.1825575324860244E-2,8.5645468367201421E-3,0.73054394659478494,1.2289215898402091E-2,0,5.6238841917778974E-3,0.46896593417074511,0.31811326910844678,2.3752760778007764E-2]
[null,1782,1.0035083185080786,0.99052582594600669,1.0102309060957761,0.99819662124528818,0.96870347062379103,1.0176917617697476,1.018569038529455,null,4.3305777823083513,0,8.8140068740410905E-3,0.77847611873413392,1.8388161876918721,1.0805227000304594E-2,6.3204883392910902E-2,8.5528583786187388E-3,0.76748734921337125,1.2618835758482929E-2,0,5.6238841917778956E-3,0.49070021478585674,0.33938588581737861,2.3720344217687719E-2]
[null,1783,1.0335504817107135,1.0114892936313942,0.97267662458718873,1.0318577789604737,1.0267824493889006,0.99428944471232961,1.0428005812454193,null,4.1023102699097667,0,9.0097160507653668E-3,0.7105256770167081,1.758800951788706,1.0228448276480789E-2,6.0206847835436859E-2,8.7308811678202831E-3,0.74638795815337067,1.3049068799305239E-2,0,5.6238841917779017E-3,0.45852024289493959,0.31503195640369452,2.4214069432290816E-2]
[null,1784,0.99952267165287623,0.96470815182094705,0.9716358662458171,1.0030566838461084,0.97669153697833488,0.99781307299109534,0.98592354724833342,null,4.3239569978393657,0,9.4544572935657146E-3,0.74443200122407216,1.9029057590459404,1.0175747733033766E-2,5.9939434444306001E-2,9.1759802372954388E-3,0.74341567794415353,1.2684972512499013E-2,0,5.6238841917778965E-3,0.4807184187812395,0.33889107980021516,2.544849921839798E-2]
[null,1785,0.97374088788359803,1.0203545149001256,1.012328301325597,0.9966731568439765,0.99115591046554741,1.0077846417356813,0.99596275768400178,null,4.3517515842065748,0,8.905273224453265E-3,0.79051253643016672,1.8417183578514462,1.073119433592243E-2,6.6792580896705034E-2,8.6310520224800354E-3,0.76091709353715908,1.2599325496128026E-2,0,5.6238841917779043E-3,0.49764310428985375,0.34155052331051589,2.393720506886958E-2]
[null,1786,0.99506141602769915,0.96537422977907195,0.97531885636141202,1.0000521766991559,0.99824071867857522,0.99464439736236576,1.0147440300231767,null,4.3610500971751422,0,9.3928794252584082E-3,0.74767028332534269,1.9092596062093103,1.0518755301988628E-2,6.0452516358102441E-2,9.115148749020004E-3,0.76692039721203165,1.2646525897174963E-2,0,5.6238841917778939E-3,0.48168293275956686,0.34127313633758088,2.5279790258505134E-2]
[null,1787,1.0243591330358754,1.0113879504904872,1.0025492189910179,1.0259148797655877,1.0032229301836912,0.99733603990649899,1.014987663444207,null,4.1476345391236142,0,8.5656157081121075E-3,0.73850024447782103,1.7677859605006176,1.0298690281405433E-2,6.2482690655042264E-2,8.3013603961288769E-3,0.73457596110411694,1.2970189021831396E-2,0,5.6238841917779E-3,0.46772049692598522,0.32491783305879907,2.3022844218199008E-2]
[null,1788,1.0245653565152701,0.97749810242082802,0.9901013553663699,0.9882996892567405,1.0389189001285903,0.98378919295105116,0.96868351247835061,null,4.1632408986325933,0,8.7272394417343274E-3,0.7254821806080044,1.8287814737780574,9.7729565347337202E-3,6.0123024488838835E-2,8.4631642320495675E-3,0.70328351819430246,1.2496125734090181E-2,0,5.6238841917779017E-3,0.46305610879682446,0.33141411343733801,2.347158807830731E-2]
[null,1789,1.0445016573428141,0.96363908506888496,0.99852031981376721,1.0171802749464425,1.0467377972307703,1.0023263867136303,0.97252172472944065,null,4.1602232395703798,0,8.5927158518706095E-3,0.73317798347584051,1.8164438147214088,9.8507538650229876E-3,5.8786568669293549E-2,8.3410316853392511E-3,0.70409196015631292,1.2860256267371507E-2,0,5.6238841917779043E-3,0.46551411395417169,0.33099272057465523,2.3132867861052953E-2]
[null,1790,1.016266819123721,0.99796630700458089,0.97766825508941979,0.99434771472911809,1.0240027459556484,1.017082599412144,0.97031400103419851,null,4.1934119264869025,0,9.2993979400119598E-3,0.74521063194054371,1.8106133367546315,9.9020931617424968E-3,6.0880112927045454E-2,9.0216948386799833E-3,0.71964059713199191,1.2574102599951894E-2,0,5.6238841917779009E-3,0.47938498717973227,0.32483927684318326,2.5020606857632278E-2]
[null,1791,0.97604753637037833,1.0241471509452889,1.0027449834474116,1.0054050056740005,1.0208776622149114,1.032664029221386,1.0050993691673462,null,4.3759702721156799,0,9.2821731574447425E-3,0.80131739531634416,1.8332288865114343,1.0873592577981995E-2,6.6231938327470485E-2,9.0022277728502246E-3,0.77676354096016864,1.2710867986675083E-2,0,5.6238841917779009E-3,0.50744334635894861,0.33709014802349119,2.496661724597864E-2]
[null,1792,0.98170579525461077,1.0011697200724385,1.0217979930580798,0.97560801685503262,0.95458034544866921,0.97264037737173203,1.0084790767808296,null,4.3185074883217744,0,8.3869103715257954E-3,0.76535064492538429,1.8577284707792507,1.0688623497520941E-2,6.5854122922392441E-2,8.1241975208314228E-3,0.75271941309140589,1.23319260342118E-2,0,5.6238841917779017E-3,0.47900976449192084,0.34693184736518734,2.2531503873413645E-2]
[null,1793,1.0208830470575219,1.0355633565991098,1.0175934449444919,1.0098461712766758,1.0434890430054928,1.0309397916976839,1.0071883748936954,null,4.1688279849534338,0,8.5695596139793873E-3,0.77292770202942607,1.7308945731035041,1.0495516129917198E-2,6.4764278006239628E-2,8.3078790527247072E-3,0.74069575905489105,1.2765212853415439E-2,0,5.6238841917779043E-3,0.48500011137798715,0.32288170582389603,2.3040922943631498E-2]
[null,1794,0.99564813658713247,0.98559308784539468,1.0342725307533018,0.97548806743937866,0.98511204398275964,0.96241672315457649,1.0178927816665579,null,4.296701327529882,0,7.994008296842027E-3,0.757168048567334,1.8561507558651467,1.072658592030915E-2,6.4885846898479177E-2,7.7447618935923383E-3,0.74847944114577891,1.2328959595652474E-2,0,5.6238841917779017E-3,0.47030164503232602,0.34980622281456619,2.1479183901757702E-2]
[null,1795,0.96378937110514384,1.0118163176645489,0.9796236286925154,0.97409871326790631,0.99958070625716422,1.0155636656119433,0.9774395062657153,null,4.389203399598423,0,9.7257173691831702E-3,0.78357263981374892,1.8838154448054927,1.0456962680644137E-2,6.5009566351397957E-2,9.4309364372117625E-3,0.76008550763890359,1.2317809763100016E-2,0,5.6238841917779052E-3,0.5034404004369738,0.33902037467220025,2.6155590176149282E-2]
[null,1796,0.98862783250350361,0.99932590803098542,1.0150943554018736,1.0043524656499134,0.98804750178120693,0.98427132011627405,1.0142479700224931,null,4.3133574543050175,0,8.5504866326743621E-3,0.7652083144211137,1.8496271782573857,1.0709320108986299E-2,6.4893806929829559E-2,8.2862874796408997E-3,0.75765081598144635,1.2696069147881985E-2,0,5.6238841917779052E-3,0.48089409081636914,0.34333713234163882,2.298104126161632E-2]
[null,1797,0.98094258510821952,0.97871634104862615,0.98616259202983247,0.99246524966368654,1.0226994668977918,0.96832584459953031,0.99238839524126243,null,4.3318228539999994,0,9.0442414796286352E-3,0.74265840156496754,1.9088325120539236,1.0307804090720789E-2,6.2624133644313226E-2,8.7658677679807208E-3,0.74497103686174648,1.2549270339554979E-2,0,5.6238841917779017E-3,0.4751920771130847,0.34503100720910701,2.4311100642451726E-2]
[null,1798,1.0291818666781058,0.99279646204422933,1.0281766729602049,0.997885465873245,1.0024833656879621,1.0013977109917556,1.0032010304718881,null,4.1921226604095301,0,8.1395896942469768E-3,0.75789861485619026,1.7847289096012484,1.0415522015357186E-2,6.2775489450320535E-2,7.8939544273477994E-3,0.72926475594793716,1.2612758756683594E-2,0,5.6238841917779E-3,0.47250234514924128,0.33465306390532035,2.1892951802350496E-2]
[null,1799,0.99609897788601143,1.0063422495308698,0.98148198914246831,0.97461427883901819,1.023808273767169,1.0043079770730539,1.0267385945948198,null,4.2806139925989459,0,9.2793752910685662E-3,0.75162930220736435,1.8317071289017073,1.0587158203920413E-2,6.2745938169143811E-2,8.9964621757944903E-3,0.76865687133082872,1.2324108394132673E-2,0,5.6238841917778939E-3,0.48235109258725933,0.33032079468570169,2.4950627042384908E-2]
[null,1800,1.0129602206701607,1.0308116440906414,1.0249651842909511,1.0371553078246936,0.9919121567112279,0.95613611500197015,0.98273648057387697,null,4.0701887912766166,0,7.8934303251263771E-3,0.72604200540585662,1.7503478022018335,9.9413261282281368E-3,6.5483148658166887E-2,7.6346938257161661E-3,0.69640536589867896,1.31095065958551E-2,0,5.6238841917779061E-3,0.45352894056424875,0.3287916250373884,2.1173923093987825E-2]
[null,1801,1.0119209836429028,1.027502508539526,0.97162856727994529,0.96785174184690315,0.9712002181385434,1.0011475667793599,0.97168279745010611,null,4.1082844668301144,0,9.258552358413592E-3,0.72767406787098832,1.7699715033725729,9.7168432398500402E-3,6.2189559099239074E-2,8.9696148630549286E-3,0.70951282568575857,1.2239760530979457E-2,0,5.6238841917778956E-3,0.46989912915319604,0.31686966199495642,2.4876169186155896E-2]
[null,1802,0.99965833035087293,1.0046973693921804,0.98731923755509454,0.99086560148883984,0.97542660117357027,1.0207897023393975,1.0445770556118354,null,4.3172788744519055,0,9.2868258102162243E-3,0.76586810428119645,1.8266295716023386,1.0892866941884788E-2,6.2789085511360587E-2,9.0086985431428613E-3,0.78760371696959497,1.2528904166781997E-2,0,5.6238841917779017E-3,0.48968701534344677,0.33094928954619746,2.4984563164395655E-2]
[null,1803,0.96197575319710726,1.0084750861940233,0.99644934653466521,1.0151503360239589,0.98489582110653962,1.0177836047141338,1.0162270642573517,null,4.4559843946618836,0,9.4331312132647505E-3,0.79923052902727665,1.8891307900271317,1.1056492830190001E-2,6.6005955524226403E-2,9.1487551988153216E-3,0.79381616559986468,1.2834845967727913E-2,0,5.6238841917778922E-3,0.50810781309632991,0.3450893006274437,2.5372993784366405E-2]
[null,1804,0.99597248620414636,0.96269968802262573,1.0308779517398252,0.98640016547344644,0.99115822836948775,0.98346527098589132,0.97984165048563754,null,4.3626304265071925,0,8.2617172536633143E-3,0.77575445701284396,1.8984603055534628,1.052530607459474E-2,6.3487653244436601E-2,8.0153206249169075E-3,0.73580963636624941,1.2467273148715515E-2,0,5.6238841917779E-3,0.4828401752859538,0.3556785856172765,2.2229546640624442E-2]
[null,1805,1.000961643661874,1.0030479468754421,1.0028788106284592,0.97158308378388147,1.0036911092700094,0.96204452235674909,1.004341633495788,null,4.1942126095913181,0,8.4630618852518501E-3,0.72971472754403022,1.8233500502690911,1.0225723713827971E-2,6.35511992553104E-2,8.194556426177807E-3,0.72974340655039538,1.2283257466997927E-2,0,5.6238841917779043E-3,0.46206176766881135,0.33520046238900136,2.2726636001143961E-2]
[null,1806,0.99250302339174834,0.98006539370290846,1.0128108342226432,0.9869362771046517,0.98458219831541649,0.99301364469885467,0.97257139260992309,null,4.3281444577891479,0,8.6660736454543599E-3,0.7709719705318997,1.8774640880877032,1.0342378740018789E-2,6.3531363419840017E-2,8.4056231865345197E-3,0.73254335259975467,1.2476180698177212E-2,0,5.6238841917778965E-3,0.48519767346141224,0.34694201174405981,2.3312004773423569E-2]
[null,1807,0.97275138918035231,1.0085423163280138,0.98992381640994265,1.002650473233609,1.0445319490483493,1.0060459062081701,1.0131622415434729,null,4.3773129912851774,0,9.3479238844633734E-3,0.77647419700230258,1.8696969465419782,1.0772532791751039E-2,6.4877904703037531E-2,9.0628102601837644E-3,0.7769930479209407,1.2677599593001789E-2,0,5.6238841917778974E-3,0.49565809567998814,0.33968926085355927,2.5134635631119649E-2]
[null,1808,0.99589717086211627,1.0134518780567361,0.98169486976406006,0.97438961217977949,0.97211717046414015,0.98966097668880748,0.95495151697337233,null,4.1840490219177795,0,9.1296503071036754E-3,0.7394652077542988,1.8197852235895797,9.7573933555267188E-3,6.3116969916426832E-2,8.8452484429003345E-3,0.7068930943856091,1.2321242175528605E-2,0,5.6238841917778965E-3,0.47448121103207869,0.32835794379685174,2.453125358430713E-2]
[null,1809,0.99711760030950503,1.0137656007910123,0.98940607383731471,0.97400435225969006,1.0153108234677592,1.0243435961017344,0.98218276035698093,null,4.2653806943141399,0,9.286348965551668E-3,0.77048332750776449,1.8151812856701894,1.0286561156497292E-2,6.3516973180808206E-2,9.0067765242981251E-3,0.74177356213059265,1.2315456783448694E-2,0,5.6238841917778939E-3,0.49199346357581963,0.3295065198867333,2.4979232671761293E-2]
[null,1810,0.98399607711655479,1.0176143826877921,0.99225383676253076,1.0076199385432401,0.99459380569078637,0.99793608573298032,0.99066698954081356,null,4.2751067141453944,0,9.1065217614246328E-3,0.76128876102415721,1.832074109675333,1.0358433902043824E-2,6.4728234004183233E-2,8.8240730093224577E-3,0.74502215348466727,1.2740149071890267E-2,0,5.6238841917779E-3,0.48525622547890729,0.33382468604838805,2.4472526016143286E-2]
[null,1811,1.0011211570436107,0.99455500115725048,1.0129314500551563,0.99975249090778162,0.979521071266374,1.0245665362100058,0.9605595241616951,null,4.3002896217035493,0,8.8375472572209627E-3,0.78692115677846375,1.8354224093221101,1.0276525901337395E-2,6.371676345369244E-2,8.5764323168900161E-3,0.72753556649564233,1.2638180123850042E-2,0,5.6238841917778965E-3,0.49519822249943335,0.33943230412176778,2.3785723755803189E-2]
[null,1812,1.0136236151215463,1.0320373308735837,1.0213630209938731,1.0025420343658209,0.98770176689705125,1.0155546207385739,0.9818619641431422,null,4.164037799240508,0,8.4403756762900534E-3,0.76957357844319185,1.7480722726092301,1.0254371997638588E-2,6.528281799108851E-2,8.1795982236829799E-3,0.72130355064289642,1.267243079668544E-2,0,5.6238841917779E-3,0.48178100141961649,0.32704951741069033,2.2685151190294982E-2]
[null,1813,1.0337303705231529,0.97681525089304999,0.99352094296347437,1.0019780877509272,1.0014085478204628,0.97782249253804754,1.0044023937148587,null,4.1470527158579475,0,8.537148388662796E-3,0.71682907866032697,1.8129556407645233,1.0031156692562096E-2,5.9749928289892187E-2,8.2774249546404225E-3,0.72027224649167476,1.2668660697848232E-2,0,5.6238841917778974E-3,0.45655518278429696,0.32967019862553038,2.2956462093536707E-2]
[null,1814,1.035843955666389,0.99999265652715907,1.0162842447833422,0.97177017441283686,0.97031152609208238,1.0166547619373751,1.0154119222892586,null,4.1730475932072491,0,8.4070992364794882E-3,0.7557962076943423,1.7639144313539219,1.0446589198897186E-2,6.2036656268881038E-2,8.1554422767516031E-3,0.7383645414162695,1.2284056152084825E-2,0,5.6238841917779043E-3,0.47463180196554128,0.32758292440546971,2.2618157519787248E-2]
[null,1815,0.9759984730309833,0.9873973504602791,1.0419005861345807,0.9895374806299595,1.0167992109611996,0.97106431790539638,1.024518394967068,null,4.4055678239148435,0,8.0940171085297219E-3,0.78438983338932666,1.8882647149508422,1.1122704062423218E-2,6.6752567908091434E-2,7.8434557816637746E-3,0.77225076748795918,1.2505631630501678E-2,0,5.6238841917778965E-3,0.4849683405878884,0.35818704126989398,2.1752899763005779E-2]
[null,1816,0.99011457948773651,1.0288883905767343,0.99683113352938124,1.0106294958759559,1.024409949467497,1.0333496089713861,0.9908758247256062,null,4.287705531291488,0,9.2626149592859551E-3,0.78557281726687211,1.8006684977661453,1.0516511347489188E-2,6.5163765055112538E-2,8.9821928060992064E-3,0.75398283694411705,1.2777640955894789E-2,0,5.6238841917778939E-3,0.49930611575664863,0.32946283153253692,2.4911052628082932E-2]
[null,1817,1.0145207866813108,0.98916792754633998,1.0271443361983488,0.99529177909978361,1.0055388682257291,0.97578642744025512,0.99594061066965622,null,4.2101742006991589,0,8.0691618965166127E-3,0.74851177380486311,1.8171006805660841,1.0331217072879229E-2,6.3440527488322768E-2,7.820146480764071E-3,0.72380370050307319,1.258009836584763E-2,0,5.6238841917779E-3,0.46694382174092763,0.340399258215697,2.1688254165436106E-2]
[null,1818,1.0345716253576931,1.0228739491414394,0.96369495858253595,1.0288936044296808,1.0272122703703797,0.97261194587919586,0.97267172231516996,null,3.9776054724860055,0,8.9522762503372027E-3,0.68658101345885514,1.7404683530208684,9.3221881086883555E-3,6.0155786820511516E-2,8.6659552889602528E-3,0.68345805994965292,1.3012716841412227E-2,0,5.6238841917779017E-3,0.44560969398615258,0.30962609190656593,2.4034005162894539E-2]
[null,1819,0.95464096710037938,1.0183078479865633,1.0035873582940584,1.0090300702662309,1.0314765150615284,0.99519969158442911,1.0068629033261545,null,4.421683676799474,0,9.1397211154983105E-3,0.79021655441855609,1.8843545232573504,1.0912308838589676E-2,6.7468992001016984E-2,8.8552754874394179E-3,0.7790495919353585,1.2756595456437789E-2,0,5.6238841917779009E-3,0.50015215584927042,0.3468744540691564,2.4559062410014772E-2]
[null,1820,1.0028445961105548,0.9786106867673926,0.98173113735633255,1.0045273385302826,1.0039556695838576,1.0249172288912141,1.0046504314179661,null,4.3426851753340081,0,9.4511869424049721E-3,0.76723078514444309,1.8684249419650354,1.0529505362769805E-2,6.0994583333000119E-2,9.1763787562248889E-3,0.76384757289993543,1.2702331930296793E-2,0,5.6238841917779061E-3,0.49228586430995519,0.33587090991931179,2.5449604463658147E-2]
[null,1821,1.0028323548883422,1.0312949549609276,1.0187353069240148,1.0358234575050134,1.0457884701946385,1.0042615162491266,1.0313703198943676,null,4.2260322146746292,0,8.4842708114242493E-3,0.76729547161095601,1.7687165014543162,1.0785618460760137E-2,6.5787693477084588E-2,8.2193741173490816E-3,0.76069634783533624,1.3093443586360746E-2,0,5.6238841917779078E-3,0.48112879071163905,0.3303738950991974,2.2795464941272627E-2]
[null,1822,1.0098328254681781,0.97950349344509047,0.99201110888078337,0.99848907168822709,1.0100174363801002,1.0004781797100584,0.99175131014024742,null,4.2664836428752562,0,8.9653138192501546E-3,0.74987175432233744,1.8513724712984065,1.0254014710947796E-2,6.1207969034409587E-2,8.6980290521750034E-3,0.73757983829442009,1.2624729573102057E-2,0,5.6238841917779043E-3,0.47805144286956497,0.33604186538411185,2.4122957963248676E-2]
[null,1823,1.0020924542455696,1.011980352947474,1.0144882093463221,0.9856263237168652,0.97031449867365838,1.0037584977219802,0.97998005191945159,null,4.2320571296853471,0,8.5930794082477082E-3,0.76781495000417799,1.8031851403677548,1.0289454511871347E-2,6.4616873529345226E-2,8.3295235208065213E-3,0.7277974508309093,1.2459422727061926E-2,0,5.6238841917779078E-3,0.48271216037882336,0.33472039770737178,2.3100951323686614E-2]
[null,1824,1.0106891165051501,1.0120298809570971,1.0158674049117211,0.97924128115939435,1.0046757497330372,1.0061954398655297,0.95349832292878356,null,4.1814951879840905,0,8.5158574132047464E-3,0.76410129174280972,1.7874341832412135,9.958504226700509E-3,6.4151979246336657E-2,8.2552901997138585E-3,0.70315637576817924,1.237854664881064E-2,0,5.6238841917778939E-3,0.47997022949697027,0.33208568667405486,2.2895073960728988E-2]
[null,1825,1.0266262877019174,1.0233693467352714,0.99614514769460083,0.98151018086128861,1.0155866083019791,1.0066860405761093,1.0098371609681094,null,4.1165324421310636,0,8.7240717544008507E-3,0.73790004462196601,1.7456987544528939,1.0185818459816405E-2,6.2542755882173506E-2,8.4543672538100814E-3,0.73044688038972305,1.2409559673247032E-2,0,5.6238841917778965E-3,0.4692061856428284,0.3193410726207877,2.3447190696440474E-2]
[null,1826,1.0031291521832304,0.9844466166194743,1.0155652316632,0.97706758718946396,1.0065543032547311,1.0061157218520496,1.0167546659154978,null,4.3300846571940834,0,8.629912816752584E-3,0.77428299193829631,1.8490130729765359,1.0777528317947723E-2,6.3239411223147329E-2,8.3728166389783285E-3,0.7626677176521488,1.2351104477181568E-2,0,5.6238841917779E-3,0.48645620610195195,0.34270881681076504,2.3221019682103449E-2]
[null,1827,1.0142565000686163,0.99678541953851918,1.0200138961990328,0.99262069294827671,0.95659625729380282,1.0126154024563696,0.96657217728797018,null,4.2288420400962936,0,8.4902434709360954E-3,0.77176562643726299,1.8060736099777956,1.0180925445172895E-2,6.3417813972424422E-2,8.2358774222696957E-3,0.716856447887954,1.2547182254032511E-2,0,5.6238841917778939E-3,0.48355264327395897,0.33623703779307096,2.2841234911511479E-2]
[null,1828,0.97952032712870518,1.0312247220310455,0.99604038821172969,0.97299838153947027,1.0243501015841283,0.99700928557642676,1.0176365349334646,null,4.2828390639022631,0,9.044651842986029E-3,0.764356661411567,1.8164098806149167,1.0652027709245889E-2,6.5936128530743376E-2,8.7602235218881275E-3,0.76487396434673294,1.2301954501635556E-2,0,5.6238841917779017E-3,0.48606082833244013,0.3326127155928516,2.4295446991445365E-2]
[null,1829,1.0308552279523691,1.0067869255918671,1.0194596867280707,0.96315460708062883,0.99368683821199,1.029084315716192,1.0077027176293689,null,4.1947779153966129,0,8.4832357308466892E-3,0.7700114683742002,1.7603072020684727,1.0494594436155195E-2,6.2852133029318843E-2,8.2307145481636378E-3,0.74018203701467655,1.2174781247351286E-2,0,5.6238841917778983E-3,0.4826174528355851,0.32793996709280732,2.2826916288949645E-2]
[null,1830,0.96699322541438593,1.0043175670366487,1.02008090453759,0.99531468697311587,0.99400664465604893,0.98369294947784169,1.0333476997094768,null,4.4142932793598559,0,8.6373113992724432E-3,0.78439463681611588,1.8807975586935046,1.1161403512951558E-2,6.6913347290825972E-2,8.3689794529209806E-3,0.78756983485220633,1.2581227598237685E-2,0,5.6238841917779009E-3,0.49144522051864503,0.35086412013291113,2.3210377699028506E-2]
[null,1831,0.99889241596728207,1.0180351894093655,0.96326338885357776,1.023011597719079,0.98634906334566741,1.0053172767517908,1.0124909875136485,null,4.2163801138522707,0,9.601056011877657E-3,0.73628784959998894,1.8108937359020394,1.0244201188900912E-2,6.2048774290111124E-2,9.3053366844424602E-3,0.75322952382928887,1.2938379666578298E-2,0,5.6238841917778983E-3,0.47800259869296408,0.32159963174633427,2.5807254071719899E-2]
[null,1832,0.98868345405072611,1.0202869425526089,0.99459941062073531,1.0130638460407844,0.9681981300660496,1.0274248163188335,1.0126859571288667,null,4.3194753114364026,0,9.280799940748782E-3,0.78195645635744082,1.818277628277988,1.0732301701830897E-2,6.4696137068491935E-2,9.0004961266134404E-3,0.77111727844672218,1.2808692771996482E-2,0,5.623884191777893E-3,0.49770003529415957,0.331881386410806,2.4961814729324974E-2]
[null,1833,0.98715990113900487,1.0042396255785164,0.97310431030692401,1.0468860326028471,1.0018197825625157,1.0252707127871352,1.0323907722443748,null,4.3600289614961873,0,9.7316037933344174E-3,0.76934253608969738,1.8540104287382488,1.082372407149078E-2,6.2709101595283548E-2,9.4415580114397615E-3,0.79045857989134582,1.3239064140167716E-2,0,5.6238841917779043E-3,0.49634152518357949,0.33158511551663983,2.6185047859846201E-2]
[null,1834,1.0101315260181618,1.0122467159443773,1.020948560393977,0.99994943500460876,1.0357910437610156,1.0150471997768231,0.99052667154407392,null,4.2310436371417426,0,8.503760529515807E-3,0.77484447152709945,1.7868372651222297,1.0438135699496276E-2,6.4501786250418955E-2,8.2457789528613077E-3,0.73481843435297811,1.2639709125624045E-2,0,5.6238841917779009E-3,0.485203863484169,0.3335253733255143,2.2868695639085564E-2]
[null,1835,1.0083582495756613,0.97952907057670358,1.0364333544025814,0.97181670100024053,0.97778587122483562,0.98767142029616584,0.98005858381638911,null,4.2768590059469487,0,8.0729974498409025E-3,0.77035163739617307,1.8430245087944948,1.0405877250662197E-2,6.3887126575802061E-2,7.8291884887700443E-3,0.72445172375875833,1.2282308714035064E-2,0,5.6238841917779052E-3,0.47786447647059427,0.34749794064725043,2.1713331108468039E-2]
[null,1836,0.98991422270229468,1.0130881356677659,1.0204124502230241,1.0008166051373362,0.98237141489007451,0.99562715909247734,1.0047946061135282,null,4.2906822958867146,0,8.5196880023859708E-3,0.77456604421109321,1.8220199065639262,1.0663581958867342E-2,6.5829054731008668E-2,8.2559695001056151E-3,0.75137444595612646,1.265073463430327E-2,0,5.6238841917778939E-3,0.48518877947413114,0.34013262474749312,2.2896957920267004E-2]
[null,1837,0.98923384489430699,0.97302698176085423,1.0321124838506988,0.99406704706049576,1.0326705871719757,0.99368452107617322,1.00500998795901,null,4.4033572647440886,0,8.3655591329311017E-3,0.78839165193448579,1.8917279163174265,1.0899491208778237E-2,6.4527727100275115E-2,8.1160609791310154E-3,0.7618167394394727,1.2564030113149334E-2,0,5.6238841917779009E-3,0.49033785316197065,0.35520853129613461,2.2508938134413719E-2]
[null,1838,1.0121232449762305,0.99595898974463448,0.99393030978937158,0.97958473010245939,0.98588816346935804,1.0203781461300843,1.0077836883514251,null,4.2628811056132889,0,9.0576157570823827E-3,0.76202028768273244,1.8176231351774472,1.0469773651995353E-2,6.1980263862798049E-2,8.7885323141718361E-3,0.7526129863824339,1.238547831563571E-2,0,5.6238841917779087E-3,0.48521377090416667,0.33084665079834441,2.4373958088862266E-2]
[null,1839,0.98347062805327157,0.9815311844433835,1.0152107787219529,0.99744730640566492,1.0381324084609787,1.0428873905795157,0.99985963532710764,null,4.4773684839993253,0,9.1360807956455542E-3,0.81978901896148426,1.8914014291840719,1.1058958842078285E-2,6.4333231100516489E-2,8.8742563779677305E-3,0.78300343181621423,1.2608766761290871E-2,0,5.6238841917778983E-3,0.51515837664556063,0.3500415072422095,2.4611703671796378E-2]
[null,1840,1.0162915156667458,0.98019045959113049,1.0175585990794773,0.99654068967593634,1.006207115969302,1.0045890338004884,1.0236993107039056,null,4.2896188038756771,0,8.4766071815166634E-3,0.76511491657835373,1.8321276714184471,1.0737355987761812E-2,6.232517692331515E-2,8.2247552098917483E-3,0.75837472321913557,1.2597025748454773E-2,0,5.6238841917778965E-3,0.48010797870013489,0.34005153431298302,2.2810388766937556E-2]
[null,1841,1.0147909897436869,0.96909697406659245,0.97930161003413985,1.0153198839471518,0.996794795119746,0.9817475321864888,1.0052582050315053,null,4.2406878467511877,0,9.0088455031687685E-3,0.72529941603985082,1.8643058322087829,1.0165996283064142E-2,5.9681132027863321E-2,8.737960756886794E-3,0.73810051835476054,1.2839105387856112E-2,0,5.6238841917779078E-3,0.46609499759325779,0.334614145572462,2.4233703837789358E-2]
[null,1842,0.98274043781715392,1.0113325797526449,1.0263437158021951,1.0031519704885963,0.99369078284920398,0.99251876048790511,0.99389404827186012,null,4.3172510175776591,0,8.4516736188109728E-3,0.78201864324273207,1.8368860593189167,1.0658976340711633E-2,6.6584669266957885E-2,8.189681878061331E-3,0.74769058215676321,1.2679543885209529E-2,0,5.6238841917778983E-3,0.48808457341564282,0.34457296048297742,2.2713117016716782E-2]
[null,1843,0.97073810547621397,0.97509250419646121,1.0107812265128531,0.99505885097694624,1.0045978252659491,0.98670477070427309,1.0055293216078445,null,4.450932626405768,0,8.8502852484103299E-3,0.78258374380872497,1.9294141377519363,1.0880711582967866E-2,6.457626744625472E-2,8.5839157200881394E-3,0.7726947948739038,1.257910339267717E-2,0,5.6238841917779009E-3,0.49312191595848176,0.35591795883518446,2.3806478092180713E-2]
[null,1844,0.99633984954101762,0.97579608482064362,0.96997203748909189,1.0307452813575977,0.98404635697424347,1.0024682053388783,0.99800585706960021,null,4.3244272837482871,0,9.5412913444474796E-3,0.74740060137368436,1.8886993440591733,1.0309607018565486E-2,6.0572978049947455E-2,9.2584421158363444E-3,0.75406861493776045,1.3035341392832326E-2,0,5.6238841917779043E-3,0.48314605912335035,0.33617650531462401,2.5677197515182278E-2]
[null,1845,0.98666699076741138,1.0028719821653977,1.0144818651305569,1.0357356730078553,0.99168688737487476,1.0165637849709479,0.98853579147901471,null,4.3510167227102334,0,8.8540241790885325E-3,0.79164712883089472,1.8472125811390707,1.0657528293097386E-2,6.5165515424655582E-2,8.588225404320594E-3,0.75384923662665193,1.3092861919349085E-2,0,5.6238841917778965E-3,0.49769698716556798,0.34251836740070596,2.3818430493230514E-2]
[null,1846,1.027775985930385,0.9599369169043992,1.0034473813167977,0.97616887846803291,1.0295155618241452,1.0225600531597385,1.0132255514292527,null,4.3064416027913914,0,8.8236655840880918E-3,0.7645545451895096,1.8515799460361915,1.058684211205526E-2,5.9840123550316288E-2,8.5712756094921787E-3,0.75576158707029628,1.2341166508569586E-2,0,5.6238841917778983E-3,0.48395190272270355,0.33868257314868727,2.3771422235879473E-2]
[null,1847,1.0411855611904552,1.0020386451332159,1.0243215061041027,0.98392608630520684,1.0051794280224766,0.99649941332691228,0.99263631661963558,null,4.1021947542564945,0,8.0575107404569062E-3,0.74138348148498701,1.7495609303386837,1.0099759144571454E-2,6.2279504400150093E-2,7.8109518104912436E-3,0.70881598661036171,1.2436771846381246E-2,0,5.6238841917778974E-3,0.46329418874112832,0.32728405259681076,2.1662753831607963E-2]
[null,1848,1.0328262800766195,1.0163852698208413,0.99068123339316849,1.021180497823523,1.0342104556137444,0.98136626385515602,0.98806566651521976,null,4.0458723183927585,0,8.5620428760332188E-3,0.71206625093961595,1.7478290144755713,9.7514222843013906E-3,6.1518546506452144E-2,8.2923139681492092E-3,0.70096469343676948,1.291180094741499E-2,0,5.6238841917778896E-3,0.45432803172005176,0.31815064778180063,2.2997755016891216E-2]
[null,1849,0.98070828959833833,1.0374794763520605,0.97097584261722314,0.98427462280118583,1.0079638475893558,0.99260480446403898,1.0162931442501906,null,4.2330869390067614,0,9.4673558978547248E-3,0.74220379182309282,1.8097399947390482,1.037722880594899E-2,6.4614048177910305E-2,9.1665570736036601E-3,0.75912746467770231,1.2447528190500715E-2,0,5.6238841917778983E-3,0.47948057378371012,0.32435085825630594,2.5422365185014777E-2]
[null,1850,0.98494478676078934,0.99514550663998269,0.99598570052635238,1.0067921178558827,0.99310266747117426,0.9625261821549268,0.99486904604538873,null,4.2709684220771651,0,8.7434452875463867E-3,0.7387651460025868,1.8687245696362818,1.0275898627797191E-2,6.3773259261994841E-2,8.4683012159411861E-3,0.73683659068530183,1.2729227043357383E-2,0,5.6238841917779061E-3,0.46980299321745306,0.34122616258480132,2.3485834897412208E-2]
[null,1851,1.0063508734869118,1.0070192205757618,0.98930032955433655,1.0086241362536568,0.97541881466017433,0.9988470533641014,1.0137549524219087,null,4.2230167513648249,0,8.9854598475294697E-3,0.74484627876861031,1.8100245317234511,1.0383458162289808E-2,6.260103720022385E-2,8.7098303604633311E-3,0.74855317337421523,1.2753207464992452E-2,0,5.6238841917779078E-3,0.47565440880089477,0.328696713665173,2.4155687500255627E-2]
[null,1852,1.0238950018136654,1.0162158837302098,1.0261262197706833,1.0116561888882722,1.0344480593791567,0.97142747424201548,0.96202676473948823,null,4.0730371415785545,0,7.9359887811322766E-3,0.73320664468065266,1.7550397023308195,9.7781636086460757E-3,6.4136029368178013E-2,7.683465317789029E-3,0.68439597610921976,1.2787060933916161E-2,0,5.6238841917779052E-3,0.45768004143652524,0.3293329773057127,2.1309185076446299E-2]
[null,1853,1.0419907437792548,0.97500055827119891,0.99516440493557934,1.0071614853605555,1.0054767008459555,1.0093402663922546,0.99747075978145538,null,4.1685550841947894,0,8.7154773281131817E-3,0.73615620438749396,1.8013828854438716,1.0095425063148993E-2,5.9282045084544356E-2,8.4590712345410657E-3,0.7240245579899619,1.2733997237949437E-2,0,5.6238841917779043E-3,0.46838384088381774,0.32766841337345454,2.3460236632336161E-2]
[null,1854,1.026268786703372,1.0106907207758424,0.97702080610148279,1.0058185486622226,0.99554218095513303,1.0129600432753367,1.0040142221098225,null,4.1394648221402948,0,9.1618476926220039E-3,0.73239937769859165,1.7716080202470106,1.0069208595067615E-2,6.0848018551709432E-2,8.8837437656832663E-3,0.73231730874786938,1.2719237472651425E-2,0,5.6238841917778956E-3,0.47133663495903144,0.31818321978058822,2.4638015822936597E-2]
[null,1855,1.0275562274618459,0.97034095478581495,0.99751709656628773,1.0129759446936013,1.044066132024277,0.99074325153751819,1.0047960745799596,null,4.2143421160636345,0,8.6402506510764223E-3,0.73462305304941444,1.8344785720380012,1.0228741158395263E-2,6.0023306879078323E-2,8.3824873316304081E-3,0.7324332159097946,1.2807223627335022E-2,0,5.6238841917779043E-3,0.46672314457922875,0.33441089774218113,2.3247840207871091E-2]
[null,1856,1.0023287176570055,1.0029366639453754,0.98428372250355112,1.0166544345299271,1.0300502277615249,0.98611797203847562,0.99893250573992465,null,4.2127267625329496,0,9.007528301087862E-3,0.73538246462802226,1.8255382005918062,1.0173065724140971E-2,6.2356746389631436E-2,8.7287552289247537E-3,0.73575883241916296,1.2855363971379053E-2,0,5.6238841917778922E-3,0.47109275495384056,0.33001604934391376,2.4208173391440456E-2]
[null,1857,1.0074687607520001,0.99423050204352803,0.96270389184061989,1.0183909721177529,0.96962224494388105,0.9915638747087292,1.0232414090375304,null,4.2235431849958136,0,9.4422746407620498E-3,0.72311161244437694,1.8365398472605765,1.0256029049440745E-2,6.0363185168178499E-2,9.1540980900457133E-3,0.75451218889663674,1.2880011087623662E-2,0,5.6238841917778922E-3,0.46961645677107416,0.32554033501365243,2.5387811663196178E-2]
[null,1858,1.0073093989690898,0.9971405596193843,1.0133904221145935,1.0077032333166291,0.9741054048021448,1.0028022805339785,1.0054956844680296,null,4.2640029603415011,0,8.5841573355923614E-3,0.76483748569149834,1.8195287565927942,1.0539136130437294E-2,6.3480839423058336E-2,8.3243712445236189E-3,0.74623501804064285,1.2738632391243745E-2,0,5.6238841917779061E-3,0.48116526704785328,0.33702706483032246,2.3086662092937679E-2]
[null,1859,1.0020402803027382,0.96726251673368069,0.97646381514086844,1.0056716131749834,1.011022374558151,1.0048524503111207,1.0024917066123056,null,4.3352173034648391,0,9.3971636192775425E-3,0.75076066280991127,1.8921477229324617,1.0390446104975816E-2,6.0188637182917906E-2,9.1216068323401595E-3,0.756595688914253,1.2717447809715211E-2,0,5.6238841917779E-3,0.48332338056342988,0.33844728875123059,2.5297700991099934E-2]
[null,1860,1.011313904333577,1.036174092745918,1.0019070852062759,1.0327322206392031,0.96157267382639511,0.99886053972234223,1.0016157775056522,null,4.1340262289543146,0,8.6613903864610816E-3,0.74480481961304468,1.7499491259537803,1.0216488821354338E-2,6.4456421750591422E-2,8.3882556035226631E-3,0.72883495098168372,1.3056457688238409E-2,0,5.6238841917779043E-3,0.47190151885591064,0.32219185805106115,2.3263837829808513E-2]
[null,1861,1.0061917665774396,0.97725122986956825,0.97722382205388647,1.0023859182430594,1.0117792821845619,1.0472128918701678,0.98247178676799107,null,4.3495124942617185,0,9.7183910214618426E-3,0.77891187083306168,1.865782206469293,1.0372771378393961E-2,6.0466285647546227E-2,9.4422024231006225E-3,0.75487190617030409,1.2675804745033305E-2,0,5.6238841917779043E-3,0.50120544283617185,0.33369167552889134,2.6186835059602918E-2]
[null,1862,0.9965030269839078,1.0199159972045151,1.0183639651350684,0.9674575829383556,1.0198048407708844,1.0128196974169972,1.0202195034255006,null,4.2859305163067676,0,8.635722905316447E-3,0.7806091757351189,1.7989318032367987,1.0818535531326685E-2,6.5612439909897985E-2,8.3712341687018927E-3,0.76415189041863241,1.2229300030806063E-2,0,5.6238841917779043E-3,0.48958858134547839,0.33541276375615803,2.3216630887385976E-2]
[null,1863,0.9527789369640185,0.96446093796712706,0.98087108369518039,0.97514948383370703,1.001166326858052,1.0041998990273999,1.0008898234427104,null,4.5672303302183384,0,9.7914058683085704E-3,0.79266293208618233,1.9943374484224188,1.0936148649164841E-2,6.3422666297495434E-2,9.5049096790735151E-3,0.79495553688917875,1.2330948748237628E-2,0,5.6238841917778965E-3,0.50888006559536714,0.35800644928772452,2.6360746240026767E-2]
[null,1864,0.99918215607748573,0.97341166883505847,0.99108986553725797,0.99846566511536317,1.0108655437038749,0.99709797014699975,1.003493239174708,null,4.330128531917965,0,9.0584609283941922E-3,0.75564703908590114,1.8824994269225659,1.0474072455258257E-2,6.1506633387114179E-2,8.789118949087224E-3,0.75433470369963118,1.2624545208907361E-2,0,5.6238841917778965E-3,0.48201105771303338,0.34130092618145347,2.4375585051628058E-2]
[null,1865,0.96205579373049632,1.0358394460325175,1.0038856419960109,1.0224182296235189,1.0193483159434438,0.99808532733066413,1.0061897651364864,null,4.3492400319941993,0,9.0606384434069424E-3,0.78372932559899022,1.8396300947189024,1.0784661003245096E-2,6.786530308167954E-2,8.7747809927163894E-3,0.76937784858050928,1.2925817589846284E-2,0,5.6238841917778956E-3,0.49595444087298673,0.33929869338668273,2.4335820420268713E-2]
[null,1866,0.99191618313970997,0.95764488624796706,0.99594176602707474,1.0127439879921862,1.0055672715408499,1.0236330927547164,0.99729556156631205,null,4.4512938080769331,0,9.30176476127797E-3,0.78823921254031137,1.9248196265984425,1.0753238381650149E-2,6.1453346263635224E-2,9.0365943584790592E-3,0.77186756525957645,1.280448401818949E-2,0,5.6238841917778922E-3,0.50127877817044098,0.34965691413676458,2.5061928918944081E-2]
[null,1867,1.0112609918634787,1.0182637373483501,0.9868516109725336,0.98355214436074989,1.0343787134190765,0.99219959579220307,0.9957901965818714,null,4.1480556985391139,0,8.9092553669349751E-3,0.73274920603569116,1.7828654140332492,1.0054030075957067E-2,6.2693699380508811E-2,8.6311555628431486E-3,0.72590884372450659,1.2436485780266465E-2,0,5.6238841917778974E-3,0.4686487673306925,0.3234159755646972,2.3937492225857889E-2]
[null,1868,0.99812396805543657,0.99768817738239224,0.97640851541736529,0.99334391629903573,1.0246051664273748,1.0253043549379663,0.9863193528626073,null,4.2955290415545315,0,9.57065001601623E-3,0.76426505264145161,1.8443183712243842,1.0280773075741744E-2,6.1899010918584178E-2,9.2872150814893775E-3,0.74860424810042536,1.2561561842971875E-2,0,5.6238841917779052E-3,0.49203443375677453,0.33046814479423475,2.5756995942706792E-2]
[null,1869,1.0133729317250226,0.99552302666186054,0.98401190875606881,0.95638168666775925,0.96469671491184772,1.0115020385657578,1.0301810025729472,null,4.2518388215355465,0,9.1567714363988938E-3,0.74772645196905962,1.818516078997864,1.0545596226826636E-2,6.130545918809055E-2,8.8824716563642801E-3,0.7643010727916687,1.2093260437774849E-2,0,5.6238841917778974E-3,0.47908236407156052,0.32828446566321767,2.4634487777738936E-2]
[null,1870,1.0338759252646357,1.0034985737542428,1.0193271629627358,0.97935662186321615,1.0010443723983364,0.97449108564406484,0.96552303960572616,null,4.0661834271621577,0,8.0169273400743733E-3,0.7262229029353936,1.7606719605308796,9.7258009305465059E-3,6.2501094802826535E-2,7.7657155823310899E-3,0.68451880459209735,1.2379598776755218E-2,0,5.6238841917779009E-3,0.45520922045224799,0.32804407522061674,2.1537296486756896E-2]
[null,1871,0.9829249846059549,1.0367380106506028,0.98503053317930722,1.0154737979062927,1.0332787475889578,1.004583667178903,1.0056188294546884,null,4.2504244386725203,0,9.2843868488255744E-3,0.75934400313477601,1.8035723965880233,1.0442519146638541E-2,6.5299368436036231E-2,8.9931205650042485E-3,0.75531458850955546,1.2840342788799437E-2,0,5.6238841917778974E-3,0.48621427465026928,0.32712296803158514,2.4941359478878395E-2]
[null,1872,1.0072846755315426,0.98467272704859954,0.9942777921298851,1.0062005179069526,1.0139649345483497,1.0227367285896369,1.0273852738811469,null,4.3319781182177417,0,9.1352639770574725E-3,0.76966176349049031,1.8462127718018926,1.0782444939747138E-2,6.1747034986488349E-2,8.8674759566969852E-3,0.77508397260777551,1.2721955350114583E-2,0,5.6238841917779009E-3,0.48997309784512533,0.33584608205178235,2.459289897290353E-2]
[null,1873,1.03147920074696,1.0236838766874803,1.0296513770552442,0.99062945583388806,0.98720521355225366,0.96583688185141781,0.99144351525827246,null,4.0397284138777634,0,7.763588213083256E-3,0.72452583885314981,1.7292152829962515,9.9602879623222219E-3,6.4237900809305512E-2,7.5133515026302149E-3,0.69592033931209563,1.2520872493780904E-2,0,5.6238841917778939E-3,0.45129124493034606,0.32584560457040862,2.0837394468777783E-2]
[null,1874,0.99841389918949652,1.0060113044237455,1.0170337476428659,1.0130890853978702,0.97083450710582797,0.99701687803414463,0.98676378939634901,null,4.2580611949298754,0,8.5306156290298023E-3,0.76800399422213594,1.819431301550007,1.0399179393235368E-2,6.4709409017867967E-2,8.2687125252394258E-3,0.73399610143361971,1.2806273652793722E-2,0,5.623884191777893E-3,0.48207617941453995,0.33834447595978856,2.2932299197903992E-2]
[null,1875,1.024097224572676,0.96352690770038962,0.98473194347426618,0.99201340524947379,1.0031819909699373,1.0114831157377635,0.99295694663021794,null,4.2627367733582782,0,9.1034480594756641E-3,0.74568734947907667,1.8562242510971754,1.0192671556115061E-2,5.917759455057172E-2,8.8392480591170004E-3,0.73726813574230388,1.2543729642191925E-2,0,5.6238841917778939E-3,0.47755947891438005,0.33420926595763767,2.4514612227408861E-2]
[null,1876,1.0085901350086777,1.0145832367473715,1.0373270541289317,1.010401553515613,0.99148003595372536,0.98453527402258456,0.97333281940985261,null,4.1787562500871305,0,7.9769831736459778E-3,0.76231053696932582,1.7816995517778529,1.0205433570020676E-2,6.5702362048455532E-2,7.7269246048806252E-3,0.70919548823556655,1.2769856357101433E-2,0,5.6238841917779009E-3,0.47262077228380145,0.33744870893722184,2.1429714284768631E-2]
[null,1877,1.0390242358919171,0.97537132027034246,0.99381675244510836,1.0055388162607666,0.98742709779629323,0.96616245459629091,0.99914906399815606,null,4.1063511495037552,0,8.3895276268688857E-3,0.70482036278043136,1.8061936650535222,9.8679776042333509E-3,5.9393501197142248E-2,8.1315854688689352E-3,0.70805187065363595,1.2713645257689312E-2,0,5.6238841917779043E-3,0.44882375656377288,0.32856843488338766,2.2551993476158654E-2]
[null,1878,0.97673096373594903,0.99350097808360227,0.97346366741415435,1.0054860532667917,0.98520848908736369,0.96757753355636211,0.97825708474679907,null,4.2892104809298939,0,9.2940148347634526E-3,0.73443791321694984,1.8930104841028259,1.0054370897111082E-2,6.2870960809533985E-2,9.003538235180332E-3,0.73324926399753709,1.2715470116286853E-2,0,5.6238841917779009E-3,0.47371478995146016,0.33885356858726218,2.4970251658730305E-2]
[null,1879,0.9988835638393686,0.9809360986239315,1.0316178832692242,1.0084088756772356,0.9982942450486747,0.98149633732082608,0.9964965554541334,null,4.3115312802940124,0,8.1790571754332183E-3,0.76920038608406804,1.8591767622605566,1.059824948803356E-2,6.4279853983970611E-2,7.9301446928860576E-3,0.74034936336681867,1.2745356055077071E-2,0,5.6238841917778956E-3,0.47854563147609003,0.34926738463365958,2.1993321236508677E-2]
[null,1880,0.9758933548921005,0.99766694012133716,1.0033879975382347,0.99774368825424908,1.0030397271548412,1.0259061376303229,0.97140538085424588,null,4.4055946158757244,0,9.2562195531796961E-3,0.8010727828411589,1.8796672274707622,1.057307260366692E-2,6.4941733357136613E-2,8.9822629327339417E-3,0.75451661596602737,1.2613932115182015E-2,0,5.6238841917779052E-3,0.50708609419261208,0.34486198264180828,2.4911247116035512E-2]
[null,1881,1.0087485476593658,0.99890212792126298,1.0172088646930617,0.99407387609486864,0.96035051141828953,0.99091295725378614,1.0402798322279225,null,4.261552013240224,0,8.3997178993068869E-3,0.75663104521898883,1.8129524569324875,1.0823925099517092E-2,6.370352653352053E-2,8.1420228914472828E-3,0.76486797328038658,1.256588501547598E-2,0,5.6238841917779043E-3,0.474886314008924,0.3371737575300307,2.2580940436969187E-2]
[null,1882,1.0172078448014434,1.0057412800826557,1.0173343616694452,0.97975859524531861,0.97179331641053157,1.0120045809967002,0.96322631868078556,null,4.1885911980018857,0,8.4939300614253338E-3,0.76575065738296266,1.7862000028817955,1.0061560090360055E-2,6.3518283254950278E-2,8.2370821923019501E-3,0.70982866893680874,1.238491374012074E-2,0,5.6238841917779017E-3,0.480573051419105,0.33206244777398747,2.2844576199137573E-2]
[null,1883,0.96493315568222804,1.0156530716048109,0.99723954343736343,0.98004936599942594,0.97453467753606726,1.0443479519965833,0.99905939760308626,null,4.4588689942547317,0,9.6207738253440683E-3,0.81752532576955061,1.8704691316586506,1.0987560219232728E-2,6.6217891756643499E-2,9.3361687097625046E-3,0.78871935574989072,1.239096031343697E-2,0,5.6238841917778983E-3,0.51948272220940606,0.34184400444328289,2.5892763058440432E-2]
[null,1884,0.97383691400761618,0.98925755331263332,0.99598955383689813,0.97934914579605237,0.98639128400031717,0.99294423491015915,1.0039342525052872,null,4.3964894607537897,0,9.1328472942580046E-3,0.77258353142451763,1.9007565617559903,1.069562957159435E-2,6.4203043491136827E-2,8.8558521992683718E-3,0.76802777215639717,1.2382255433409947E-2,0,5.6238841917778896E-3,0.49130794160742536,0.3466251743642641,2.4560661852270411E-2]
[null,1885,1.0452189997329044,1.0073091906245744,0.98914860974662011,1.0087897987442567,0.9831509878186393,1.0329841904478227,1.0078567364720314,null,4.118817303480637,0,8.9493495159757123E-3,0.74228661742997615,1.7422729478257282,1.0152075427677163E-2,6.0278014717479914E-2,8.6838257728544498E-3,0.73154658903017089,1.2755320716050202E-2,0,5.6238841917778956E-3,0.47406491127454492,0.31601889976754538,2.4083566842808088E-2]
[null,1886,1.03164930025086,1.0404602799096185,1.032100910045298,0.97126399208835801,0.98083129252087664,1.0067276079473324,0.99704451995392973,null,4.0766378873650595,0,8.0246265738063982E-3,0.75499652469153866,1.701837985657604,1.0224858125848313E-2,6.5193920830235397E-2,7.7725437248767045E-3,0.71383211402084934,1.2275823255168917E-2,0,5.6238841917778983E-3,0.46957115279969663,0.32177747310629096,2.1556233534978611E-2]
[null,1887,1.0127964550769732,1.0166246320789993,0.96030807283086117,1.0197522602975773,0.96804773961817792,1.0150300898974236,1.0224602446786137,null,4.183771803970421,0,9.6223662538497314E-3,0.73168978903962689,1.7890765583482593,1.0244210023914709E-2,6.095758508939899E-2,9.3292207144081117E-3,0.75503258912665094,1.2897528485870844E-2,0,5.6238841917779009E-3,0.47591667023286627,0.31675264135890874,2.5873493612585802E-2]
[null,1888,0.97644966990936599,0.9801885278141742,0.98983983903067174,0.99312725205664343,0.95483424929481708,0.95098773196852715,0.96651747432502177,null,4.2999201613958302,0,8.8521847421508485E-3,0.73444052688821715,1.9139411052105846,1.0006593249320616E-2,6.3205439067829661E-2,8.5743500621541582E-3,0.72061385343935025,1.2557197283396528E-2,0,5.6238841917778974E-3,0.46885079988458328,0.34717864799294951,2.3779948867818746E-2]
[null,1889,0.98503008484315802,0.98127827249095978,0.98608613483539587,1.0328122394692287,1.0401176657846223,1.0039400476420908,1.0024528247598172,null,4.3787217091962649,0,9.3348238145661271E-3,0.7671482498032407,1.8961988994581707,1.0590277537554748E-2,6.2487041813948069E-2,9.0569949250993848E-3,0.76541918569663148,1.3059449224424783E-2,0,5.6238841917778974E-3,0.49088555797911082,0.3424684848959022,2.5118507484968248E-2]
[null,1890,0.99319528503091026,1.009211537323861,0.96056964108595555,1.0153071378228162,0.99266315431737384,0.98972269877537988,0.98395528206692251,null,4.2112932299173611,0,9.5756546931159633E-3,0.72828750005558218,1.8370834303905428,9.9313793477522009E-3,6.1822315067542703E-2,9.2785874358256373E-3,0.73131513721805208,1.2841275181723477E-2,0,5.6238841917779043E-3,0.47362434120547037,0.32532796633143313,2.573306818477224E-2]
[null,1891,0.9959728939163861,1.0001910757245056,0.98572015544110958,0.99753923802797573,0.9979271485884883,0.98391149913069387,0.99714307539689551,null,4.2421029201121563,0,9.0222568847700968E-3,0.73975668294717478,1.8416440034624799,1.022225149152459E-2,6.2705885846242246E-2,8.7431445915221763E-3,0.73882561736758046,1.2613482291522472E-2,0,5.6238841917779009E-3,0.4734670288298472,0.33327511538534543,2.4248080591907754E-2]
[null,1892,0.99019658187028381,1.0318831878807,0.99348169768747197,0.99432039018519969,0.97832975847506842,1.0011322774639269,0.98067060948729179,null,4.2126840613660255,0,9.0313690370695775E-3,0.75752308872853258,1.7963415875787871,1.0172967175409222E-2,6.5100646541842749E-2,8.7483531352124926E-3,0.73083214620179271,1.2571844175971972E-2,0,5.6238841917778983E-3,0.48248541295479197,0.32805297384529819,2.4262525873676475E-2]
[null,1893,1.0094896417731856,1.0355299610544024,0.99897434644598782,0.99049198152580076,1.0046497457729322,1.0063020141474794,1.0156932486950756,null,4.1634347704311514,0,8.7966800208105246E-3,0.75005462078201834,1.7548310426666687,1.0393344783644299E-2,6.4364184039295391E-2,8.5214960398858133E-3,0.74397147249093609,1.2522780599452398E-2,0,5.6238841917779061E-3,0.47609496907682464,0.32222029131220681,2.3633364469247537E-2]
[null,1894,1.0086001997997809,1.0104999010876903,0.99369287102151194,1.0220829161343719,1.0421013743933834,0.99984856216459539,1.000890739023111,null,4.2009042895259654,0,8.8863780405539199E-3,0.74628518728283955,1.7990197909460426,1.0263231396574536E-2,6.2889851895948576E-2,8.6131486302077915E-3,0.73700769284553402,1.2922837824080578E-2,0,5.6238841917778965E-3,0.47526499579251091,0.32801249463955223,2.3887552121449863E-2]
[null,1895,1.0096909788343567,1.0329988287704743,1.0217250684156598,0.97958284649678551,0.99364726522843361,0.96781870460573394,0.99175691943634092,null,4.1018986658472816,0,8.0673976158854473E-3,0.73517859510646344,1.7532416466052048,1.0093168765811919E-2,6.5606723429962807E-2,7.8056138409245022E-3,0.70977434355960467,1.2382177401408779E-2,0,5.6238841917778922E-3,0.46014652577795367,0.32846543518162302,2.1647949602431996E-2]
[null,1896,1.0137187469510627,1.0192010418144173,1.0367073781516016,0.99749210999488314,1.023545919769661,1.0188776177320105,0.98040924167819654,null,4.2114364063888772,0,8.2171577769368578E-3,0.78456522048839661,1.7651889714824123,1.0417649354779132E-2,6.5564577846782462E-2,7.9671548315189966E-3,0.72482022943793023,1.2606775020164598E-2,0,5.6238841917779043E-3,0.48660073691711231,0.33420240010291397,2.2095964492021045E-2]
[null,1897,1.0142641320099863,1.0147434147480305,0.96426214527041332,0.98972759698848123,0.97724761108598401,0.96999538386278572,1.0428544399047919,null,4.1230337781101793,0,9.1099130316595108E-3,0.69997149609821785,1.7887260067323252,1.0180880580914022E-2,6.1012626789561271E-2,8.8200149427554581E-3,0.74829035561665536,1.2517303952750893E-2,0,5.6238841917779052E-3,0.45413589589501352,0.31840395489484058,2.4461271447019574E-2]
[null,1898,0.99373097323496995,1.0031608181722851,1.0104668023183141,0.99455808430402071,0.97106200883515725,1.0027015823424952,0.99334114995553924,null,4.2946584490766453,0,8.7442312342432688E-3,0.77220683631418474,1.8345638014416519,1.0506404753399593E-2,6.4475109976402947E-2,8.4780250846305215E-3,0.7456707518181328,1.2572810504591119E-2,0,5.6238841917779017E-3,0.48667761872035853,0.33911463460510471,2.3512802900649016E-2]
[null,1899,0.96931878894343748,0.98409348522269613,1.0296824426200919,1.004769100074318,1.030668302204699,1.0074532796434108,0.98614444763531717,null,4.4721049861432478,0,8.6814911557513644E-3,0.8123479873125512,1.9105248110750201,1.0944926772151291E-2,6.6288259746505679E-2,8.4232916450685952E-3,0.76631373585710993,1.2699584119434108E-2,0,5.6238841917778904E-3,0.50598417167864507,0.35827481874091605,2.3361006159822291E-2]
[null,1900,0.98587020040737028,0.9815734794979446,0.9871791201075274,1.0253203501392436,0.98201081917644872,1.0052926850850581,1.0080024360196436,null,4.3817608547106053,0,9.317553050050378E-3,0.76825326037223562,1.8937670884446731,1.0653756932781868E-2,6.2513057617432685E-2,9.0405304907560397E-3,0.76956415320415761,1.2964581364284173E-2,0,5.6238841917778965E-3,0.49125526879186743,0.34236998103299943,2.5072845317692105E-2]
[null,1901,0.96873017823442698,1.0159793243932644,0.99096776966954536,1.0151358023994077,1.0191804371003488,1.0014908841663464,0.97168810447107878,null,4.3369049966145594,0,9.3108599630804516E-3,0.77551973511872352,1.8641126823275425,1.0339965538908286E-2,6.5586226680894991E-2,9.0235465611380409E-3,0.74430198599223796,1.283533655152312E-2,0,5.6238841917779061E-3,0.49472523902220222,0.33912151220116127,2.5025742391527082E-2]
[null,1902,0.9753656235945195,1.0142843769858041,0.9576628802980115,1.0016072765581485,0.99025802616186254,0.99881334090962659,1.0264876879458658,null,4.321403012377167,0,9.8906775555861141E-3,0.74584431100635862,1.8624522149772766,1.0548749195276545E-2,6.3022693840932051E-2,9.5851488241139003E-3,0.77988912781807873,1.2668362429704623E-2,0,5.6238841917779009E-3,0.48594684404004662,0.32912907356164595,2.6583280047537138E-2]
[null,1903,0.99716772975798629,0.96148685181857851,1.015451950260968,0.98443934624394558,0.98461559179112379,1.013956758396777,1.0430476815106673,null,4.451793278024442,0,8.7906513566226308E-3,0.78916987471418887,1.9024212920935417,1.1256666013475605E-2,6.2450598553666727E-2,8.5366747884527763E-3,0.79734744070701902,1.2444304203845994E-2,0,5.6238841917779E-3,0.49584366750574149,0.35181406567073004,2.3675460938622283E-2]
[null,1904,1.0178673297524257,0.98706255540756593,0.99037672897642381,0.99251898682911688,0.98722752086082666,0.99393592286142896,1.036025722997697,null,4.2340144266692414,0,8.8537513400062905E-3,0.73662204569662248,1.8237419849998149,1.0534878245196526E-2,6.0995901735159536E-2,8.5860663633545147E-3,0.75931136678241651,1.2549441631285652E-2,0,5.6238841917779061E-3,0.47008529436581348,0.33100487135011153,2.3812442647690661E-2]
[null,1905,1.0114517008628361,0.99458907436871136,1.0278448645262446,1.0284876459185261,0.98008649430941663,1.025600138853394,0.99859967635837976,null,4.3001712057501518,0,8.485471019149397E-3,0.78986323608201292,1.8129772928843106,1.0695670074035444E-2,6.3946252741614806E-2,8.2350029017710831E-3,0.74916872204078844,1.2999595235252778E-2,0,5.6238841917778983E-3,0.49252981402609469,0.33977839705961432,2.2838809532026143E-2]
[null,1906,1.0185953908272274,0.97446979780946608,1.0043518563614857,0.98941860376983604,0.98187292058417397,1.0038537418434013,1.0260792944151984,null,4.2845115761284411,0,8.6987995989560724E-3,0.75502026844748249,1.8414642695194872,1.0648034188890328E-2,6.1143063952214444E-2,8.4416213785460797E-3,0.75954392306349616,1.250856758471002E-2,0,5.6238841917778974E-3,0.47764888478247147,0.33775601710401709,2.3411841514303474E-2]
[null,1907,0.9942671776702301,0.97560130223620112,0.99468532293834566,0.99772748068123318,0.97352828984152384,0.98060087434342136,1.0081000860211153,null,4.3227579671749865,0,8.8816147568183471E-3,0.74843941239758094,1.8868583577434048,1.0487487387545555E-2,6.2129331966683084E-2,8.6125021888597032E-3,0.75325118288445592,1.2614776750350163E-2,0,5.6238841917778974E-3,0.47634153860712658,0.34339534852142517,2.3885759292594944E-2]
[null,1908,1.0305375828723635,1.0406006370198919,1.0342240412923531,1.018743029752454,0.98736482331521847,1.0197657058193856,1.008989449485012,null,4.1142917533330774,0,8.100764680030615E-3,0.76729828948269596,1.7029665411143695,1.0460712043308595E-2,6.5398843977286403E-2,7.8495107935587487E-3,0.72896192405068716,1.2875654553562748E-2,0,5.6238841917779052E-3,0.47660787740283278,0.32257958777849277,2.1769692624530299E-2]
[null,1909,0.98505741754388809,1.0139771442150851,1.0343730192917353,1.0087665281279632,1.0314794923535329,0.98372136411805777,0.99897653504460293,null,4.2952072058778361,0,8.2127435571789781E-3,0.77797681119518136,1.826032815385231,1.0684945638877107E-2,6.7058259590923971E-2,7.9552306540039419E-3,0.74502819799937503,1.2749546030855362E-2,0,5.6238841917779052E-3,0.48319720547034672,0.34505015908673803,2.2062894191701678E-2]
[null,1910,0.9747165922991502,1.020737721306666,1.0143502634879333,1.0091897584019582,1.0034223721910633,1.0095392778010761,0.98554409131021248,null,4.3434095789703902,0,8.8734121573315287E-3,0.79247259356581945,1.8387200763830369,1.0639186182166149E-2,6.6871094248472859E-2,8.6005477038061974E-3,0.75292978843559322,1.2757307684874809E-2,0,5.6238841917779078E-3,0.49825628553609824,0.34155962225817732,2.385260493789134E-2]
[null,1911,0.95831457054309888,1.0331503511568718,1.0043692658845462,0.99414335617793481,0.99684386234293454,0.98505457373872829,1.0028879817128364,null,4.3463842294065564,0,8.9725411420013401E-3,0.77695713897858654,1.8512657711240337,1.0714293295780292E-2,6.8023050756311362E-2,8.6864396390085429E-3,0.76431329537060921,1.2568297430102474E-2,0,5.6238841917778904E-3,0.49152151490766033,0.34159226876231497,2.4090816092376989E-2]
[null,1912,1.0135057993953227,1.0231604897990321,1.0114182270305805,0.96666189953737713,0.97698817841789032,0.98826753412285617,1.0134906245842479,null,4.1529228062947015,0,8.4018846292186825E-3,0.74327898136649317,1.7650543033543833,1.0352370858114631E-2,6.4255040582871042E-2,8.1373519614886761E-3,0.73429629662340767,1.2220047424572411E-2,0,5.6238841917779043E-3,0.4681712166865572,0.32736721171075689,2.2567986163493564E-2]
[null,1913,1.0150770681879708,1.0017114233272906,1.0039552260974904,1.0051931738690612,0.99031584521377136,0.99563438072480026,1.0207787170697591,null,4.2113744451738313,0,8.6194383287696505E-3,0.74643890592494266,1.8000220496504233,1.0479048617372484E-2,6.2665496024314191E-2,8.3555388986370528E-3,0.74722804840794588,1.2708043154701984E-2,0,5.6238841917778956E-3,0.47233618250201093,0.33096358422393118,2.3173101906541597E-2]
[null,1914,0.99382988267807459,1.0164547028193256,0.97368771922883635,1.0278724001872437,0.98503467391147681,1.0032416524519092,0.97306480197295953,null,4.2166959961481982,0,9.425485110338085E-3,0.74566083900322577,1.8203455625107596,9.9776480088528494E-3,6.2913401868293362E-2,9.1350105341034792E-3,0.72710350917779154,1.2998541763543885E-2,0,5.6238841917779052E-3,0.4808852697538743,0.32614293986884235,2.5334874577466325E-2]
[null,1915,0.97541853277456581,1.0380718599023229,0.98943242677907328,0.95592382341207738,0.98341016153575966,1.0125831833937629,0.99685586356918243,null,4.2902111720635769,0,9.3415444131200263E-3,0.77427916111202733,1.8141801601445211,1.0502238014509649E-2,6.6142724710175113E-2,9.0504379417057634E-3,0.75791552679418772,1.2086840811973249E-2,0,5.6238841917778983E-3,0.49440913297510292,0.33026228731603052,2.5100322464681316E-2]
[null,1916,0.99451223099595321,1.0237710236033364,1.0000566742948092,1.0108327378378967,1.0061440705282354,0.99256361715376096,1.0084309610840752,null,4.2255028534338175,0,8.8062340223372428E-3,0.75322863426860309,1.8004635292667641,1.0437808937186753E-2,6.4819956026829814E-2,8.5300109155325016E-3,0.74635767824765675,1.2779816373651815E-2,0,5.6238841917779E-3,0.47778785479092856,0.33062293496438322,2.3656979472836879E-2]
[null,1917,0.99445004461354469,1.0042265432184325,1.0260321906826795,1.0234697103201875,0.97950401059559977,1.0208106575187244,0.96657489647218997,null,4.3138921218657309,0,8.6073580101711702E-3,0.79656063276286204,1.8275616726550981,1.0455099432304367E-2,6.542088633541962E-2,8.3497022395865768E-3,0.73295284257346216,1.2936392133710856E-2,0,5.623884191777893E-3,0.49725519502156268,0.34222625790923766,2.3156914620884598E-2]
[null,1918,0.96117588096154671,0.99473551500861757,0.97284549344589288,0.99076305956967969,0.97903724919796364,0.9968167304948089,0.97280857155154477,null,4.4026324112966329,0,9.740104080569521E-3,0.76896835501926009,1.9215256778892937,1.0327834500567731E-2,6.3912649236213204E-2,9.4442586601791688E-3,0.75424179185996032,1.2529356720317252E-2,0,5.6238841917779043E-3,0.49618160505782116,0.34342456445112357,2.619253779068265E-2]
[null,1919,1.0031096916109139,0.99601504288256393,1.0057847647919385,1.0418897288360482,0.9854674288853581,0.99419742919999854,0.98248123498835294,null,4.2462610711753594,0,8.6856726040922382E-3,0.75638095330273702,1.8309728084026708,1.0243995685667813E-2,6.3239876657076546E-2,8.4208294499966384E-3,0.7285773319119484,1.3171745519273427E-2,0,5.6238841917779078E-3,0.47808509478248323,0.336876046323697,2.3354177552115673E-2]
[null,1920,1.0018733950642242,0.96125146047386123,0.97659160854058003,1.0068426474851842,1.0153469274865441,1.0164419444665695,1.0257139768272816,null,4.390590293712366,0,9.5158911751731419E-3,0.76093500950419701,1.9037190768372723,1.0724602822006008E-2,5.9913948511080478E-2,9.2416985971029049E-3,0.78142501943186249,1.2732240668078544E-2,0,5.6238841917779009E-3,0.48983378599662308,0.34032615698727681,2.5630761340257959E-2]
[null,1921,1.0309892981448541,1.0117326103945621,0.99838192251329116,0.96896978894678998,0.9693534269688957,0.99151696239931641,0.95691979105654679,null,4.0639110370247211,0,8.5346374925996896E-3,0.72660873141373983,1.7568193238918817,9.5882521333655862E-3,6.1854978116168607E-2,8.2697051353587576E-3,0.68551894787515877,1.2250745124382409E-2,0,5.6238841917778896E-3,0.4613828752719823,0.32159317927847969,2.2935052085028065E-2]
[null,1922,0.99361608030279469,0.98024611573282894,1.0369370040843271,0.98138419933432652,0.99654221185986658,1.0290243382228637,0.99718751494635549,null,4.426672223375034,0,8.52554757317899E-3,0.8157558733236685,1.868937426334178,1.1007970120753703E-2,6.4902059478347734E-2,8.2782429195665287E-3,0.76699901082034172,1.2403168919193314E-2,0,5.6238841917779052E-3,0.50587541513943024,0.35245598907814274,2.2958730622810352E-2]
[null,1923,0.99628188740256229,0.97579644357379536,0.97793583122481198,0.98032779212606647,1.0044087310719638,1.015852622796231,1.0285142521243296,null,4.3777111101582022,0,9.5096641026428327E-3,0.76314722810590929,1.8868435779986406,1.0760086418498837E-2,6.1038141226632599E-2,9.2314666976927133E-3,0.78358665491379731,1.2396780530460474E-2,0,5.6238841917779078E-3,0.49084033562033125,0.33815023418337753,2.5602384373720411E-2]
[null,1924,1.0069685856076209,1.0010335514408388,1.0342411148802393,1.0410217052767838,1.0072925683167533,0.96319879619549376,1.0382779124992305,null,4.2268124478799924,0,7.8877838677554567E-3,0.74669171264990009,1.8083153718179459,1.0775389037246055E-2,6.4937139493354556E-2,7.6383166933655256E-3,0.75115581266516229,1.3157227403835443E-2,0,5.6238841917778922E-3,0.46380328655273551,0.34141812055219761,2.118397069022919E-2]
[null,1925,0.98744389084786921,0.9686293627743594,0.99780618157672651,1.0038226235266008,1.014071499710494,1.0422254539208735,0.96709768970944632,null,4.4518238582303775,0,9.4558976839374514E-3,0.80592732607655648,1.9121428946047068,1.0568756560189534E-2,6.239259650890857E-2,9.1881948942878888E-3,0.75734107858314648,1.2691461563137101E-2,0,5.6238841917778983E-3,0.51193220969571906,0.34798897810658708,2.5482375129296519E-2]
[null,1926,0.99378392322697862,0.98358664828554787,1.0153146769764223,1.0079956582063352,1.0116635274859755,0.98900780878121886,0.99476580458104136,null,4.3255154650430256,0,8.5688801540532E-3,0.76784645678997898,1.8680185525219219,1.0544343388427566E-2,6.3775727668880511E-2,8.3094064682938343E-3,0.74552730008458246,1.2742096290558322E-2,0,5.6238841917779009E-3,0.48248665971280169,0.34616475902924121,2.3045159050609922E-2]
[null,1927,1.020288182270231,0.99760298650204582,0.9879039135765797,0.97993927181254703,0.99848105045411872,0.97988909621233411,0.97291286437845614,null,4.1246246984953796,0,8.735508883090869E-3,0.72088780275138142,1.8016793217530838,9.7458253307492609E-3,6.121425061319536E-2,8.464838915961297E-3,0.7025767788940851,1.2390677613654361E-2,0,5.6238841917779017E-3,0.46075802685932488,0.3265425678385856,2.3476232616669052E-2]
[null,1928,1.0038878328214769,1.0047835810565289,0.98157390974482961,0.98963387612261133,1.0066624421605941,1.0271899110984997,0.99323866805779937,null,4.2659942018991934,0,9.4181121351202771E-3,0.76364595708891503,1.8201589320462761,1.0320345820340188E-2,6.2189308646588899E-2,9.1377871640141006E-3,0.74859000204021686,1.251402182165939E-2,0,5.6238841917779052E-3,0.49003426727596266,0.32785523270543504,2.5342575233121958E-2]
[null,1929,1.0114340774111805,0.98489327324308906,1.0212568484786224,0.96776309856368403,0.99424767347953935,1.0289422249906215,0.9737770914604521,null,4.3055061660771736,0,8.6482876699596079E-3,0.78970765381783181,1.8316366712561527,1.0430073768407861E-2,6.3074877509463764E-2,8.3962488839706972E-3,0.73447400986342493,1.223282694493732E-2,0,5.6238841917778983E-3,0.49441779420112114,0.34087440705942845,2.3286006250617393E-2]
[null,1930,1.0080587804145142,1.0082197163979401,1.018044445827277,0.96934488097905169,0.98016961129878699,1.0120600402247106,0.99457446545119377,null,4.244611221083141,0,8.5547059817150575E-3,0.77280437967129578,1.7980208085370886,1.046823748896014E-2,6.4260318359418117E-2,8.2954165981398587E-3,0.73898443782181755,1.2253193809975017E-2,0,5.6238841917778965E-3,0.48478853221328139,0.33466035857777165,2.3006359795329064E-2]
[null,1931,1.0135575701392987,0.9768979235367784,0.99930186120511089,0.99259407313611225,0.98015120120517973,1.0201621630509403,1.0131259094858185,null,4.3140387602116288,0,8.9744715991982998E-3,0.76763750771565797,1.8474726296958408,1.0622001345493902E-2,6.1275490225753765E-2,8.7127535549170847E-3,0.7605215269143788,1.2549318030462218E-2,0,5.6238841917779009E-3,0.48715636049544431,0.33727796500571139,2.4163794635389722E-2]
[null,1932,1.0300458621380495,0.98687842154857031,0.9746716653930011,0.98780606421264583,0.96234595499188869,0.99139944494950061,1.0055661127615285,null,4.1454398745869003,0,9.0186142929768558E-3,0.71594906948120551,1.8062226545002109,9.9782192531338056E-3,5.9374906711708669E-2,8.7452966812751783E-3,0.72709348253559203,1.2491741365887342E-2,0,5.6238841917779E-3,0.46143587168509426,0.32328931331491034,2.4254049159077792E-2]
[null,1933,0.99845423693370594,0.98772497446942842,0.98323458436114675,1.0071059160084754,0.98318618226206056,0.98263736237294741,0.99991250408270893,null,4.2613700346180146,0,9.0565923305432668E-3,0.73734243952082634,1.8597618907063291,1.0243031924251354E-2,6.1795434289471159E-2,8.7794459507949899E-3,0.74166938731821186,1.2734753781037047E-2,0,5.6238841917778965E-3,0.4726603677490086,0.33546723338541207,2.4348758131439302E-2]
[null,1934,1.0033312681242159,1.0205929078884408,1.0054645681404284,1.0111652734492522,0.99011307000871518,1.0461985816920789,1.0080692206992228,null,4.2945155203406342,0,9.1019984267798996E-3,0.79255287041463351,1.7886414003835891,1.0735503761956134E-2,6.4420273219785579E-2,8.8319495016698363E-3,0.76501055541315177,1.2783360788211913E-2,0,5.6238841917779052E-3,0.50104759206559435,0.32947575848811367,2.4494370538925857E-2]
[null,1935,1.0295226272870692,0.96176975458002523,1.0310998383433383,1.0129912592950865,1.0130644052882476,1.0099506531150397,0.98703809113365171,null,4.2755449107070795,0,8.2054004935581959E-3,0.77161785731967647,1.8382314272120404,1.0437365936652702E-2,6.1384989207621324E-2,7.9673244591525402E-3,0.72905446689146503,1.2803335587474948E-2,0,5.6238841917779E-3,0.48020074055431372,0.34433248490619905,2.2096434934261333E-2]
[null,1936,1.0042605674281528,1.0088341336721114,1.0107656795275237,1.0117911337878613,1.0362104074667391,1.0016904211030893,1.0229138227858221,null,4.2567515792027306,0,8.6291737414048979E-3,0.76256866182265559,1.80553332341659,1.0679545671420059E-2,6.4098222852443612E-2,8.3647636166141511E-3,0.75786987734342426,1.2790627561864693E-2,0,5.6238841917779E-3,0.48051461481497987,0.33413854607822518,2.3198685574134514E-2]
[null,1937,1.0262373476131024,0.96432566133908226,1.0027027271223208,1.0265309814440762,1.0382056035502869,1.0125235906395629,0.96401508001068781,null,4.2466778154987939,0,8.756230006353798E-3,0.7567098537821374,1.8464882492051817,1.0027212111122206E-2,6.0101495840256799E-2,8.5021638302305129E-3,0.71463066501000494,1.2977959108927312E-2,0,5.623884191777893E-3,0.4792076807892674,0.33758513277094998,2.3579748865292419E-2]
[null,1938,1.0232654897515896,0.96258173192046104,1.0075459573170764,1.0274208850144637,1.0459733507966955,0.96773783265436975,0.98227408019160023,null,4.2037927929204777,0,8.311169601693362E-3,0.72771318803817542,1.8538524264310912,1.0011957208864629E-2,6.0464477733675026E-2,8.0592997234918782E-3,0.71087943568402057,1.2988610042457749E-2,0,5.6238841917779061E-3,0.45946407690774516,0.34069508907606388,2.2351517484803258E-2]
[null,1939,1.0129121482113796,1.0179275393682317,1.0057061930889197,1.024095392430638,0.98309528441776661,1.0068980872691178,0.97063137372937236,null,4.164457264111264,0,8.6771075805939842E-3,0.75525787468417183,1.7760815675287878,1.0027432427167452E-2,6.3695314747812967E-2,8.4102934571277238E-3,0.71304505847788879,1.2946796214592811E-2,0,5.6238841917778983E-3,0.47739845780901252,0.32732273493528963,2.3324957218227003E-2]
[null,1940,0.98702013399960564,1.014071185464527,1.0234394018020943,0.96127876476518082,0.97174981691016338,0.98253839351098282,1.0012061141542261,null,4.2764528406601485,0,8.3772364737463943E-3,0.7681515787547436,1.8249329564666954,1.0585761259011253E-2,6.625766302231989E-2,8.1142259562885632E-3,0.74456980743172685,1.2150612205893594E-2,0,5.6238841917779E-3,0.4802804644927624,0.34165927443773925,2.2503848914933709E-2]
[null,1941,0.96243054836812092,0.98892203180610472,1.0366876373608456,1.0183010439044256,0.9876042000318016,1.0035486482647682,1.0019673472124071,null,4.5025253823436087,0,8.5740414649151664E-3,0.81895116680969804,1.9134279551679236,1.1209161775377442E-2,6.7451743660660132E-2,8.3168272276536188E-3,0.78102405702147493,1.2869770511648455E-2,0,5.6238841917779009E-3,0.50793355562364428,0.36122556216697183,2.3065739651688361E-2]
[null,1942,0.96867275098776173,1.0009004224049054,0.99416515631343838,1.0047833248738138,1.027214486392088,0.99239385445022077,0.97623643675365857,null,4.3654498535058854,0,9.1911903244073622E-3,0.77301405203699081,1.8901617457896254,1.0406611595396778E-2,6.5025300075981604E-2,8.9090884133114397E-3,0.74751072006237218,1.2704050698390605E-2,0,5.6238841917779009E-3,0.49214181247376954,0.34443547227800853,2.4708306214663321E-2]
[null,1943,1.0120519743944549,0.98635265322348031,0.99409075351799714,1.0301297209937419,1.0201499541733099,1.0233902975804401,0.97876181400836326,null,4.271457717149449,0,9.0986631426697301E-3,0.7661274415153545,1.8345785415031495,1.0237413413186423E-2,6.1527099384833729E-2,8.8316772696522428E-3,0.73478074383283343,1.3024528978671337E-2,0,5.6238841917779061E-3,0.48778009800100952,0.33355133666611808,2.4493615535524822E-2]
[null,1944,1.0108520793033329,0.96766472809647619,1.0099318913706872,0.99569345268410525,1.007546774231471,0.98431318981614879,1.0042498506593689,null,4.2887496850464526,0,8.5059995927759483E-3,0.75035735448220842,1.8666195654394544,1.0451562203406062E-2,6.159605717708528E-2,8.2512673591510315E-3,0.74196918212454399,1.2587227414797779E-2,0,5.6238841917778965E-3,0.47306329328242419,0.3438523738776057,2.288391708677423E-2]
[null,1945,0.99395392867635102,1.0183428033546027,1.0229706487816517,1.0146558806079873,0.98495760462107884,1.0197153469902307,0.99601784268585891,null,4.2989949660814162,0,8.6352205472327217E-3,0.79153813139515317,1.8050797166788566,1.0688038119066408E-2,6.5982879569235667E-2,8.3729282866088443E-3,0.75152407903591389,1.2825358468437239E-2,0,5.6238841917779052E-3,0.49504453610691102,0.33772930545304319,2.3221329323641932E-2]
[null,1946,1.0054587139347197,1.0027754016269235,0.98920735949374661,0.99879024220771828,1.0276856104952234,1.0465823718914884,1.0041162400166255,null,4.3130096219387797,0,9.432610736010141E-3,0.78292075130698469,1.8189547990016044,1.0604490978298981E-2,6.2445044823910029E-2,9.1575903723513756E-3,0.76505788734026015,1.2628877387771636E-2,0,5.6238841917779052E-3,0.49999768019302943,0.3296537299824106,2.5397497096384548E-2]
[null,1947,0.9970293672253937,1.0036813990017732,0.98494945907231246,1.0244950020240853,0.99230516202694896,0.99761384519384977,0.98377859684604596,null,4.2424081493813901,0,9.1469261627912246E-3,0.74850541055969355,1.833783522315158,1.0148629098294254E-2,6.2764056370444674E-2,8.8668995604847829E-3,0.7334697036137684,1.2954423149661887E-2,0,5.6238841917779087E-3,0.47929867046663072,0.33154857581228736,2.4591300405973744E-2]
[null,1948,1.016010329632967,0.99775353848590331,0.99567889512038954,1.0316102203393389,1.0270384176953271,1.0039711711554289,0.99411673010645873,null,4.2055748601933205,0,8.8423733943119691E-3,0.74738334428599795,1.8071480950195855,1.0208506153579823E-2,6.193178556170692E-2,8.5749250339944936E-3,0.73174221796645744,1.3043049362944932E-2,0,5.6238841917779E-3,0.47537453710031291,0.32960534542684933,2.3781543484421103E-2]
[null,1949,1.0211013996861347,1.0184449449944042,1.0340350226665651,1.0100494114422791,1.0338370764350457,1.0248026856700485,1.0009420957399584,null,4.2066005990025515,0,8.2527301018853628E-3,0.78188976352748896,1.7542997357688661,1.0576949302487712E-2,6.4893200884726027E-2,8.0032760319271572E-3,0.73748065573549504,1.2765800632782879E-2,0,5.6238841917779009E-3,0.48572704625627855,0.33139687439041993,2.2196142382184595E-2]
[null,1950,0.9896953570991659,0.96237231160243841,0.99194688629465533,0.99133950911017854,1.0143995325373354,1.0010583592300077,1.0322518003348735,null,4.4314503265200633,0,9.1850787807673893E-3,0.76852033064860192,1.9211139663025194,1.0942144592355752E-2,6.1596009053817888E-2,8.9160470093302951E-3,0.78843135739731751,1.2534339416060743E-2,0,5.6238841917778974E-3,0.48995979933921918,0.34826992228962028,2.4727605060210878E-2]
[null,1951,0.99843049566896114,1.0067588903538309,1.008774216770421,1.0092234134872522,0.98073234478669624,0.98434398491389263,0.96288292667334363,null,4.2090230270189064,0,8.5683649164139449E-3,0.75234874816905872,1.8201247533585461,1.0011104892295468E-2,6.4249493530260174E-2,8.3017241322232496E-3,0.71038512823791222,1.2758409226149067E-2,0,5.6238841917779061E-3,0.47465799762931454,0.33610629557041388,2.302385299736745E-2]
[null,1952,1.0090852795832901,1.0402709647768125,1.0241966518561334,0.98933277886052851,1.0152649284545772,0.96322950957274645,0.99828181810913452,null,4.0862518004920183,0,7.9817004774411712E-3,0.73244926803309618,1.7420486315159998,1.0131263674156383E-2,6.6157577014114011E-2,7.7196894542528134E-3,0.71108139105703216,1.2505126892710104E-2,0,5.6238841917779009E-3,0.45774605984529476,0.32736096084339827,2.1409648447622588E-2]
[null,1953,0.97475093905696153,0.99078949244132297,1.0455950245983114,0.98046740856594494,1.0048814615652644,1.0355070075012576,0.97434305315316971,null,4.4851441903411917,0,8.5694516643989287E-3,0.84120925299275007,1.8835651960984654,1.1036338170048678E-2,6.7244000275641203E-2,8.3198528625030091E-3,0.76415444427377843,1.239057702131717E-2,0,5.6238841917779009E-3,0.5189428399052054,0.35815312532091886,2.307413089318068E-2]
[null,1954,0.98079331771267086,1.0061566150162486,1.0291467404007852,1.0107393409619623,1.0312633999650433,0.96767887610354109,1.005250598140808,null,4.3047560649155114,0,8.2158663938118708E-3,0.76605582475772316,1.8488466662677199,1.0678242620390835E-2,6.6622643271054952E-2,7.9559428049998208E-3,0.74741752246118687,1.2775108306672981E-2,0,5.6238841917779052E-3,0.47730589415138552,0.34762533321788935,2.2064869258516712E-2]
[null,1955,0.99380300032648616,1.0102966870824224,0.96912470149789287,0.98579780538228234,1.0161615352765243,1.0038289573770696,0.97849359852307538,null,4.2328662301458344,0,9.53253062000794E-3,0.74407990921110034,1.8320482234301745,1.0013799004980962E-2,6.23454129225346E-2,9.2406530551276383E-3,0.73295273200738864,1.2467014609139555E-2,0,5.6238841917779009E-3,0.48125880573053392,0.32674046495020881,2.562786165287282E-2]
[null,1956,1.0397422182063847,1.0106409846152671,0.97558709411336941,1.0049047897897916,1.0076402740593271,1.003612923741297,1.0360970164141439,null,4.0927949175617879,0,8.9866556551990353E-3,0.71512022869932523,1.7490603757319449,1.0183276711523016E-2,5.9975307358949334E-2,8.7113421542392832E-3,0.74166143251004335,1.2707858441253463E-2,0,5.6238841917779E-3,0.46063445231398009,0.31394353482191578,2.4159880282032704E-2]
[null,1957,1.0045071199860078,1.0118015352380492,1.0036413316394706,1.0199119139050816,0.9964903223225734,1.0423690329082949,1.0092959736514902,null,4.3038367294894355,0,9.1076959274224E-3,0.7888686117396152,1.8017593351270405,1.072958886561726E-2,6.3803117352012551E-2,8.8387495062399717E-3,0.76552816411402735,1.2894161800650015E-2,0,5.6238841917779043E-3,0.4992822883387053,0.33110329483137807,2.4513229549790416E-2]
[null,1958,0.98346851555535741,1.0363211676609938,1.0154201103408422,0.99983109309236662,1.0075451581137893,1.019281389828735,1.0173115157500823,null,4.3097594452506653,0,8.8340616847742033E-3,0.79134599220712665,1.7960164932990321,1.089391286828692E-2,6.7130717648201554E-2,8.5610254519609824E-3,0.77089413426855724,1.2638875193746573E-2,0,5.6238841917779078E-3,0.49722067758398641,0.33452479959016346,2.3742994632596191E-2]
[null,1959,1.0160883697683114,1.0249636073683399,1.0239830350150187,1.0035144925685104,1.0207801408163253,0.97476234121560545,0.99756090054865199,null,4.1133745498166565,0,8.0476746513319566E-3,0.73868378067924245,1.7546624237102895,1.0179487326771323E-2,6.4933444449886843E-2,7.7903450986443346E-3,0.71448723247792012,1.2684408786269193E-2,0,5.6238841917778922E-3,0.46170257687171151,0.32906903732937076,2.1605603546105124E-2]
[null,1960,1.0088017385528478,0.96646404293960997,1.0067522073691511,1.008077809989806,0.99137061413875083,1.0207708866017011,1.0098170604113601,null,4.3668651539138397,0,8.9003299165853113E-3,0.77863193137570141,1.8734255668868411,1.0741992898172429E-2,6.1478611841850939E-2,8.6436178068092298E-3,0.76477568318732991,1.2744172071470824E-2,0,5.6238841917779087E-3,0.49185462804272539,0.34387334073770587,2.397205479003401E-2]
[null,1961,1.0428877333801849,0.99938088480614362,1.0067725298278842,1.0414485532111339,0.9843048580047995,0.99455161642657186,0.99115811854643732,null,4.0845371974846367,0,8.3347041163921599E-3,0.72788816647419685,1.7552535196049477,9.9459816979050961E-3,6.1044414375283795E-2,8.0798207798345612E-3,0.70630998319759364,1.3166044193068514E-2,0,5.6238841917778983E-3,0.45979447681290087,0.32335718005865277,2.2408430214865039E-2]
[null,1962,1.0283360968005124,1.0071437694697272,1.0260300171094099,1.0045455547192637,1.0166638409565121,1.0252970060034474,0.99835841947031045,null,4.1965357999912962,0,8.355753881757676E-3,0.77330865725973008,1.7624649628063134,1.0457642657923967E-2,6.3408293554244821E-2,8.1060229274296462E-3,0.73337600560058169,1.2697195967381222E-2,0,5.6238841917778983E-3,0.4827407245329845,0.33022706559304699,2.2481098781639369E-2]
[null,1963,0.98355876771307293,1.0098470184932078,1.014885674887724,0.98584748482638995,0.95864165300394155,1.0309045510839772,0.97017553453986416,null,4.3580631754878398,0,8.9878528892447448E-3,0.80475989635401401,1.8407604705825364,1.0556175021987921E-2,6.5750523812959566E-2,8.7199963067756073E-3,0.74690555074298115,1.24621714463353E-2,0,5.6238841917779009E-3,0.50581513644833753,0.3415133419157243,2.4183881553652854E-2]
[null,1964,1.0026247814502192,0.98449165345601197,1.0294381191829765,0.9859576768342162,1.0257114260745515,1.0010128695343758,0.99549072825448814,null,4.3183435794299667,0,8.343101506346387E-3,0.77995403998179902,1.8464086229773773,1.064000267853568E-2,6.4092016816430147E-2,8.0932716800776305E-3,0.74482688281925247,1.246184947226594E-2,0,5.6238841917779043E-3,0.48587929022371679,0.34626108539442663,2.24457347006497E-2]
[null,1965,0.98742978333167897,1.0085230582247786,1.017561496413619,0.9963281734916315,0.9731300699981128,0.98570092764546635,0.97204840170314366,null,4.2676880569396527,0,8.5141278841006779E-3,0.76738531759290129,1.8351775728745512,1.0280840364910943E-2,6.5588779317254306E-2,8.2490902373652773E-3,0.72535771692967077,1.2594339037835975E-2,0,5.6238841917778974E-3,0.48153179413225478,0.34153497104901853,2.2877879096212968E-2]
[null,1966,0.98959624411450609,0.99973194190201631,0.98834422111723386,0.98261467308061323,0.98920946394661513,1.0086317540256775,0.96206495890212385,null,4.2890591361200894,0,9.2583310264187733E-3,0.7656846317953736,1.8536813094607743,1.01015020606722E-2,6.3244137238268869E-2,8.9790595748800561E-3,0.72859351157752583,1.2424453704581201E-2,0,5.623884191777893E-3,0.48925490483306533,0.33582770972884346,2.4902362980746124E-2]
[null,1967,0.99952523576910524,0.98940380627901436,1.0055838049258488,1.0360880977956095,1.0135974614885757,1.0132111172700564,1.0343639722114581,null,4.3514269091593549,0,8.898516880295769E-3,0.77506364541600914,1.8492855942474236,1.0954953643475193E-2,6.3125961537904798E-2,8.6339894630196416E-3,0.78063906610643052,1.3098425408800022E-2,0,5.6238841917778965E-3,0.48995481705885319,0.33999973725211291,2.3945351713842992E-2]
[null,1968,0.98825270186588288,0.98770957237984935,0.98790023511268343,0.97561766480834688,1.0092342583192588,1.0185236843046475,1.0091020933207258,null,4.3794380852018531,0,9.3920865514635493E-3,0.77623204171910942,1.8778341399043992,1.0698999796666643E-2,6.2708968923859798E-2,9.1148043144123354E-3,0.77310968196852148,1.2336034215501323E-2,0,5.6238841917778922E-3,0.49613264106985061,0.3397601406394854,2.5278835009734175E-2]
[null,1969,0.95688869496894879,1.0453117467221649,1.0202733910331301,0.99747849844039493,0.99187086202240515,1.0082218238978882,1.0287384218937683,null,4.399638804846389,0,8.8752403645888777E-3,0.80609568086964645,1.8296127102210999,1.1245006897662457E-2,6.9775770875389484E-2,8.5955929788926744E-3,0.79346372748860594,1.2608556182580583E-2,0,5.6238841917778974E-3,0.50498198120130167,0.34267227071145034,2.3838863592571452E-2]
[null,1970,0.95840113798717297,1.028995051683264,0.99581341790131928,0.99511952115912883,0.981043386657243,1.043293131876516,1.0314098100186675,null,4.4783231888982913,0,9.6816459051928955E-3,0.81886625887459386,1.8603194408111143,1.1344833725696449E-2,6.7261042503106758E-2,9.3913021795245157E-3,0.81564884993688114,1.2581667049885097E-2,0,5.6238841917779009E-3,0.52079766696144802,0.34012421933359432,2.6045669235858226E-2]
[null,1971,1.0369353108576893,1.0343388296555442,1.003601727627303,0.97723118594292513,0.97536389904457466,0.98873470362189864,1.0130339795136538,null,4.0282372888416527,0,8.3348363371897136E-3,0.72015074831751069,1.7092062180118268,1.0028555296852079E-2,6.2876706793288384E-2,8.0697631006799771E-3,0.71486253455728055,1.2354578485755078E-2,0,5.6238841917779104E-3,0.45580130829285115,0.31521729170335083,2.2380536427663539E-2]
[null,1972,1.0270627290072767,1.0046794543198208,0.99255706309831848,0.98841722727257453,1.0315919076851459,1.0308896456115215,1.0336875845381104,null,4.2161089043256208,0,9.0288771508061985E-3,0.75654171839202689,1.7766932528598347,1.0605513236593317E-2,6.1415907989147887E-2,8.7611289211581983E-3,0.76329615900053782,1.2497317409685897E-2,0,5.6238841917778922E-3,0.48213895227517045,0.32326598919093275,2.4297958009562328E-2]
[null,1973,0.97160249624281858,0.95676396241509176,0.96572392907645754,1.0014268344040698,0.96266555820681443,1.008398929721142,1.0431244424836381,null,4.5294549636205419,0,9.9671132266102996E-3,0.77149793019205237,1.9746150551356232,1.1104263322853357E-2,6.0920075474993673E-2,9.6789404158020217E-3,0.81671666542885957,1.2665086964679002E-2,0,5.6238841917779009E-3,0.5000748112245107,0.34968196452818723,2.6843399967811828E-2]
[null,1974,1.0168550452736214,1.031162646310454,0.99108078450701353,1.0186514753319889,1.0136379447038639,0.97493739047264971,0.9754335910456492,null,4.0543263345696179,0,8.6088211154595751E-3,0.71632547718625306,1.7509651970422306,9.6941487619154887E-3,6.3216106381913426E-2,8.3319855908323623E-3,0.69655619339515629,1.2879774610635419E-2,0,5.6238841917778965E-3,0.45693127338577189,0.31930333555400087,2.3107779584592592E-2]
[null,1975,1.0276449875474052,0.98958637143529782,0.98452930991416032,1.0113368553743485,0.98671727808164367,1.0033137336641631,1.0285336274106678,null,4.1937299881185819,0,8.9569721689221702E-3,0.73248788884168037,1.8033879444982017,1.0369815529961848E-2,6.0202165665200556E-2,8.6880322978928511E-3,0.75027056297528349,1.2788094160014115E-2,0,5.6238841917779061E-3,0.4691659660267572,0.32560737295673264,2.4095233143997013E-2]
[null,1976,0.99897773222669872,0.99659227164829067,1.0008425888286869,1.029622174853702,0.9838255766418843,1.0138138524407194,1.0011450474171084,null,4.3068608261534109,0,8.9854505007306677E-3,0.77151051298814377,1.8387404302307582,1.0556238035814899E-2,6.3236648258485337E-2,8.7166168965527209E-3,0.75434476012265339,1.3017270843378323E-2,0,5.6238841917779017E-3,0.48914536954110571,0.33678003638759002,2.4174509157876958E-2]
[null,1977,0.99764043737285468,1.024232302924454,0.99544591404522298,1.0358055360546619,1.0477191912251285,0.97280256378919094,0.9815826760100006,null,4.1531307009208707,0,8.6867206836317244E-3,0.73237712457147863,1.7951443992107281,9.98220585831152E-3,6.4359860660084908E-2,8.4085900474549398E-3,0.71518215600064561,1.3096121590309788E-2,0,5.6238841917778956E-3,0.4658975239076677,0.32842532255368961,2.3320233012354124E-2]
[null,1978,0.98857721617432071,0.9921100975727174,0.97653119464129357,0.98129950559536305,0.98534129854176811,0.98036168808746471,0.97298832825890191,null,4.2621318625710103,0,9.2469695453697813E-3,0.73778223927060449,1.8720744401266749,9.9862109906971655E-3,6.2231324549821769E-2,8.9621192851832045E-3,0.72671720292740405,1.2409236733052454E-2,0,5.6238841917779095E-3,0.47494790006532372,0.33578889289107666,2.4855381084756691E-2]
[null,1979,0.99856254855892035,0.99450741304724644,1.0375549424943344,0.99856788028844012,1.0193915565408134,1.0293676931006868,1.0352042037894935,null,4.3986821717773852,0,8.4518689513325244E-3,0.80985858245155007,1.8341083987390712,1.1317997800300293E-2,6.5349338670932039E-2,8.2033255663874639E-3,0.78853181906391945,1.2620270697634774E-2,0,5.6238841917778974E-3,0.50203062389406672,0.34673884347556144,2.2750956177517542E-2]
[null,1980,0.99249214599788416,0.99348932827362468,1.0229279318794058,1.0212908442966173,0.99425693002466908,0.98571850708613928,0.97363123023229092,null,4.2898849676229247,0,8.3995879081531569E-3,0.76960003334308724,1.8507858501349725,1.0343638936376359E-2,6.4816151181311066E-2,8.1419002035960607E-3,0.72665276846686344,1.2909230328910249E-2,0,5.6238841917779009E-3,0.48133656000250535,0.34549393856499422,2.258060017668034E-2]
[null,1981,0.99423566100316241,1.0149040813896255,0.99942293828964979,1.0129602016149339,0.97837327792244344,1.0410681503777635,0.99216277767554328,null,4.3210030091083054,0,9.2666615193808567E-3,0.79251439936307644,1.8160917893078283,1.0604279347443683E-2,6.4361239004759291E-2,8.9918647874468096E-3,0.75889473052071887,1.2806791168341033E-2,0,5.6238841917779078E-3,0.50290579103472743,0.33253702517366462,2.4937876727895665E-2]
[null,1982,0.99567959130721018,0.98988267460652979,0.98357445208904892,0.95503683354561153,0.99185939540706358,0.99114349105167299,0.95869548184017683,null,4.2508127194466265,0,9.1501406658967676E-3,0.74586673675375514,1.8609867440684646,9.8948807111509576E-3,6.2093203624323717E-2,8.8719464718306461E-3,0.71630646293086431,1.2076305901590137E-2,0,5.6238841917779061E-3,0.4780224160888556,0.33561498195040984,2.4605297419493733E-2]
[null,1983,0.99541939871412755,0.98562651635969167,0.97704659543725436,0.98565368258603114,0.99826031139661808,0.96997868549502875,0.98759396487436935,null,4.243039516123071,0,9.0876702738933099E-3,0.72608905661597023,1.8707352180245549,1.0028108423986925E-2,6.1518468674593436E-2,8.8065241347105392E-3,0.72949359584233209,1.2464236365677353E-2,0,5.6238841917778974E-3,0.46726799550037645,0.33567624234133286,2.4423856281652133E-2]
[null,1984,1.0142130135040761,1.0048663371372055,0.9626457142129129,0.9594809044282312,0.9976665770317007,0.99379455772665992,1.0166124938948367,null,4.1671595478443795,0,9.3827806348194889E-3,0.71824731399899111,1.8059376352331011,1.0091897217357503E-2,6.0458150765563101E-2,9.0940995708347593E-3,0.7429203597666143,1.2134958004188783E-2,0,5.6238841917778974E-3,0.46647474849918164,0.32033786838680223,2.5221412844785566E-2]
[null,1985,1.0038830699920713,1.0269199850351831,0.99219369234759902,1.0027752118388287,1.0274213301684214,1.0147349599893902,1.0017096769139662,null,4.2057604264741428,0,9.0619271926047507E-3,0.75761508985837533,1.7803018966930135,1.0339867785487138E-2,6.3894428473982745E-2,8.7830658806971294E-3,0.74374951693407665,1.2678900610715551E-2,0,5.6238841917778956E-3,0.48293274294719596,0.32454416271124192,2.4358797580185144E-2]
[null,1986,0.96137932962035655,1.0374778167785359,0.97808177821970921,0.99612685630584086,1.0050756997161192,0.99814724475818739,0.98949987738474665,null,4.3131212806532719,0,9.5684755863554675E-3,0.76634826389462141,1.8444192449176271,1.0401901765068746E-2,6.6360906611247633E-2,9.2661525283082979E-3,0.7566168997438889,1.2596550578292202E-2,0,5.623884191777893E-3,0.49285370065748663,0.3325036699162961,2.5698581435013381E-2]
[null,1987,1.0344590057833933,1.0372535074126832,1.0019752900611543,0.96899858082811197,0.96927448245107017,0.97358755692006183,1.035414679310791,null,4.0200525348013061,0,8.2505531105120794E-3,0.7089967669087317,1.7090864259576948,1.0150454230574715E-2,6.3069496528845512E-2,7.9833507844145283E-3,0.7247713664403298,1.2250688493241842E-2,0,5.6238841917778983E-3,0.4491948388813638,0.31503493343718325,2.2140882057659208E-2]
[null,1988,0.97871681471331562,1.0244962536917845,0.97437045561327729,1.0040559703720273,0.96535861133863321,1.0037697828543524,1.0216148234055582,null,4.3002321218715451,0,9.5481882063615225E-3,0.75673699136814843,1.834475603482042,1.0597579903079376E-2,6.4320622254064208E-2,9.2518327337491081E-3,0.7733257180521016,1.2697273775470131E-2,0,5.6238841917778922E-3,0.48781719048597116,0.329274746658208,2.5658867173297108E-2]
[null,1989,1.0318956196889513,1.0311379851028,1.0103337420959888,0.9968113523553771,0.96424358187993175,0.98346641826264269,0.99273436056592224,null,4.0370770192342302,0,8.2187425532224394E-3,0.72444030052065522,1.7210827392883163,9.9111285964199776E-3,6.3429207319641689E-2,7.9567489767814643E-3,0.70243362501786089,1.2601311373685335E-2,0,5.6238841917779078E-3,0.45661060490929423,0.31913910651211802,2.2067105080894749E-2]
[null,1990,0.98986165871693887,1.006115177920623,0.96259209117055133,1.0013962169176893,0.99560944564734899,0.98652740674014139,1.0182501576438332,null,4.2550934158804932,0,9.542126915606278E-3,0.73012929540751315,1.8481898687498037,1.0307408685018593E-2,6.2002317251118121E-2,9.2460242735831494E-3,0.75866660829165822,1.2665085170718883E-2,0,5.6238841917779061E-3,0.47420791197230849,0.32795438070867233,2.5642758093921306E-2]
[null,1991,1.0023418536980029,0.9897581874678667,0.99812083510786176,1.0101207192693233,0.9953141859300827,0.99333159755477329,0.95532520502865981,null,4.2367085041947217,0,8.8361477029167985E-3,0.75224369196844365,1.8452904769008731,9.9286709544838068E-3,6.2527031388991031E-2,8.5681243926086486E-3,0.71011367367264699,1.2771050778310072E-2,0,5.6238841917778974E-3,0.4777382550490108,0.33697710989306739,2.3762682707423259E-2]
[null,1992,1.0058655013020732,1.009793878987876,0.99696245649580972,0.98599104856755126,1.0231131637845889,0.99757059560056871,1.0077432591935283,null,4.2173802118759198,0,8.8306668438944535E-3,0.74882881141384894,1.8043311489684948,1.0366786987782048E-2,6.3220748665146403E-2,8.5587146702990231E-3,0.74322315281346585,1.2466115249808856E-2,0,5.6238841917778983E-3,0.47591285354597412,0.32994207626108535,2.3736585952128537E-2]
[null,1993,0.98822851221473507,1.0073996021784282,0.98935768704123994,1.0001921047004507,1.0065747483647365,1.0193355246087294,1.0251722728857047,null,4.3443313918043316,0,9.3361384893567937E-3,0.77453155539497087,1.8425403900449624,1.0815169781759415E-2,6.377126625732138E-2,9.0554054833307911E-3,0.78051179240229862,1.264658452117132E-2,0,5.6238841917779009E-3,0.49459346713680641,0.33446391572364653,2.5114099355639311E-2]
[null,1994,0.98436348057258372,0.96241701061793894,0.9834446567188736,0.99896704385644908,0.9673590700508361,0.9794052052563742,0.99978814282905448,null,4.3841964003378902,0,9.1973127552539523E-3,0.74978062673317358,1.933602815110667,1.0457156618505272E-2,6.1435982617450785E-2,8.9219544317163686E-3,0.75753694858541021,1.2631812997450195E-2,0,5.6238841917778965E-3,0.48057007787462724,0.34808846533273136,2.4743988599635214E-2]
[null,1995,0.95423304338848625,1.0200984682492282,0.98498389724705715,1.0001772193834888,1.0070345480969747,0.99130427934095711,1.0123339536263796,null,4.4001814972042439,0,9.4669178884822409E-3,0.77422431979732786,1.8866428457411892,1.07880618991787E-2,6.6416306406524656E-2,9.1706275205594573E-3,0.78114039543793801,1.2646928100834344E-2,0,5.6238841917778974E-3,0.49575680432204694,0.34180458758566101,2.5433654089687015E-2]
[null,1996,0.98334751321677571,1.0080655709156987,0.99116503481149909,1.0286695435053506,0.98858692977933182,0.98854131355235475,0.98646978008771358,null,4.2812664425605238,0,9.0635116571623955E-3,0.75523053317960098,1.850079968836603,1.0291566733024121E-2,6.4230359319253763E-2,8.7823065321488199E-3,0.7404481506115691,1.3006432011642154E-2,0,5.6238841917779052E-3,0.48172270901785957,0.33655735216767957,2.4356691616523672E-2]
[null,1997,1.0006023653209375,0.98568624960127449,0.98633934666242484,1.03466855294104,0.99766833484253681,1.0022070171862252,1.027705603749612,null,4.3158643132734067,0,9.161014396994932E-3,0.75329215219897971,1.8586681855432119,1.06608446242483E-2,6.1744786312250222E-2,8.8866969629376076E-3,0.77046974867628526,1.3082889615420168E-2,0,5.6238841917779052E-3,0.48194258877888008,0.33600734459910198,2.4646206167300386E-2]
[null,1998,0.98298089595594396,1.0062930256745009,1.023631245111547,1.009473115699048,1.0288147405931554,0.96651949637367074,1.0121292713288701,null,4.2934920513657779,0,8.283240226811657E-3,0.75974391364298011,1.8458666890467272,1.0674477979646393E-2,6.6143304979083078E-2,8.0208363189404087E-3,0.75024213935114337,1.275976810802993E-2,0,5.6238841917778939E-3,0.47496795486632243,0.34548747934031437,2.2244843767625165E-2]
[null,1999,1.0121723378314673,1.0191711873556129,0.96293815473147304,0.99449120240992195,0.99723012225341079,1.0306332674848364,1.0299668319627708,null,4.2143957472337901,0,9.718234027986529E-3,0.74510665093845896,1.7853127923412397,1.0428476987743376E-2,6.1268851360870111E-2,9.4259423902712872E-3,0.76767023923489297,1.2577712183391338E-2,0,5.6238841917778974E-3,0.48382840219380086,0.31672928966350589,2.6141739775824235E-2]
[null,2000,1.0230489993399332,0.97898763404788935,0.97605358474807768,1.0158262158815754,1.0081221149828348,0.99251403651920722,1.0106310497881565,null,4.2008820145432244,0,9.0781257437675469E-3,0.72385214497409622,1.8322160465982245,1.0144082443180857E-2,5.9486069318141127E-2,8.8054453520683262E-3,0.7383293721596681,1.2845911056922383E-2,0,5.6238841917778974E-3,0.46612128618196963,0.32811503360574534,2.4420864405196738E-2]

{"sheet":"Cash Flow Analysis","index":10,"n_rows":282,"n_cols":33,"rows_kept":282,"cut":false,"hidden":false,"merged":[[14,3,14,4],[52,22,52,23]]}
[]
["TABLE OF CONTENTS"]
["DCF Calculations"]
["Yearly Cash Flow Calculations"]
["Specific Item Cost Calculation"]
["Feedstock, Utility, and Byproduct Cost Information"]
[]
[]
[]
[]
[]
[]
[]
[]
["DCF CALCULATION INPUTS:",null,null,"DCF CALCULATION OUTPUTS:"]
["Process",null,null,{"$f":"\"Hydrogen Cost (Year \"&TEXT(ref_year,\"0\")&\" Real $/kg)\"","v":"Hydrogen Cost (Year 2016 Real $/kg)"},{"$f":"H2_price_nominal/INFLATION_FACTOR","v":4.2675610832765978}]
["Actual Hydrogen Produced (kg/yr)",{"$f":"output_kgyear","v":328500},null,"Hydrogen Cost (Start-up Year Nominal $/kg)",{"$f":"+SUM(X57:AB57)/AC57*(1+inflation_rate)^construct","v":6.7044037791673405}]
["Actual Hydrogen Energy Produced (MMBtu(LHV)/yr)",{"$f":"B17*H2_LHV_MJ_p_kg/1000/mmBTU_to_GJ","v":37430.82765873021},null,"After Tax Real IRR",{"$f":"((E20+1)/(1+B30))-1","v":8.0000000000000515E-2}]
["Actual Hydrogen Energy Produced (MJ(LHV)/yr)",{"$f":"B17*H2_LHV_MJ_p_kg","v":39489523.17996037},null,"Pre Tax Real IRR",{"$f":"((E21+1)/(1+B30))-1","v":0.12364428116189519}]
["Design Capacity (kg/day)",{"$f":"design_cap","v":1000},null,"After Tax Nominal IRR",{"$f":"IRR(AA65:AA113)","v":0.10052000000000039}]
["Design Capacity (kg/yr)",{"$f":"B20*365","v":365000},null,"Pre Tax Nominal IRR",{"$f":"IRR(AC65:AC113)","v":0.14499352250397113}]
["Capacity Factor",{"$f":"cap_factor","v":0.9},null,"After Tax Real Capital Recovery Factor",{"$f":"(real_irr*(1+real_irr)^anal_period)/(((1+real_irr)^anal_period)-1)","v":8.3860161500585326E-2}]
[null,null,null,"After Tax Nominal Capital Recovery Factor",{"$f":"(nominal_irr*(1+nominal_irr)^anal_period)/(((1+nominal_irr)^anal_period)-1)","v":0.10274768859314053}]
["Financial",null,null,"Total Real Fixed Charge Rate",{"$f":"(E22*(1-total_tax_rate*INDEX(Depreciation!B12:H37,MATCH(\"NPV - Real IRR\",Depreciation!B12:B37,0),MATCH(depr_length,recovery_period,0))))/(1-total_tax_rate)","v":9.8212531813322054E-2}]
["Start-up Year",{"$f":"startup_year","v":2040},null,"Total Nominal Fixed Charge Rate",{"$f":"(E23*(1-total_tax_rate*INDEX(Depreciation!B12:H37,MATCH(\"NPV - Nominal IRR\",Depreciation!B12:B37,0),MATCH(depr_length,recovery_period,0))))/(1-total_tax_rate)","v":0.12265813940348715}]
["After-Tax Real IRR",{"$f":"real_irr","v":0.08},null,"NPV",{"$f":"NPV(nominal_irr,AA65:AA113)","v":1.6798694074563217E-8}]
["After-Tax Nominal IRR",{"$f":"((1+B26)*(1+B30))-1","v":0.10051999999999994}]
["Analysis Period (yrs)",{"$f":"anal_period","v":40}]
["Plant Life (yrs)",{"$f":"plant_life","v":40}]
["Inflation Rate",{"$f":"inflation_rate","v":1.9E-2}]
["Debt Financing",{"$f":"100%-equity","v":0.6}]
["Equity Financing",{"$f":"equity","v":0.4}]
["Total Tax Rate",{"$f":"total_tax_rate","v":0.25739999999999996}]
[]
["Cost of Debt Financing"]
["Debt Financing Period (yrs)",{"$f":"debt_period","v":0}]
["Interest Rate on Debt",{"$f":"debt_interest","v":3.6999999999999998E-2}]
[]
["Construction/Start Up Information"]
["Construction Period (yrs)",{"$f":"construct","v":2}]
["Start-up Period (yrs)",{"$f":"start_time","v":0.5}]
["% Revenue During Start-up",{"$f":"percnt_revs","v":0.75}]
["% Variable Costs During Start-up",{"$f":"percnt_var","v":0.75}]
["% Fixed Costs During Start-up",{"$f":"percnt_fixed","v":1}]
[]
["Depreciation Parameters"]
["Depreciation Type",{"$f":"depr_type","v":"MACRS"}]
["Depreciation Period (yrs)",{"$f":"depr_length","v":20}]
[]
["Plant Costs (Inflated to Start-up Year $)"]
["Total Depreciable Capital Costs",{"$f":"(total_cap-non_dep_cap)*INFLATION_FACTOR","v":11378280.821442802}]
["Total Non-Depreciable Capital Costs",{"$f":"non_dep_cap*INFLATION_FACTOR","v":357139.6068598936}]
["Total Capital Investment",{"$f":"SUM(B51:B52)","v":11735420.428302696},null,null,null,null,null,null,null,null,null,null,null,null,null,null,null,null,null,null,null,null,"Closed form formulas for calculating price of hydrogen."]
["Decommissioning",{"$f":"decom_percent*depr_cap_infl","v":1137828.0821442802},null,null,null,null,null,null,null,null,null,null,null,null,null,null,null,null,null,null,null,null,null,"Capital Costs","Depr","Principal","Op costs","Tax incentives","H2 sales (kg)"]
["Salvage Value",{"$f":"salvage_perct*B53","v":1173542.0428302696},null,null,null,null,null,null,null,null,null,null,null,null,null,null,null,null,null,null,null,null,"Discounted values",{"$f":"-SUM(H116:K116)","v":14474969.972796587},{"$f":"-U116","v":9346661.2640263066},{"$f":"-Z116","v":129528.10484248138},{"$f":"-SUM(L116:S116)","v":6764691.3666522605},{"$f":"+AF116","v":0},{"$f":"+AE116","v":3591865.4137058617}]
["Fixed Operating Costs ($/year)",{"$f":"fixed*INFLATION_FACTOR","v":380990.55052525311},null,null,null,null,null,null,null,null,null,null,null,null,null,null,null,null,null,null,null,null,"Tax coefficient",1,{"$f":"-total_tax_rate","v":-0.25739999999999996},1,{"$f":"1-total_tax_rate","v":0.74260000000000004},-1,{"$f":"1-total_tax_rate","v":0.74260000000000004}]
["Other Raw Material ($/year)",{"$f":"total_other_raw*INFLATION_FACTOR","v":0},null,null,null,null,null,null,null,null,null,null,null,null,null,null,null,null,null,null,null,null,"LCOE cost contribution factors",{"$f":"+X55*X56","v":14474969.972796587},-2405830.6093603708,129528.10484248138,{"$f":"+AA55*AA56","v":5023459.8088759687},{"$f":"+AB55*AB56","v":0},{"$f":"+AC55*AC56","v":2667319.2562179728}]
["Other Variable O&M Costs (not including tax credits and incentives)",{"$f":"(var_misc+royalties+operator_profit+CO2_OandMcost+waste_treat+solidwaste_treat)*INFLATION_FACTOR","v":0}]
[null,null,null,null,null,null,null,null,null,null,null,null,null,null,null,null,null,null,null,null,null,null,"Target after-tax nominal IRR",{"$f":"+(1+real_irr)*(1+inflation_rate)-1","v":0.10051999999999994}]
[null,null,null,null,null,null,null,null,null,null,null,null,null,null,null,null,null,null,null,null,null,null,{"$f":"+D16","v":"Hydrogen Cost (Year 2016 Real $/kg)"},{"$f":"+SUM(X57:AB57)/AC57*(1+inflation_rate)^construct/INFLATION_FACTOR","v":4.2675610832765978}]
[]
[]
["CASH FLOW ANALYSIS"]
["Actual Year\n(beginning of year)","Analysis Year","Operation Year","Plant Life","Inflation Price Increase Factor","Revenue from Hydrogen Sales","Portion of Initial Depreciable Capital Investment Financed with Debt (value ONLY used in debt financing calculations)","Initial Equity Depreciable Capital","Yearly Replacement Costs","Cash from Working Capital Reserve","Other Non-Depreciable Capital Costs","Salvage Value","Decommissioning Costs","Fixed Operating Cost","Feedstock Cost","Other Raw Material Cost","Revenue from Byproduct Sales","Other Variable Operating Costs","Debt Interest","Pre-Depreciation Income","Depreciation Charge","Taxable Income","Tax Rate","Total Taxes","After-Tax Income","Principal Payment","After-Tax Post-Depreciation Cash Flow","Cumulative Cash Flow","Pre-Tax Cash Flow",null,"H2 sales (kg/year)","Tax Credit"]
[{"$f":"startup_year-construct","v":2038},1,{"$f":"IF(construct=0,1,-construct)","v":-2},{"$f":"IF(C65=\"\",\"\",IF(C65<=plant_life,C65,IF(D64=plant_life,1,D64+1)))","v":-2},{"$f":"IF(C65=\"\",\"\",(1+inflation_rate)^(A65-$B$25))","v":0.96305620107072598},{"$f":"IF(C65=\"\",\"\",IF(C65<0,0,IF(AND(C65=1,start_time<1),E65*(H2_price_nominal*output_kgyear*start_time*percnt_revs+H2_price_nominal*output_kgyear*(1-start_time)),IF(C65<=start_time,H2_price_nominal*E65*output_kgyear*percnt_revs,H2_price_nominal*output_kgyear*E65))))","v":0},{"$f":"-$B$31*depr_cap_infl*E65","v":-6574754.3415687624},{"$f":"IF(C65<0,-E65*equity*depr_cap_infl*percent_cap1,IF(C65=1,-E65*equity*depr_cap_infl,0))","v":-876633.91220916854},{"$f":"IF(OR(C65<0,C65=\"\"),\"\",-E65*INDEX('Replacement Costs'!$A$16:$H$57,MATCH(C65,'Replacement Costs'!$C$16:$C$57,0),MATCH(\"Total Yearly Replacement Costs\",'Replacement Costs'!$A$16:$H$16,0)))","v":""},{"$f":"IF(AND(C65>=1,C65<anal_period),WorkingCap*SUM(N65:R65)-WorkingCap*SUM(N64:R64),0)","v":0},{"$f":"IF(C65=-construct,-E65*non_dep_infl,\"\")","v":-343945.51303438173},{"$f":"IF(C65=anal_period,salvage*E65,\"\")","v":""},{"$f":"IF(D65=plant_life,-E65*decom,\"\")","v":""},{"$f":"IF(C65=\"\",\"\",IF(C65<0,0,IF(AND(C65=1,start_time<1),-(inflated_fixed*percnt_fixed*start_time+(inflated_fixed*(1-start_time))),IF(C65<=start_time,-inflated_fixed*percnt_fixed*E65,-inflated_fixed*E65))))","v":0},{"$f":"IF(C65=\"\",\"\",IF(C65<0,0,IF(AND(C65=1,start_time<1),-(SUM(B139:E139)*output_kgyear*E65*percnt_var*start_time+SUM(B139:E139)*output_kgyear*E65*(1-start_time)),IF(C65<=start_time,-SUM(B139:E139)*output_kgyear*E65*percnt_var,-SUM(B139:E139)*output_kgyear*E65))))","v":0},{"$f":"IF(C65=\"\",\"\",IF(C65<0,0,IF(AND(C65=1,start_time<1),-(inflated_otherraw*E65*percnt_var*start_time+inflated_otherraw*E65*(1-start_time)),IF(C65<=start_time,-inflated_otherraw*E65*percnt_var,-(inflated_otherraw*E65)))))","v":0},{"$f":"IF(C65=\"\",\"\",IF(C65<0,0,IF(AND(C65=1,start_time<1),SUM(K139:N139,T139:V139)*output_kgyear*E65*percnt_revs*start_time+SUM(K139:N139,T139:V139)*output_kgyear*E65*(1-start_time),IF(C65<=start_time,SUM(K139:N139,T139:V139)*output_kgyear*E65*percnt_revs,SUM(K139:N139,T139:V139)*output_kgyear*E65))))","v":0},{"$f":"IF(C65=\"\",\"\",IF(C65<0,0,IF(AND(C65=1,start_time<1),-((SUM(F139:J139,P139:R139)*output_kgyear+inflated_othervar)*E65*percnt_var*start_time+(SUM(F139:J139,P139:R139)*output_kgyear+inflated_othervar)*E65*(1-start_time)),IF(C65<=start_time,-(SUM(F139:J139,P139:R139)*output_kgyear+inflated_othervar)*E65*percnt_var,-E65*(SUM(F139:J139,P139:R139)*output_kgyear+inflated_othervar)))))","v":0},{"$f":"IF(B65=\"\",\"\",IF($B$31=0,\"\",-'Debt Financing Calculations'!E14))","v":-243265.91063804421},{"$f":"IF(C65=\"\",\"\",F65+SUM(L65:S65))","v":-243265.91063804421},{"$f":"IF(C65=\"\",\"\",IF(C65<-1,0,IF(C65=anal_period,-LOOKUP(C65,depr_yr,depr_cost)-Depreciation!$C$141-Depreciation!$B$166,-LOOKUP(C65,depr_yr,depr_cost))))","v":0},{"$f":"IF(C65=\"\",\"\",SUM(T65:U65))","v":-243265.91063804421},{"$f":"IF(C65=\"\",\"\",$B$33)","v":0.25739999999999996},{"$f":"IF(C65=\"\",\"\",tax_credit-(V65*W65 +Upstream_CO2_taxpYear + Proc_CO2_taxpYear))","v":62616.645398232569},{"$f":"IF(C65=\"\",\"\",SUM(T65,X65))","v":-180649.26523981165},{"$f":"IF(C65=\"\",\"\",IF($B$31=0,\"\",-'Debt Financing Calculations'!F14))","v":0},{"$f":"IF(C65=\"\",\"\",SUM(H65,I65,J65,K65,T65,X65,Z65))","v":-1401228.6904833617},{"$f":"AA65","v":-1401228.6904833617},{"$f":"IF(C65=\"\",\"\",SUM(H65,I65,J65,K65,T65,Z65))","v":-1463845.3358815943},null,{"$f":"IF(C65=\"\",\"\",IF(C65<0,0,IF(AND(C65=1,start_time<1),(output_kgyear*start_time*percnt_revs+output_kgyear*(1-start_time)),IF(C65<=start_time,output_kgyear*percnt_revs,output_kgyear))))","v":0},{"$f":"IF(C65=\"\",\"\",tax_credit)","v":0}]
[{"$f":"IF(B66<>\"\",A65+1,\"\")","v":2039},{"$f":"IF(MAX($B$65:B65)<(construct+anal_period),B65+1,\"\")","v":2},{"$f":"IF(B66=\"\",\"\",IF(C65=-1,1,C65+1))","v":-1},-1,0.9813542688910698,0,null,{"$f":"IF(C66<0,-E66*equity*depr_cap_infl*percent_cap2,0)","v":-3573159.8261645706},{"$f":"IF(OR(C66<0,C66=\"\"),\"\",-E66*INDEX('Replacement Costs'!$A$16:$H$57,MATCH(C66,'Replacement Costs'!$C$16:$C$57,0),MATCH(\"Total Yearly Replacement Costs\",'Replacement Costs'!$A$16:$H$16,0)))","v":""},{"$f":"IF(AND(C66>=1,C66<anal_period),WorkingCap*SUM(N66:R66)-WorkingCap*SUM(N65:R65),IF(C66<0,0,IF(B66=\"\",\"\",-SUM(J$65:J65))))","v":0},"","","",0,0,0,0,0,{"$f":"IF(B66=\"\",\"\",IF($B$31=0,\"\",-'Debt Financing Calculations'!E15))","v":-243265.91063804421},-243265.91063804421,{"$f":"IF(C66=\"\",\"\",IF(C66<-1,0,IF(C66=anal_period,-LOOKUP(C66,depr_yr,depr_cost)-Depreciation!$C$141-Depreciation!$B$166,-LOOKUP(C66,depr_yr,depr_cost))))","v":0},-243265.91063804421,0.25739999999999996,62616.645398232569,-180649.26523981165,{"$f":"IF(C66=\"\",\"\",IF($B$31=0,\"\",-'Debt Financing Calculations'!F15))","v":0},-3753809.0914043821,{"$f":"IF(C66=\"\",\"\",AB65+AA66)","v":-5155037.7818877436},-3816425.7368026148,null,0,0]
[2040,{"$f":"IF(MAX($B$65:B66)<(construct+anal_period),B66+1,\"\")","v":3},1,1,1,1927097.0612744123,null,{"$f":"IF(C67<0,-E67*equity*depr_cap_infl*percent_cap3,0)","v":0},{"$f":"IF(OR(C67<0,C67=\"\"),\"\",-E67*INDEX('Replacement Costs'!$A$16:$H$57,MATCH(C67,'Replacement Costs'!$C$16:$C$57,0),MATCH(\"Total Yearly Replacement Costs\",'Replacement Costs'!$A$16:$H$16,0)))","v":-56891.40410721401},{"$f":"IF(AND(C67>=1,C67<anal_period),WorkingCap*SUM(N67:R67)-WorkingCap*SUM(N66:R66),IF(C67<0,0,IF(B67=\"\",\"\",-SUM(J$65:J66))))","v":-58370.486896715731},"","","",-380990.55052525311,-5606.4586459020893,0,0,-2539.57014028295,{"$f":"IF(B67=\"\",\"\",IF($B$31=0,\"\",-'Debt Financing Calculations'!E16))","v":-243265.91063804421},1294694.5713249301,{"$f":"IF(C67=\"\",\"\",IF(C67<-1,0,IF(C67=anal_period,-LOOKUP(C67,depr_yr,depr_cost)-Depreciation!$C$141-Depreciation!$B$166,-LOOKUP(C67,depr_yr,depr_cost))))","v":-415553.98065186437},879140.59067306574,0.25739999999999996,-226290.7880392471,1068403.783285683,{"$f":"IF(C67=\"\",\"\",IF($B$31=0,\"\",-'Debt Financing Calculations'!F16))","v":0},953141.89228175324,-4201895.8896059906,1179432.6803210003,null,287437.5,0]
[2041,{"$f":"IF(MAX($B$65:B67)<(construct+anal_period),B67+1,\"\")","v":4},2,2,1.0189999999999999,2244242.1776441438,null,{"$f":"IF(C68<0,-E68*equity*depr_cap_infl*percent_cap4,0)","v":0},{"$f":"IF(OR(C68<0,C68=\"\"),\"\",-E68*INDEX('Replacement Costs'!$A$16:$H$57,MATCH(C68,'Replacement Costs'!$C$16:$C$57,0),MATCH(\"Total Yearly Replacement Costs\",'Replacement Costs'!$A$16:$H$16,0)))","v":-998121.55769294116},{"$f":"IF(AND(C68>=1,C68<anal_period),WorkingCap*SUM(N68:R68)-WorkingCap*SUM(N67:R67),IF(C68<0,0,IF(B68=\"\",\"\",-SUM(J$65:J67))))","v":-1284.0333530186108},"","","",-388229.37098523288,-6509.9198534360385,0,0,-2957.5108262266581,{"$f":"IF(B68=\"\",\"\",IF($B$31=0,\"\",-'Debt Financing Calculations'!E17))","v":-243265.91063804421},1603279.4653412038,{"$f":"IF(C68=\"\",\"\",IF(C68<-1,0,IF(C68=anal_period,-LOOKUP(C68,depr_yr,depr_cost)-Depreciation!$C$141-Depreciation!$B$166,-LOOKUP(C68,depr_yr,depr_cost))))","v":-837398.67476703436},765880.79057416948,0.25739999999999996,-197137.71549379118,{"$f":"IF(C68=\"\",\"\",SUM(T68,X68))","v":1406141.7498474126},{"$f":"IF(C68=\"\",\"\",IF($B$31=0,\"\",-'Debt Financing Calculations'!F17))","v":0},406736.15880145296,-3795159.7308045374,603873.87429524411,null,328500,0]
[2042,{"$f":"IF(MAX($B$65:B68)<(construct+anal_period),B68+1,\"\")","v":5},3,3,1.0383609999999999,2286882.7790193828,null,{"$f":"IF(C69=\"\",\"\",0)","v":0},{"$f":"IF(OR(C69<0,C69=\"\"),\"\",-E69*INDEX('Replacement Costs'!$A$16:$H$57,MATCH(C69,'Replacement Costs'!$C$16:$C$57,0),MATCH(\"Total Yearly Replacement Costs\",'Replacement Costs'!$A$16:$H$16,0)))","v":-59073.815260170843},{"$f":"IF(AND(C69>=1,C69<anal_period),WorkingCap*SUM(N69:R69)-WorkingCap*SUM(N68:R68),IF(C69<0,0,IF(B69=\"\",\"\",-SUM(J$65:J68))))","v":-1134.5899799163672},"","","",-395605.72903395229,-6641.302298460776,0,0,-3013.7035319249649,{"$f":"IF(B69=\"\",\"\",IF($B$31=0,\"\",-'Debt Financing Calculations'!E18))","v":-243265.91063804421},1638356.1335170004,{"$f":"IF(C69=\"\",\"\",IF(C69<-1,0,IF(C69=anal_period,-LOOKUP(C69,depr_yr,depr_cost)-Depreciation!$C$141-Depreciation!$B$166,-LOOKUP(C69,depr_yr,depr_cost))))","v":-814177.37767210929},824178.75584489107,0.25739999999999996,-212143.61175447493,1426212.5217625254,{"$f":"IF(C69=\"\",\"\",IF($B$31=0,\"\",-'Debt Financing Calculations'!F18))","v":0},1366004.1165224381,-2429155.6142820995,1578147.7282769131,null,328500,0]
[2043,{"$f":"IF(MAX($B$65:B69)<(construct+anal_period),B69+1,\"\")","v":6},4,4,1.0580898589999999,2330333.5518207508,null,0,{"$f":"IF(OR(C70<0,C70=\"\"),\"\",-E70*INDEX('Replacement Costs'!$A$16:$H$57,MATCH(C70,'Replacement Costs'!$C$16:$C$57,0),MATCH(\"Total Yearly Replacement Costs\",'Replacement Costs'!$A$16:$H$16,0)))","v":-1036410.4987676},{"$f":"IF(AND(C70>=1,C70<anal_period),WorkingCap*SUM(N70:R70)-WorkingCap*SUM(N69:R69),IF(C70<0,0,IF(B70=\"\",\"\",-SUM(J$65:J69))))","v":-1158.0910266035862},"","","",-403122.23788559739,-6788.1399237330907,0,0,-3070.9638990315389,{"$f":"IF(B70=\"\",\"\",IF($B$31=0,\"\",-'Debt Financing Calculations'!E19))","v":-243265.91063804421},1674086.2994743446,{"$f":"IF(C70=\"\",\"\",IF(C70<-1,0,IF(C70=anal_period,-LOOKUP(C70,depr_yr,depr_cost)-Depreciation!$C$141-Depreciation!$B$166,-LOOKUP(C70,depr_yr,depr_cost))))","v":-794275.02576432552},879811.27371001907,0.25739999999999996,-226463.42185295888,1447622.8776213857,{"$f":"IF(C70=\"\",\"\",IF($B$31=0,\"\",-'Debt Financing Calculations'!F19))","v":0},410054.2878271821,-2019101.3264549174,636517.70968014095,null,328500,0]
[2044,{"$f":"IF(MAX($B$65:B70)<(construct+anal_period),B70+1,\"\")","v":7},5,5,1.0781935663209998,2374609.8893053452,null,0,{"$f":"IF(OR(C71<0,C71=\"\"),\"\",-E71*INDEX('Replacement Costs'!$A$16:$H$57,MATCH(C71,'Replacement Costs'!$C$16:$C$57,0),MATCH(\"Total Yearly Replacement Costs\",'Replacement Costs'!$A$16:$H$16,0)))","v":-61339.945887366252},{"$f":"IF(AND(C71>=1,C71<anal_period),WorkingCap*SUM(N71:R71)-WorkingCap*SUM(N70:R70),IF(C71<0,0,IF(B71=\"\",\"\",-SUM(J$65:J70))))","v":-1180.9062475153842},"","","",-410781.56040542375,-6943.1774065943209,0,0,-3129.3122131131381,{"$f":"IF(B71=\"\",\"\",IF($B$31=0,\"\",-'Debt Financing Calculations'!E20))","v":-243265.91063804421},1710489.9286421698,{"$f":"IF(C71=\"\",\"\",IF(C71<-1,0,IF(C71=anal_period,-LOOKUP(C71,depr_yr,depr_cost)-Depreciation!$C$141-Depreciation!$B$166,-LOOKUP(C71,depr_yr,depr_cost))))","v":-775799.68686418422},934690.24177798559,0.25739999999999996,-240589.26823365345,1469900.6604085164,{"$f":"IF(C71=\"\",\"\",IF($B$31=0,\"\",-'Debt Financing Calculations'!F20))","v":0},1407379.8082736349,-611721.51818128256,1647969.0765072883,null,328500,0]
[2045,{"$f":"IF(MAX($B$65:B71)<(construct+anal_period),B71+1,\"\")","v":8},6,6,1.0986792440810986,2419727.4772021463,null,0,{"$f":"IF(OR(C72<0,C72=\"\"),\"\",-E72*INDEX('Replacement Costs'!$A$16:$H$57,MATCH(C72,'Replacement Costs'!$C$16:$C$57,0),MATCH(\"Total Yearly Replacement Costs\",'Replacement Costs'!$A$16:$H$16,0)))","v":-1076168.2419108239},{"$f":"IF(AND(C72>=1,C72<anal_period),WorkingCap*SUM(N72:R72)-WorkingCap*SUM(N71:R71),IF(C72<0,0,IF(B72=\"\",\"\",-SUM(J$65:J71))))","v":-1203.3108105124047},"","","",-418586.41005312669,-7100.9428969248866,0,0,-3188.7691451622873,{"$f":"IF(B72=\"\",\"\",IF($B$31=0,\"\",-'Debt Financing Calculations'!E21))","v":-243265.91063804421},1747585.4444688882,{"$f":"IF(C72=\"\",\"\",IF(C72<-1,0,IF(C72=anal_period,-LOOKUP(C72,depr_yr,depr_cost)-Depreciation!$C$141-Depreciation!$B$166,-LOOKUP(C72,depr_yr,depr_cost))))","v":-760311.31965962367},987274.12480926455,0.25739999999999996,-254124.35972590465,1493461.0847429836,{"$f":"IF(C72=\"\",\"\",IF($B$31=0,\"\",-'Debt Financing Calculations'!F21))","v":0},416089.53202164732,-195631.98615963524,670213.89174755197,null,328500,0]
[2046,{"$f":"IF(MAX($B$65:B72)<(construct+anal_period),B72+1,\"\")","v":9},7,7,1.1195541497186396,2465702.2992689875,null,0,{"$f":"IF(OR(C73<0,C73=\"\"),\"\",-E73*INDEX('Replacement Costs'!$A$16:$H$57,MATCH(C73,'Replacement Costs'!$C$16:$C$57,0),MATCH(\"Total Yearly Replacement Costs\",'Replacement Costs'!$A$16:$H$16,0)))","v":-63693.007551551505},{"$f":"IF(AND(C73>=1,C73<anal_period),WorkingCap*SUM(N73:R73)-WorkingCap*SUM(N72:R72),IF(C73<0,0,IF(B73=\"\",\"\",-SUM(J$65:J72))))","v":-1226.3133789706626},"","","",-426539.55184413615,-7262.6370186284594,0,0,-3249.355758920371,{"$f":"IF(B73=\"\",\"\",IF($B$31=0,\"\",-'Debt Financing Calculations'!E22))","v":-243265.91063804421},1785384.8440092583,{"$f":"IF(C73=\"\",\"\",IF(C73<-1,0,IF(C73=anal_period,-LOOKUP(C73,depr_yr,depr_cost)-Depreciation!$C$141-Depreciation!$B$166,-LOOKUP(C73,depr_yr,depr_cost))))","v":-745978.19123273517},1039406.6527765231,0.25739999999999996,-267543.27242467704,1517841.5715845814,{"$f":"IF(C73=\"\",\"\",IF($B$31=0,\"\",-'Debt Financing Calculations'!F22))","v":0},1452922.250654059,1257290.2644944238,1720465.5230787362,null,328500,0]
[2047,{"$f":"IF(MAX($B$65:B73)<(construct+anal_period),B73+1,\"\")","v":10},8,8,1.1408256785632938,2512550.6429550978,null,0,{"$f":"IF(OR(C74<0,C74=\"\"),\"\",-E74*INDEX('Replacement Costs'!$A$16:$H$57,MATCH(C74,'Replacement Costs'!$C$16:$C$57,0),MATCH(\"Total Yearly Replacement Costs\",'Replacement Costs'!$A$16:$H$16,0)))","v":-1117451.131838765},{"$f":"IF(AND(C74>=1,C74<anal_period),WorkingCap*SUM(N74:R74)-WorkingCap*SUM(N73:R73),IF(C74<0,0,IF(B74=\"\",\"\",-SUM(J$65:J73))))","v":-1249.2696048514626},"","","",-434643.80332917476,-7425.1118065134251,0,0,-3311.0935183398578,{"$f":"IF(B74=\"\",\"\",IF($B$31=0,\"\",-'Debt Financing Calculations'!E23))","v":-243265.91063804421},1823904.7236630255,{"$f":"IF(C74=\"\",\"\",IF(C74<-1,0,IF(C74=anal_period,-LOOKUP(C74,depr_yr,depr_cost)-Depreciation!$C$141-Depreciation!$B$166,-LOOKUP(C74,depr_yr,depr_cost))))","v":-734370.19576880068},1089534.527894225,0.25739999999999996,-280446.18747997348,1543458.536183052,{"$f":"IF(C74=\"\",\"\",IF($B$31=0,\"\",-'Debt Financing Calculations'!F23))","v":0},424758.13473943557,1682048.3992338593,705204.32221940905,null,328500,0]
[2048,{"$f":"IF(MAX($B$65:B74)<(construct+anal_period),B74+1,\"\")","v":11},9,9,1.1625013664559962,2560289.1051712446,null,0,{"$f":"IF(OR(C75<0,C75=\"\"),\"\",-E75*INDEX('Replacement Costs'!$A$16:$H$57,MATCH(C75,'Replacement Costs'!$C$16:$C$57,0),MATCH(\"Total Yearly Replacement Costs\",'Replacement Costs'!$A$16:$H$16,0)))","v":-66136.335014236567},{"$f":"IF(AND(C75>=1,C75<anal_period),WorkingCap*SUM(N75:R75)-WorkingCap*SUM(N74:R74),IF(C75<0,0,IF(B75=\"\",\"\",-SUM(J$65:J74))))","v":-1273.5427849086991},"","","",-442902.03559242899,-7594.2539991354524,0,0,-3374.0042951883152,{"$f":"IF(B75=\"\",\"\",IF($B$31=0,\"\",-'Debt Financing Calculations'!E24))","v":-243265.91063804421},1863152.9006464477,{"$f":"IF(C75=\"\",\"\",IF(C75<-1,0,IF(C75=anal_period,-LOOKUP(C75,depr_yr,depr_cost)-Depreciation!$C$141-Depreciation!$B$166,-LOOKUP(C75,depr_yr,depr_cost))))","v":-754631.66486302612},1108521.2357834214,0.25739999999999996,-285333.36609065265,1577819.5345557951,{"$f":"IF(C75=\"\",\"\",IF($B$31=0,\"\",-'Debt Financing Calculations'!F24))","v":0},1510409.6567566497,3192458.0559905088,1795743.0228473025,null,328500,0]
[2049,{"$f":"IF(MAX($B$65:B75)<(construct+anal_period),B75+1,\"\")","v":12},10,10,1.1845888924186601,2608934.5981694981,null,0,{"$f":"IF(OR(C76<0,C76=\"\"),\"\",-E76*INDEX('Replacement Costs'!$A$16:$H$57,MATCH(C76,'Replacement Costs'!$C$16:$C$57,0),MATCH(\"Total Yearly Replacement Costs\",'Replacement Costs'!$A$16:$H$16,0)))","v":-9138668.3447996192},{"$f":"IF(AND(C76>=1,C76<anal_period),WorkingCap*SUM(N76:R76)-WorkingCap*SUM(N75:R75),IF(C76<0,0,IF(B76=\"\",\"\",-SUM(J$65:J75))))","v":-1297.2469557002623},"","","",-451317.17426868511,-7763.3222792724882,0,0,-3438.1103767968925,{"$f":"IF(B76=\"\",\"\",IF($B$31=0,\"\",-'Debt Financing Calculations'!E25))","v":-243265.91063804421},1903150.0806066995,{"$f":"IF(C76=\"\",\"\",IF(C76<-1,0,IF(C76=anal_period,-LOOKUP(C76,depr_yr,depr_cost)-Depreciation!$C$141-Depreciation!$B$166,-LOOKUP(C76,depr_yr,depr_cost))))","v":-1082954.5442980519},820195.5363086476,0.25739999999999996,-211118.33104584587,1692031.7495608535,{"$f":"IF(C76=\"\",\"\",IF($B$31=0,\"\",-'Debt Financing Calculations'!F25))","v":0},-7447933.8421944659,-4255475.7862039572,-7236815.5111486204,null,328500,0]
[2050,{"$f":"IF(MAX($B$65:B76)<(construct+anal_period),B76+1,\"\")","v":13},11,11,1.2070960813746145,2658504.3555347184,null,0,{"$f":"IF(OR(C77<0,C77=\"\"),\"\",-E77*INDEX('Replacement Costs'!$A$16:$H$57,MATCH(C77,'Replacement Costs'!$C$16:$C$57,0),MATCH(\"Total Yearly Replacement Costs\",'Replacement Costs'!$A$16:$H$16,0)))","v":-68673.390961717683},{"$f":"IF(AND(C77>=1,C77<anal_period),WorkingCap*SUM(N77:R77)-WorkingCap*SUM(N76:R76),IF(C77<0,0,IF(B77=\"\",\"\",-SUM(J$65:J76))))","v":-1321.8496641532547},"","","",-459892.20057979011,-7935.3029653633475,0,0,-3503.4344739560333,{"$f":"IF(B77=\"\",\"\",IF($B$31=0,\"\",-'Debt Financing Calculations'!E26))","v":-243265.91063804421},1943907.5068775646,{"$f":"IF(C77=\"\",\"\",IF(C77<-1,0,IF(C77=anal_period,-LOOKUP(C77,depr_yr,depr_cost)-Depreciation!$C$141-Depreciation!$B$166,-LOOKUP(C77,depr_yr,depr_cost))))","v":-1387731.5579942719},556175.94888329273,0.25739999999999996,-143159.68924255951,1800747.8176350051,{"$f":"IF(C77=\"\",\"\",IF($B$31=0,\"\",-'Debt Financing Calculations'!F26))","v":0},1730752.5770091342,-2524723.2091948232,1873912.2662516937,null,328500,0]
[2051,{"$f":"IF(MAX($B$65:B77)<(construct+anal_period),B77+1,\"\")","v":14},12,12,1.2300309069207322,2709015.938289878,null,0,{"$f":"IF(OR(C78<0,C78=\"\"),\"\",-E78*INDEX('Replacement Costs'!$A$16:$H$57,MATCH(C78,'Replacement Costs'!$C$16:$C$57,0),MATCH(\"Total Yearly Replacement Costs\",'Replacement Costs'!$A$16:$H$16,0)))","v":-1204828.6210266757},{"$f":"IF(AND(C78>=1,C78<anal_period),WorkingCap*SUM(N78:R78)-WorkingCap*SUM(N77:R77),IF(C78<0,0,IF(B78=\"\",\"\",-SUM(J$65:J77))))","v":-1344.3932295944833},"","","",-468630.15239080618,-8093.407429971996,0,0,-3569.9997289611983,{"$f":"IF(B78=\"\",\"\",IF($B$31=0,\"\",-'Debt Financing Calculations'!E27))","v":-243265.91063804421},1985456.4681020943,{"$f":"IF(C78=\"\",\"\",IF(C78<-1,0,IF(C78=anal_period,-LOOKUP(C78,depr_yr,depr_cost)-Depreciation!$C$141-Depreciation!$B$166,-LOOKUP(C78,depr_yr,depr_cost))))","v":-1374754.9054482859},610701.56265380839,0.25739999999999996,-157194.58222709026,1828261.8858750039,{"$f":"IF(C78=\"\",\"\",IF($B$31=0,\"\",-'Debt Financing Calculations'!F27))","v":0},622088.87161873386,-1902634.3375760894,779283.45384582411,null,328500,0]
[2052,{"$f":"IF(MAX($B$65:B78)<(construct+anal_period),B78+1,\"\")","v":15},13,13,1.253401494152226,2760487.2411173857,null,0,{"$f":"IF(OR(C79<0,C79=\"\"),\"\",-E79*INDEX('Replacement Costs'!$A$16:$H$57,MATCH(C79,'Replacement Costs'!$C$16:$C$57,0),MATCH(\"Total Yearly Replacement Costs\",'Replacement Costs'!$A$16:$H$16,0)))","v":-71307.770912400127},{"$f":"IF(AND(C79>=1,C79<anal_period),WorkingCap*SUM(N79:R79)-WorkingCap*SUM(N78:R78),IF(C79<0,0,IF(B79=\"\",\"\",-SUM(J$65:J78))))","v":-1369.958618683595},"","","",-477534.1252862314,-8254.661997587209,0,0,-3637.8297238114606,{"$f":"IF(B79=\"\",\"\",IF($B$31=0,\"\",-'Debt Financing Calculations'!E28))","v":-243265.91063804421},2027794.7134717114,{"$f":"IF(C79=\"\",\"\",IF(C79<-1,0,IF(C79=anal_period,-LOOKUP(C79,depr_yr,depr_cost)-Depreciation!$C$141-Depreciation!$B$166,-LOOKUP(C79,depr_yr,depr_cost))))","v":-1363931.9556186926},663862.75785301882,0.25739999999999996,-170878.27387136701,1856916.4396003443,{"$f":"IF(C79=\"\",\"\",IF($B$31=0,\"\",-'Debt Financing Calculations'!F28))","v":0},1784238.7100692606,-118395.62750682887,1955116.9839406277,null,328500,0]
[2053,{"$f":"IF(MAX($B$65:B79)<(construct+anal_period),B79+1,\"\")","v":16},14,14,1.277216122541118,2812936.4986986155,null,0,{"$f":"IF(OR(C80<0,C80=\"\"),\"\",-E80*INDEX('Replacement Costs'!$A$16:$H$57,MATCH(C80,'Replacement Costs'!$C$16:$C$57,0),MATCH(\"Total Yearly Replacement Costs\",'Replacement Costs'!$A$16:$H$16,0)))","v":-1251047.0517578796},{"$f":"IF(AND(C80>=1,C80<anal_period),WorkingCap*SUM(N80:R80)-WorkingCap*SUM(N79:R79),IF(C80<0,0,IF(B80=\"\",\"\",-SUM(J$65:J79))))","v":-1396.0101868583588},"","","",-486607.27366666973,-8419.1294314521128,0,0,-3706.9484885638776,{"$f":"IF(B80=\"\",\"\",IF($B$31=0,\"\",-'Debt Financing Calculations'!E29))","v":-243265.91063804421},2070937.2364738854,{"$f":"IF(C80=\"\",\"\",IF(C80<-1,0,IF(C80=anal_period,-LOOKUP(C80,depr_yr,depr_cost)-Depreciation!$C$141-Depreciation!$B$166,-LOOKUP(C80,depr_yr,depr_cost))))","v":-1358353.0923599873},712584.14411389804,0.25739999999999996,-183419.15869491734,1887518.077778968,{"$f":"IF(C80=\"\",\"\",IF($B$31=0,\"\",-'Debt Financing Calculations'!F29))","v":0},635075.01583423,516679.38832740113,818494.17452914733,null,328500,0]
[2054,{"$f":"IF(MAX($B$65:B80)<(construct+anal_period),B80+1,\"\")","v":17},15,15,1.3014832288693996,2866382.2921738895,null,0,{"$f":"IF(OR(C81<0,C81=\"\"),\"\",-E81*INDEX('Replacement Costs'!$A$16:$H$57,MATCH(C81,'Replacement Costs'!$C$16:$C$57,0),MATCH(\"Total Yearly Replacement Costs\",'Replacement Costs'!$A$16:$H$16,0)))","v":-74043.208312370713},{"$f":"IF(AND(C81>=1,C81<anal_period),WorkingCap*SUM(N81:R81)-WorkingCap*SUM(N80:R80),IF(C81<0,0,IF(B81=\"\",\"\",-SUM(J$65:J80))))","v":-1422.5571802220802},"","","",-495852.81186633656,-8586.8737453164704,0,0,-3777.3805098465923,{"$f":"IF(B81=\"\",\"\",IF($B$31=0,\"\",-'Debt Financing Calculations'!E30))","v":-243265.91063804421},2114899.3154143458,{"$f":"IF(C81=\"\",\"\",IF(C81<-1,0,IF(C81=anal_period,-LOOKUP(C81,depr_yr,depr_cost)-Depreciation!$C$141-Depreciation!$B$166,-LOOKUP(C81,depr_yr,depr_cost))))","v":-1354376.0219563001},760523.29345804569,0.25739999999999996,-195758.69573610093,1919140.6196782449,{"$f":"IF(C81=\"\",\"\",IF($B$31=0,\"\",-'Debt Financing Calculations'!F30))","v":0},1843674.8541856522,2360354.2425130531,2039433.5499217531,null,328500,0]
[2055,{"$f":"IF(MAX($B$65:B81)<(construct+anal_period),B81+1,\"\")","v":18},16,16,1.3262114102179181,2920843.5557251936,null,0,{"$f":"IF(OR(C82<0,C82=\"\"),\"\",-E82*INDEX('Replacement Costs'!$A$16:$H$57,MATCH(C82,'Replacement Costs'!$C$16:$C$57,0),MATCH(\"Total Yearly Replacement Costs\",'Replacement Costs'!$A$16:$H$16,0)))","v":-1299038.4677103639},{"$f":"IF(AND(C82>=1,C82<anal_period),WorkingCap*SUM(N82:R82)-WorkingCap*SUM(N81:R81),IF(C82<0,0,IF(B82=\"\",\"\",-SUM(J$65:J81))))","v":-1449.6090207274392},"","","",-505274.01529179694,-8757.9602283519871,0,0,-3849.1507395336771,{"$f":"IF(B82=\"\",\"\",IF($B$31=0,\"\",-'Debt Financing Calculations'!E31))","v":-243265.91063804421},2159696.5188274668,{"$f":"IF(C82=\"\",\"\",IF(C82<-1,0,IF(C82=anal_period,-LOOKUP(C82,depr_yr,depr_cost)-Depreciation!$C$141-Depreciation!$B$166,-LOOKUP(C82,depr_yr,depr_cost))))","v":-1355362.3911481714},804334.12767929537,0.25739999999999996,-207035.60446465059,1952660.9143628161,{"$f":"IF(C82=\"\",\"\",IF($B$31=0,\"\",-'Debt Financing Calculations'!F31))","v":0},652172.83763172477,3012527.0801447779,859208.44209637539,null,328500,0]
[2056,{"$f":"IF(MAX($B$65:B82)<(construct+anal_period),B82+1,\"\")","v":19},17,17,1.3514094270120585,2976339.583283972,null,0,{"$f":"IF(OR(C83<0,C83=\"\"),\"\",-E83*INDEX('Replacement Costs'!$A$16:$H$57,MATCH(C83,'Replacement Costs'!$C$16:$C$57,0),MATCH(\"Total Yearly Replacement Costs\",'Replacement Costs'!$A$16:$H$16,0)))","v":-76883.57982644155},{"$f":"IF(AND(C83>=1,C83<anal_period),WorkingCap*SUM(N83:R83)-WorkingCap*SUM(N82:R82),IF(C83<0,0,IF(B83=\"\",\"\",-SUM(J$65:J82))))","v":-1477.2941184129595},"","","",-514874.22158234101,-8933.2475298431473,0,0,-3922.284603584817,{"$f":"IF(B83=\"\",\"\",IF($B$31=0,\"\",-'Debt Financing Calculations'!E32))","v":-243265.91063804421},2205343.918930159,{"$f":"IF(C83=\"\",\"\",IF(C83<-1,0,IF(C83=anal_period,-LOOKUP(C83,depr_yr,depr_cost)-Depreciation!$C$141-Depreciation!$B$166,-LOOKUP(C83,depr_yr,depr_cost))))","v":-1357475.6184767976},847868.30045336136,0.25739999999999996,-218241.30053669517,1987102.6183934638,{"$f":"IF(C83=\"\",\"\",IF($B$31=0,\"\",-'Debt Financing Calculations'!F32))","v":0},1908741.7444486094,4921268.8245933875,2126983.0449853046,null,328500,0]
[2057,{"$f":"IF(MAX($B$65:B83)<(construct+anal_period),B83+1,\"\")","v":20},18,18,1.3770862061252875,3032890.0353663671,null,0,{"$f":"IF(OR(C84<0,C84=\"\"),\"\",-E84*INDEX('Replacement Costs'!$A$16:$H$57,MATCH(C84,'Replacement Costs'!$C$16:$C$57,0),MATCH(\"Total Yearly Replacement Costs\",'Replacement Costs'!$A$16:$H$16,0)))","v":-1348870.8823702009},{"$f":"IF(AND(C84>=1,C84<anal_period),WorkingCap*SUM(N84:R84)-WorkingCap*SUM(N83:R83),IF(C84<0,0,IF(B84=\"\",\"\",-SUM(J$65:J83))))","v":-1505.3893843298429},"","","",-524656.83179240546,-9112.043141176202,0,0,-3996.8080110529281,{"$f":"IF(B84=\"\",\"\",IF($B$31=0,\"\",-'Debt Financing Calculations'!E33))","v":-243265.91063804421},2251858.441783688,{"$f":"IF(C84=\"\",\"\",IF(C84<-1,0,IF(C84=anal_period,-LOOKUP(C84,depr_yr,depr_cost)-Depreciation!$C$141-Depreciation!$B$166,-LOOKUP(C84,depr_yr,depr_cost))))","v":-1386615.5572787945},865242.88450489356,0.25739999999999996,-222713.51847155957,2029144.9233121285,{"$f":"IF(C84=\"\",\"\",IF($B$31=0,\"\",-'Debt Financing Calculations'!F33))","v":0},678768.6515575978,5600037.4761509858,901482.17002915731,null,328500,0]
[2058,{"$f":"IF(MAX($B$65:B84)<(construct+anal_period),B84+1,\"\")","v":21},19,19,1.4032508440416678,3090514.9460383276,null,0,{"$f":"IF(OR(C85<0,C85=\"\"),\"\",-E85*INDEX('Replacement Costs'!$A$16:$H$57,MATCH(C85,'Replacement Costs'!$C$16:$C$57,0),MATCH(\"Total Yearly Replacement Costs\",'Replacement Costs'!$A$16:$H$16,0)))","v":-79832.91083216366},{"$f":"IF(AND(C85>=1,C85<anal_period),WorkingCap*SUM(N85:R85)-WorkingCap*SUM(N84:R84),IF(C85<0,0,IF(B85=\"\",\"\",-SUM(J$65:J84))))","v":-1534.0189942426805},"","","",-534625.31159646111,-9294.4172798617292,0,0,-4072.747363262933,{"$f":"IF(B85=\"\",\"\",IF($B$31=0,\"\",-'Debt Financing Calculations'!E34))","v":-243265.91063804421},2299256.5591606977,{"$f":"IF(C85=\"\",\"\",IF(C85<-1,0,IF(C85=anal_period,-LOOKUP(C85,depr_yr,depr_cost)-Depreciation!$C$141-Depreciation!$B$166,-LOOKUP(C85,depr_yr,depr_cost))))","v":-1419037.3591251897},880219.20003550802,0.25739999999999996,-226568.42208913973,2072688.137071558,{"$f":"IF(C85=\"\",\"\",IF($B$31=0,\"\",-'Debt Financing Calculations'!F34))","v":0},1991321.2072451517,7591358.6833961373,2217889.6293342914,null,328500,0]
[2059,{"$f":"IF(MAX($B$65:B85)<(construct+anal_period),B85+1,\"\")","v":22},20,20,1.4299126100784596,3149234.7300130562,null,0,{"$f":"IF(OR(C86<0,C86=\"\"),\"\",-E86*INDEX('Replacement Costs'!$A$16:$H$57,MATCH(C86,'Replacement Costs'!$C$16:$C$57,0),MATCH(\"Total Yearly Replacement Costs\",'Replacement Costs'!$A$16:$H$16,0)))","v":-11031250.747989858},{"$f":"IF(AND(C86>=1,C86<anal_period),WorkingCap*SUM(N86:R86)-WorkingCap*SUM(N85:R85),IF(C86<0,0,IF(B86=\"\",\"\",-SUM(J$65:J85))))","v":-1563.1931113741011},"","","",-544783.19251679396,-9480.4415687875462,0,0,-4150.1295631649291,{"$f":"IF(B86=\"\",\"\",IF($B$31=0,\"\",-'Debt Financing Calculations'!E35))","v":-243265.91063804421},2347555.0557262655,{"$f":"IF(C86=\"\",\"\",IF(C86<-1,0,IF(C86=anal_period,-LOOKUP(C86,depr_yr,depr_cost)-Depreciation!$C$141-Depreciation!$B$166,-LOOKUP(C86,depr_yr,depr_cost))))","v":-1815508.0485765736},532047.00714969193,0.25739999999999996,-136948.8996403307,2210606.156085935,{"$f":"IF(C86=\"\",\"\",IF($B$31=0,\"\",-'Debt Financing Calculations'!F35))","v":0},-8822207.7850152981,-1230849.1016191607,-8685258.885374967,null,328500,0]
[2060,{"$f":"IF(MAX($B$65:B86)<(construct+anal_period),B86+1,\"\")","v":23},21,21,1.4570809496699502,3209070.1898833038,null,0,{"$f":"IF(OR(C87<0,C87=\"\"),\"\",-E87*INDEX('Replacement Costs'!$A$16:$H$57,MATCH(C87,'Replacement Costs'!$C$16:$C$57,0),MATCH(\"Total Yearly Replacement Costs\",'Replacement Costs'!$A$16:$H$16,0)))","v":-82895.381124596286},{"$f":"IF(AND(C87>=1,C87<anal_period),WorkingCap*SUM(N87:R87)-WorkingCap*SUM(N86:R86),IF(C87<0,0,IF(B87=\"\",\"\",-SUM(J$65:J86))))","v":-1592.9220922617678},"","","",-555134.07317461295,-9670.189064346805,0,0,-4228.9820248650622,{"$f":"IF(B87=\"\",\"\",IF($B$31=0,\"\",-'Debt Financing Calculations'!E36))","v":-243265.91063804421},2396771.0349814347,{"$f":"IF(C87=\"\",\"\",IF(C87<-1,0,IF(C87=anal_period,-LOOKUP(C87,depr_yr,depr_cost)-Depreciation!$C$141-Depreciation!$B$166,-LOOKUP(C87,depr_yr,depr_cost))))","v":-1936022.8443534542},460748.19062798051,0.25739999999999996,-118596.58426764216,2278174.4507137924,{"$f":"IF(C87=\"\",\"\",IF($B$31=0,\"\",-'Debt Financing Calculations'!F36))","v":0},2193686.1474969345,962837.04587777378,2312282.7317645769,null,328500,0]
[2061,{"$f":"IF(MAX($B$65:B87)<(construct+anal_period),B87+1,\"\")","v":24},22,22,1.4847654877136791,3270042.5234910864,null,0,{"$f":"IF(OR(C88<0,C88=\"\"),\"\",-E88*INDEX('Replacement Costs'!$A$16:$H$57,MATCH(C88,'Replacement Costs'!$C$16:$C$57,0),MATCH(\"Total Yearly Replacement Costs\",'Replacement Costs'!$A$16:$H$16,0)))","v":-1454343.9071692808},{"$f":"IF(AND(C88>=1,C88<anal_period),WorkingCap*SUM(N88:R88)-WorkingCap*SUM(N87:R87),IF(C88<0,0,IF(B88=\"\",\"\",-SUM(J$65:J87))))","v":-1622.4541739192646},"","","",-565681.62056493049,-9858.6521750187385,0,0,-4309.3326833374986,{"$f":"IF(B88=\"\",\"\",IF($B$31=0,\"\",-'Debt Financing Calculations'!E37))","v":-243265.91063804421},2446927.0074297553,{"$f":"IF(C88=\"\",\"\",IF(C88<-1,0,IF(C88=anal_period,-LOOKUP(C88,depr_yr,depr_cost)-Depreciation!$C$141-Depreciation!$B$166,-LOOKUP(C88,depr_yr,depr_cost))))","v":-1651128.0137291315},795798.99370062375,0.25739999999999996,-204838.66097854052,2242088.346451215,{"$f":"IF(C88=\"\",\"\",IF($B$31=0,\"\",-'Debt Financing Calculations'!F37))","v":0},786121.98510801466,1748959.0309857884,990960.64608655521,null,328500,0]
[2062,{"$f":"IF(MAX($B$65:B88)<(construct+anal_period),B88+1,\"\")","v":25},23,23,1.5129760319802392,3332173.3314374178,null,0,{"$f":"IF(OR(C89<0,C89=\"\"),\"\",-E89*INDEX('Replacement Costs'!$A$16:$H$57,MATCH(C89,'Replacement Costs'!$C$16:$C$57,0),MATCH(\"Total Yearly Replacement Costs\",'Replacement Costs'!$A$16:$H$16,0)))","v":-86075.330839916933},{"$f":"IF(AND(C89>=1,C89<anal_period),WorkingCap*SUM(N89:R89)-WorkingCap*SUM(N88:R88),IF(C89<0,0,IF(B89=\"\",\"\",-SUM(J$65:J88))))","v":-1653.2946293199493},"","","",-576429.57135566429,-10050.788258767809,0,0,-4391.2100043209111,{"$f":"IF(B89=\"\",\"\",IF($B$31=0,\"\",-'Debt Financing Calculations'!E38))","v":-243265.91063804421},2498035.8511806205,{"$f":"IF(C89=\"\",\"\",IF(C89<-1,0,IF(C89=anal_period,-LOOKUP(C89,depr_yr,depr_cost)-Depreciation!$C$141-Depreciation!$B$166,-LOOKUP(C89,depr_yr,depr_cost))))","v":-1614223.3831913327},883812.4679892878,0.25739999999999996,-227493.32926044264,2270542.5219201781,{"$f":"IF(C89=\"\",\"\",IF($B$31=0,\"\",-'Debt Financing Calculations'!F38))","v":0},2182813.8964509405,3931772.927436729,2410307.2257113834,null,328500,0]
[2063,{"$f":"IF(MAX($B$65:B89)<(construct+anal_period),B89+1,\"\")","v":26},24,24,1.5417225765878635,3395484.6247347277,null,0,{"$f":"IF(OR(C90<0,C90=\"\"),\"\",-E90*INDEX('Replacement Costs'!$A$16:$H$57,MATCH(C90,'Replacement Costs'!$C$16:$C$57,0),MATCH(\"Total Yearly Replacement Costs\",'Replacement Costs'!$A$16:$H$16,0)))","v":-1510133.9937922014},{"$f":"IF(AND(C90>=1,C90<anal_period),WorkingCap*SUM(N90:R90)-WorkingCap*SUM(N89:R89),IF(C90<0,0,IF(B90=\"\",\"\",-SUM(J$65:J89))))","v":-1684.721322831072},"","","",-587381.73321142187,-10246.668898468646,0,0,-4474.6429944030078,{"$f":"IF(B90=\"\",\"\",IF($B$31=0,\"\",-'Debt Financing Calculations'!E39))","v":-243265.91063804421},2550115.6689923899,{"$f":"IF(C90=\"\",\"\",IF(C90<-1,0,IF(C90=anal_period,-LOOKUP(C90,depr_yr,depr_cost)-Depreciation!$C$141-Depreciation!$B$166,-LOOKUP(C90,depr_yr,depr_cost))))","v":-1583303.7563444164},966811.91264797351,0.25739999999999996,-248857.38631558834,2301258.2826768016,{"$f":"IF(C90=\"\",\"\",IF($B$31=0,\"\",-'Debt Financing Calculations'!F39))","v":0},789439.56756176916,4721212.4949984979,1038296.9538773575,null,328500,0]
[2064,{"$f":"IF(MAX($B$65:B90)<(construct+anal_period),B90+1,\"\")","v":27},25,25,1.5710153055430329,3459998.8326046877,null,0,{"$f":"IF(OR(C91<0,C91=\"\"),\"\",-E91*INDEX('Replacement Costs'!$A$16:$H$57,MATCH(C91,'Replacement Costs'!$C$16:$C$57,0),MATCH(\"Total Yearly Replacement Costs\",'Replacement Costs'!$A$16:$H$16,0)))","v":-89377.266606266974},{"$f":"IF(AND(C91>=1,C91<anal_period),WorkingCap*SUM(N91:R91)-WorkingCap*SUM(N90:R90),IF(C91<0,0,IF(B91=\"\",\"\",-SUM(J$65:J90))))","v":-1716.7453982283623},"","","",-598541.98614243884,-10446.367072080435,0,0,-4559.661211296665,{"$f":"IF(B91=\"\",\"\",IF($B$31=0,\"\",-'Debt Financing Calculations'!E40))","v":-243265.91063804421},2603184.9075408275,{"$f":"IF(C91=\"\",\"\",IF(C91<-1,0,IF(C91=anal_period,-LOOKUP(C91,depr_yr,depr_cost)-Depreciation!$C$141-Depreciation!$B$166,-LOOKUP(C91,depr_yr,depr_cost))))","v":-1553767.7497523585},1049417.157788469,0.25739999999999996,-270119.9764147519,2333064.9311260758,{"$f":"IF(C91=\"\",\"\",IF($B$31=0,\"\",-'Debt Financing Calculations'!F40))","v":0},2241970.9191215807,6963183.4141200781,2512090.8955363324,null,328500,0]
[2065,{"$f":"IF(MAX($B$65:B91)<(construct+anal_period),B91+1,\"\")","v":28},26,26,1.6008645963483503,3525738.8104241765,null,0,{"$f":"IF(OR(C92<0,C92=\"\"),\"\",-E92*INDEX('Replacement Costs'!$A$16:$H$57,MATCH(C92,'Replacement Costs'!$C$16:$C$57,0),MATCH(\"Total Yearly Replacement Costs\",'Replacement Costs'!$A$16:$H$16,0)))","v":-1568064.2439280639},{"$f":"IF(AND(C92>=1,C92<anal_period),WorkingCap*SUM(N92:R92)-WorkingCap*SUM(N91:R91),IF(C92<0,0,IF(B92=\"\",\"\",-SUM(J$65:J91))))","v":-1749.3782111214241},"","","",-609914.28387914505,-10649.957179835801,0,0,-4646.2947743113009,{"$f":"IF(B92=\"\",\"\",IF($B$31=0,\"\",-'Debt Financing Calculations'!E41))","v":-243265.91063804421},2657262.3639528402,{"$f":"IF(C92=\"\",\"\",IF(C92<-1,0,IF(C92=anal_period,-LOOKUP(C92,depr_yr,depr_cost)-Depreciation!$C$141-Depreciation!$B$166,-LOOKUP(C92,depr_yr,depr_cost))))","v":-1529825.6859404999},1127436.6780123403,0.25739999999999996,-290202.20092037634,2367060.1630324638,{"$f":"IF(C92=\"\",\"\",IF($B$31=0,\"\",-'Debt Financing Calculations'!F41))","v":0},797246.54089327867,7760429.9550133571,1087448.741813655,null,328500,0]
[2066,{"$f":"IF(MAX($B$65:B92)<(construct+anal_period),B92+1,\"\")","v":29},27,27,1.631281023678969,3592727.8478222359,null,0,{"$f":"IF(OR(C93<0,C93=\"\"),\"\",-E93*INDEX('Replacement Costs'!$A$16:$H$57,MATCH(C93,'Replacement Costs'!$C$16:$C$57,0),MATCH(\"Total Yearly Replacement Costs\",'Replacement Costs'!$A$16:$H$16,0)))","v":-92805.867930549968},{"$f":"IF(AND(C93>=1,C93<anal_period),WorkingCap*SUM(N93:R93)-WorkingCap*SUM(N92:R92),IF(C93<0,0,IF(B93=\"\",\"\",-SUM(J$65:J92))))","v":-1782.603798640368},"","","",-621502.6552728489,-10857.331509688953,0,0,-4734.5743750232159,{"$f":"IF(B93=\"\",\"\",IF($B$31=0,\"\",-'Debt Financing Calculations'!E42))","v":-243265.91063804421},2712367.3760266304,{"$f":"IF(C93=\"\",\"\",IF(C93<-1,0,IF(C93=anal_period,-LOOKUP(C93,depr_yr,depr_cost)-Depreciation!$C$141-Depreciation!$B$166,-LOOKUP(C93,depr_yr,depr_cost))))","v":-1506711.9101032296},1205655.4659234008,0.25739999999999996,-310335.71692868334,2402031.6590979472,{"$f":"IF(C93=\"\",\"\",IF($B$31=0,\"\",-'Debt Financing Calculations'!F42))","v":0},2307443.1873687566,10067873.142382113,2617778.9042974398,null,328500,0]
[2067,{"$f":"IF(MAX($B$65:B93)<(construct+anal_period),B93+1,\"\")","v":30},28,28,1.6622753631288694,3660989.6769308583,null,0,{"$f":"IF(OR(C94<0,C94=\"\"),\"\",-E94*INDEX('Replacement Costs'!$A$16:$H$57,MATCH(C94,'Replacement Costs'!$C$16:$C$57,0),MATCH(\"Total Yearly Replacement Costs\",'Replacement Costs'!$A$16:$H$16,0)))","v":-1628216.7563893883},{"$f":"IF(AND(C94>=1,C94<anal_period),WorkingCap*SUM(N94:R94)-WorkingCap*SUM(N93:R93),IF(C94<0,0,IF(B94=\"\",\"\",-SUM(J$65:J93))))","v":-1816.4879481375829},"","","",-633311.20572303294,-11068.743800630202,0,0,-4824.531288148657,{"$f":"IF(B94=\"\",\"\",IF($B$31=0,\"\",-'Debt Financing Calculations'!E43))","v":-243265.91063804421},2768519.2854810022,{"$f":"IF(C94=\"\",\"\",IF(C94<-1,0,IF(C94=anal_period,-LOOKUP(C94,depr_yr,depr_cost)-Depreciation!$C$141-Depreciation!$B$166,-LOOKUP(C94,depr_yr,depr_cost))))","v":-1515770.2670120972},1252749.018468905,0.25739999999999996,-322457.59735389613,2446061.6881271061,{"$f":"IF(C94=\"\",\"\",IF($B$31=0,\"\",-'Debt Financing Calculations'!F43))","v":0},816028.44378958014,10883901.586171694,1138486.0411434763,null,328500,0]
[2068,{"$f":"IF(MAX($B$65:B94)<(construct+anal_period),B94+1,\"\")","v":31},29,29,1.6938585950283176,3730548.4807925439,null,0,{"$f":"IF(OR(C95<0,C95=\"\"),\"\",-E95*INDEX('Replacement Costs'!$A$16:$H$57,MATCH(C95,'Replacement Costs'!$C$16:$C$57,0),MATCH(\"Total Yearly Replacement Costs\",'Replacement Costs'!$A$16:$H$16,0)))","v":-96365.993830233783},{"$f":"IF(AND(C95>=1,C95<anal_period),WorkingCap*SUM(N95:R95)-WorkingCap*SUM(N94:R94),IF(C95<0,0,IF(B95=\"\",\"\",-SUM(J$65:J94))))","v":-1851.0161822699447},"","","",-645344.11863177049,-11284.27267921742,0,0,-4916.1973826234807,{"$f":"IF(B95=\"\",\"\",IF($B$31=0,\"\",-'Debt Financing Calculations'!E44))","v":-243265.91063804421},2825737.9814608884,{"$f":"IF(C95=\"\",\"\",IF(C95<-1,0,IF(C95=anal_period,-LOOKUP(C95,depr_yr,depr_cost)-Depreciation!$C$141-Depreciation!$B$166,-LOOKUP(C95,depr_yr,depr_cost))))","v":-1528276.858378533},1297461.1230823554,0.25739999999999996,-333966.49308139825,2491771.4883794901,{"$f":"IF(C95=\"\",\"\",IF($B$31=0,\"\",-'Debt Financing Calculations'!F44))","v":0},2393554.4783669864,13277456.06453868,2727520.9714483847,null,328500,0]
[2069,{"$f":"IF(MAX($B$65:B95)<(construct+anal_period),B95+1,\"\")","v":32},30,30,1.7260419083338554,3801428.9019276015,null,0,{"$f":"IF(OR(C96<0,C96=\"\"),\"\",-E96*INDEX('Replacement Costs'!$A$16:$H$57,MATCH(C96,'Replacement Costs'!$C$16:$C$57,0),MATCH(\"Total Yearly Replacement Costs\",'Replacement Costs'!$A$16:$H$16,0)))","v":-13315779.55055934},{"$f":"IF(AND(C96>=1,C96<anal_period),WorkingCap*SUM(N96:R96)-WorkingCap*SUM(N95:R95),IF(C96<0,0,IF(B96=\"\",\"\",-SUM(J$65:J95))))","v":-1886.2007442102913},"","","",-657605.65688577399,-11503.998303012746,0,0,-5009.6051328933263,{"$f":"IF(B96=\"\",\"\",IF($B$31=0,\"\",-'Debt Financing Calculations'!E45))","v":-243265.91063804421},2884043.7309678774,{"$f":"IF(C96=\"\",\"\",IF(C96<-1,0,IF(C96=anal_period,-LOOKUP(C96,depr_yr,depr_cost)-Depreciation!$C$141-Depreciation!$B$166,-LOOKUP(C96,depr_yr,depr_cost))))","v":-1801720.3451598545},1082323.3858080229,0.25739999999999996,-278590.03950698505,2605453.6914608926,{"$f":"IF(C96=\"\",\"\",IF($B$31=0,\"\",-'Debt Financing Calculations'!F45))","v":0},-10712212.059842657,2565244.0046960227,-10433622.020335672,null,328500,0]
[2070,{"$f":"IF(MAX($B$65:B96)<(construct+anal_period),B96+1,\"\")","v":33},31,{"$f":"IF(C97=\"\",\"\",IF(C97<=plant_life,C97,IF(D96=plant_life,1,D96+1)))","v":31},{"$f":"IF(C97=\"\",\"\",(1+inflation_rate)^(A97-$B$25))","v":1.7588367045921991},{"$f":"IF(C97=\"\",\"\",IF(C97<0,0,IF(AND(C97=1,start_time<1),E97*(H2_price_nominal*output_kgyear*start_time*percnt_revs+H2_price_nominal*output_kgyear*(1-start_time)),IF(C97<=start_time,H2_price_nominal*E97*output_kgyear*percnt_revs,H2_price_nominal*output_kgyear*E97))))","v":3873656.0510642272},null,0,{"$f":"IF(OR(C97<0,C97=\"\"),\"\",-E97*INDEX('Replacement Costs'!$A$16:$H$57,MATCH(C97,'Replacement Costs'!$C$16:$C$57,0),MATCH(\"Total Yearly Replacement Costs\",'Replacement Costs'!$A$16:$H$16,0)))","v":-100062.68971955539},{"$f":"IF(AND(C97>=1,C97<anal_period),WorkingCap*SUM(N97:R97)-WorkingCap*SUM(N96:R96),IF(C97<0,0,IF(B97=\"\",\"\",-SUM(J$65:J96))))","v":-1922.054109860459},{"$f":"IF(C97=-construct,-E97*non_dep_infl,\"\")","v":""},{"$f":"IF(C97=anal_period,salvage*E97,\"\")","v":""},{"$f":"IF(D97=plant_life,-E97*decom,\"\")","v":""},{"$f":"IF(C97=\"\",\"\",IF(C97<0,0,IF(AND(C97=1,start_time<1),-(inflated_fixed*percnt_fixed*start_time+(inflated_fixed*(1-start_time))),IF(C97<=start_time,-inflated_fixed*percnt_fixed*E97,-inflated_fixed*E97))))","v":-670100.16436660395},{"$f":"IF(C97=\"\",\"\",IF(C97<0,0,IF(AND(C97=1,start_time<1),-(SUM(B171:E171)*output_kgyear*E97*percnt_var*start_time+SUM(B171:E171)*output_kgyear*E97*(1-start_time)),IF(C97<=start_time,-SUM(B171:E171)*output_kgyear*E97*percnt_var,-SUM(B171:E171)*output_kgyear*E97))))","v":-11728.002390394055},{"$f":"IF(C97=\"\",\"\",IF(C97<0,0,IF(AND(C97=1,start_time<1),-(inflated_otherraw*E97*percnt_var*start_time+inflated_otherraw*E97*(1-start_time)),IF(C97<=start_time,-inflated_otherraw*E97*percnt_var,-(inflated_otherraw*E97)))))","v":0},0,{"$f":"IF(C97=\"\",\"\",IF(C97<0,0,IF(AND(C97=1,start_time<1),-((SUM(F171:J171,P171:R171)*output_kgyear+inflated_othervar)*E97*percnt_var*start_time+(SUM(F171:J171,P171:R171)*output_kgyear+inflated_othervar)*E97*(1-start_time)),IF(C97<=start_time,-(SUM(F171:J171,P171:R171)*output_kgyear+inflated_othervar)*E97*percnt_var,-E97*(SUM(F171:J171,P171:R171)*output_kgyear+inflated_othervar)))))","v":-5104.7876304183001},{"$f":"IF(B97=\"\",\"\",IF($B$31=0,\"\",-'Debt Financing Calculations'!E46))","v":-243265.91063804421},{"$f":"IF(C97=\"\",\"\",F97+SUM(L97:S97))","v":2943457.1860387665},{"$f":"IF(C97=\"\",\"\",IF(C97<-1,0,IF(C97=anal_period,-LOOKUP(C97,depr_yr,depr_cost)-Depreciation!$C$141-Depreciation!$B$166,-LOOKUP(C97,depr_yr,depr_cost))))","v":-2040071.0520501183},{"$f":"IF(C97=\"\",\"\",SUM(T97:U97))","v":903386.13398864819},{"$f":"IF(C97=\"\",\"\",$B$33)","v":0.25739999999999996},{"$f":"IF(C97=\"\",\"\",tax_credit-(V97*W97 +Upstream_CO2_taxpYear + Proc_CO2_taxpYear))","v":-232531.59088867801},{"$f":"IF(C97=\"\",\"\",SUM(T97,X97))","v":2710925.5951500884},{"$f":"IF(C97=\"\",\"\",IF($B$31=0,\"\",-'Debt Financing Calculations'!F46))","v":0},{"$f":"IF(C97=\"\",\"\",SUM(H97,I97,J97,K97,T97,X97,Z97))","v":2608940.8513206728},5174184.8560166955,{"$f":"IF(C97=\"\",\"\",SUM(H97,I97,J97,K97,T97,Z97))","v":2841472.4422093509},null,{"$f":"IF(C97=\"\",\"\",IF(C97<0,0,IF(AND(C97=1,start_time<1),(output_kgyear*start_time*percnt_revs+output_kgyear*(1-start_time)),IF(C97<=start_time,output_kgyear*percnt_revs,output_kgyear))))","v":328500},{"$f":"IF(C97=\"\",\"\",tax_credit)","v":0}]
[2071,{"$f":"IF(MAX($B$65:B97)<(construct+anal_period),B97+1,\"\")","v":34},32,32,1.7922546019794507,3947255.5160344471,null,0,{"$f":"IF(OR(C98<0,C98=\"\"),\"\",-E98*INDEX('Replacement Costs'!$A$16:$H$57,MATCH(C98,'Replacement Costs'!$C$16:$C$57,0),MATCH(\"Total Yearly Replacement Costs\",'Replacement Costs'!$A$16:$H$16,0)))","v":-1755532.8313150853},{"$f":"IF(AND(C98>=1,C98<anal_period),WorkingCap*SUM(N98:R98)-WorkingCap*SUM(N97:R97),IF(C98<0,0,IF(B98=\"\",\"\",-SUM(J$65:J97))))","v":-1958.3005790012685},"","","",-682832.06748956931,-11954.445495792714,0,0,-5201.7785953962475,{"$f":"IF(B98=\"\",\"\",IF($B$31=0,\"\",-'Debt Financing Calculations'!E47))","v":-243265.91063804421},3004001.3138156449,{"$f":"IF(C98=\"\",\"\",IF(C98<-1,0,IF(C98=anal_period,-LOOKUP(C98,depr_yr,depr_cost)-Depreciation!$C$141-Depreciation!$B$166,-LOOKUP(C98,depr_yr,depr_cost))))","v":-1993070.1552202853},1010931.1585953597,0.25739999999999996,-260213.68022244555,2743787.6335931993,{"$f":"IF(C98=\"\",\"\",IF($B$31=0,\"\",-'Debt Financing Calculations'!F47))","v":0},986296.50169911294,6160481.3577158088,1246510.1819215585,null,328500,0]
[2072,{"$f":"IF(MAX($B$65:B98)<(construct+anal_period),B98+1,\"\")","v":35},33,33,1.8263074394170602,4022253.3708391013,null,0,{"$f":"IF(OR(C99<0,C99=\"\"),\"\",-E99*INDEX('Replacement Costs'!$A$16:$H$57,MATCH(C99,'Replacement Costs'!$C$16:$C$57,0),MATCH(\"Total Yearly Replacement Costs\",'Replacement Costs'!$A$16:$H$16,0)))","v":-103901.19455988724},{"$f":"IF(AND(C99>=1,C99<anal_period),WorkingCap*SUM(N99:R99)-WorkingCap*SUM(N98:R98),IF(C99<0,0,IF(B99=\"\",\"\",-SUM(J$65:J98))))","v":-1995.5187483004702},"","","",-695805.87677187112,-12185.260742181437,0,0,-5300.6123887087761,{"$f":"IF(B99=\"\",\"\",IF($B$31=0,\"\",-'Debt Financing Calculations'!E48))","v":-243265.91063804421},3065695.7102982956,{"$f":"IF(C99=\"\",\"\",IF(C99<-1,0,IF(C99=anal_period,-LOOKUP(C99,depr_yr,depr_cost)-Depreciation!$C$141-Depreciation!$B$166,-LOOKUP(C99,depr_yr,depr_cost))))","v":-1948522.7203135306},1117172.989984765,0.25739999999999996,-287560.32762207848,2778135.3826762172,{"$f":"IF(C99=\"\",\"\",IF($B$31=0,\"\",-'Debt Financing Calculations'!F48))","v":0},2672238.6693680296,8832720.0270838384,2959798.9969901079,null,328500,0]
[2073,{"$f":"IF(MAX($B$65:B99)<(construct+anal_period),B99+1,\"\")","v":36},34,34,1.8610072807659841,4098676.1848850437,null,0,{"$f":"IF(OR(C100<0,C100=\"\"),\"\",-E100*INDEX('Replacement Costs'!$A$16:$H$57,MATCH(C100,'Replacement Costs'!$C$16:$C$57,0),MATCH(\"Total Yearly Replacement Costs\",'Replacement Costs'!$A$16:$H$16,0)))","v":-1822876.826257163},{"$f":"IF(AND(C100>=1,C100<anal_period),WorkingCap*SUM(N100:R100)-WorkingCap*SUM(N99:R99),IF(C100<0,0,IF(B100=\"\",\"\",-SUM(J$65:J99))))","v":-2033.4442647440592},"","","",-709026.18843053654,-12420.532546424243,0,0,-5401.3240240942423,{"$f":"IF(B100=\"\",\"\",IF($B$31=0,\"\",-'Debt Financing Calculations'!E49))","v":-243265.91063804421},3128562.2292459444,{"$f":"IF(C100=\"\",\"\",IF(C100<-1,0,IF(C100=anal_period,-LOOKUP(C100,depr_yr,depr_cost)-Depreciation!$C$141-Depreciation!$B$166,-LOOKUP(C100,depr_yr,depr_cost))))","v":-1911199.7599090529},1217362.4693368915,0.25739999999999996,-313349.09960731585,2815213.1296386286,{"$f":"IF(C100=\"\",\"\",IF($B$31=0,\"\",-'Debt Financing Calculations'!F49))","v":0},990302.85911672143,9823022.8862005603,1303651.9587240373,null,328500,0]
[2074,{"$f":"IF(MAX($B$65:B100)<(construct+anal_period),B100+1,\"\")","v":37},35,35,1.8963664191005378,4176551.0323978597,null,0,{"$f":"IF(OR(C101<0,C101=\"\"),\"\",-E101*INDEX('Replacement Costs'!$A$16:$H$57,MATCH(C101,'Replacement Costs'!$C$16:$C$57,0),MATCH(\"Total Yearly Replacement Costs\",'Replacement Costs'!$A$16:$H$16,0)))","v":-107886.94828439906},{"$f":"IF(AND(C101>=1,C101<anal_period),WorkingCap*SUM(N101:R101)-WorkingCap*SUM(N100:R100),IF(C101<0,0,IF(B101=\"\",\"\",-SUM(J$65:J100))))","v":-2072.0905718267168},"","","",-722497.68601071683,-12660.346955297584,0,0,-5503.9491805520329,{"$f":"IF(B101=\"\",\"\",IF($B$31=0,\"\",-'Debt Financing Calculations'!E50))","v":-243265.91063804421},3192623.1396132489,{"$f":"IF(C101=\"\",\"\",IF(C101<-1,0,IF(C101=anal_period,-LOOKUP(C101,depr_yr,depr_cost)-Depreciation!$C$141-Depreciation!$B$166,-LOOKUP(C101,depr_yr,depr_cost))))","v":-1875546.9620923249},1317076.177520924,0.25739999999999996,-339015.40809388581,2853607.7315193629,{"$f":"IF(C101=\"\",\"\",IF($B$31=0,\"\",-'Debt Financing Calculations'!F50))","v":0},2743648.6926631373,12566671.578863697,3082664.1007570233,null,328500,0]
[2075,{"$f":"IF(MAX($B$65:B101)<(construct+anal_period),B101+1,\"\")","v":38},36,36,1.932397381063448,4255905.5020134188,null,0,{"$f":"IF(OR(C102<0,C102=\"\"),\"\",-E102*INDEX('Replacement Costs'!$A$16:$H$57,MATCH(C102,'Replacement Costs'!$C$16:$C$57,0),MATCH(\"Total Yearly Replacement Costs\",'Replacement Costs'!$A$16:$H$16,0)))","v":-1892804.2041892139},{"$f":"IF(AND(C102>=1,C102<anal_period),WorkingCap*SUM(N102:R102)-WorkingCap*SUM(N101:R101),IF(C102<0,0,IF(B102=\"\",\"\",-SUM(J$65:J101))))","v":-2111.4713685445458},"","","",-736225.14204492036,-12904.791676960513,0,0,-5608.5242149825217,{"$f":"IF(B102=\"\",\"\",IF($B$31=0,\"\",-'Debt Financing Calculations'!E51))","v":-243265.91063804421},3257901.1334385113,{"$f":"IF(C102=\"\",\"\",IF(C102<-1,0,IF(C102=anal_period,-LOOKUP(C102,depr_yr,depr_cost)-Depreciation!$C$141-Depreciation!$B$166,-LOOKUP(C102,depr_yr,depr_cost))))","v":-1846646.5906850093},1411254.542753502,0.25739999999999996,-363256.91930475138,2894644.21413376,{"$f":"IF(C102=\"\",\"\",IF($B$31=0,\"\",-'Debt Financing Calculations'!F51))","v":0},999728.53857600153,13566400.117439698,1362985.4578807529,null,328500,0]
[2076,{"$f":"IF(MAX($B$65:B102)<(construct+anal_period),B102+1,\"\")","v":39},37,37,1.9691129313036535,4336767.7065516738,null,0,{"$f":"IF(OR(C103<0,C103=\"\"),\"\",-E103*INDEX('Replacement Costs'!$A$16:$H$57,MATCH(C103,'Replacement Costs'!$C$16:$C$57,0),MATCH(\"Total Yearly Replacement Costs\",'Replacement Costs'!$A$16:$H$16,0)))","v":-112025.59950753688},{"$f":"IF(AND(C103>=1,C103<anal_period),WorkingCap*SUM(N103:R103)-WorkingCap*SUM(N102:R102),IF(C103<0,0,IF(B103=\"\",\"\",-SUM(J$65:J102))))","v":-2150.781530821012},"","","",-750213.41974377388,-13148.495556828982,0,0,-5715.0861750671893,{"$f":"IF(B103=\"\",\"\",IF($B$31=0,\"\",-'Debt Financing Calculations'!E52))","v":-243265.91063804421},3324424.7944379593,{"$f":"IF(C103=\"\",\"\",IF(C103<-1,0,IF(C103=anal_period,-LOOKUP(C103,depr_yr,depr_cost)-Depreciation!$C$141-Depreciation!$B$166,-LOOKUP(C103,depr_yr,depr_cost))))","v":-1818746.042446069},1505678.7519918904,0.25739999999999996,-387561.71076271252,2936863.0836752467,{"$f":"IF(C103=\"\",\"\",IF($B$31=0,\"\",-'Debt Financing Calculations'!F52))","v":0},2822686.7026368887,16389086.820076587,3210248.4133996014,null,328500,0]
[2077,{"$f":"IF(MAX($B$65:B103)<(construct+anal_period),B103+1,\"\")","v":40},38,38,2.0065260769984223,4419166.292976154,null,0,{"$f":"IF(OR(C104<0,C104=\"\"),\"\",-E104*INDEX('Replacement Costs'!$A$16:$H$57,MATCH(C104,'Replacement Costs'!$C$16:$C$57,0),MATCH(\"Total Yearly Replacement Costs\",'Replacement Costs'!$A$16:$H$16,0)))","v":-1965414.0662661158},{"$f":"IF(AND(C104>=1,C104<anal_period),WorkingCap*SUM(N104:R104)-WorkingCap*SUM(N103:R103),IF(C104<0,0,IF(B104=\"\",\"\",-SUM(J$65:J103))))","v":-2191.642167202197},"","","",-764467.4747189054,-13396.801725719204,0,0,-5823.6728123934645,{"$f":"IF(B104=\"\",\"\",IF($B$31=0,\"\",-'Debt Financing Calculations'!E53))","v":-243265.91063804421},3392212.4330810914,{"$f":"IF(C104=\"\",\"\",IF(C104<-1,0,IF(C104=anal_period,-LOOKUP(C104,depr_yr,depr_cost)-Depreciation!$C$141-Depreciation!$B$166,-LOOKUP(C104,depr_yr,depr_cost))))","v":-1829680.3495744553},1562532.0835066361,0.25739999999999996,-402195.75829460809,2990016.6747864834,{"$f":"IF(C104=\"\",\"\",IF($B$31=0,\"\",-'Debt Financing Calculations'!F53))","v":0},1022410.9663531653,17411497.786429752,1424606.7246477734,null,328500,0]
[2078,{"$f":"IF(MAX($B$65:B104)<(construct+anal_period),B104+1,\"\")","v":41},39,39,2.0446500724613927,4503130.4525427017,null,0,{"$f":"IF(OR(C105<0,C105=\"\"),\"\",-E105*INDEX('Replacement Costs'!$A$16:$H$57,MATCH(C105,'Replacement Costs'!$C$16:$C$57,0),MATCH(\"Total Yearly Replacement Costs\",'Replacement Costs'!$A$16:$H$16,0)))","v":-116323.0135302455},{"$f":"IF(AND(C105>=1,C105<anal_period),WorkingCap*SUM(N105:R105)-WorkingCap*SUM(N104:R104),IF(C105<0,0,IF(B105=\"\",\"\",-SUM(J$65:J104))))","v":-2233.2790761187935},"","","",-778992.35673856467,-13649.797096749897,0,0,-5934.3225958289413,{"$f":"IF(B105=\"\",\"\",IF($B$31=0,\"\",-'Debt Financing Calculations'!E54))","v":-243265.91063804421},3461288.0654735141,{"$f":"IF(C105=\"\",\"\",IF(C105<-1,0,IF(C105=anal_period,-LOOKUP(C105,depr_yr,depr_cost)-Depreciation!$C$141-Depreciation!$B$166,-LOOKUP(C105,depr_yr,depr_cost))))","v":-1844777.0070042345},1616511.0584692797,0.25739999999999996,-416089.94644999254,3045198.1190235214,{"$f":"IF(C105=\"\",\"\",IF($B$31=0,\"\",-'Debt Financing Calculations'!F54))","v":0},2926641.826417157,20338139.612846907,3342731.7728671497,null,328500,0]
[2079,{"$f":"IF(MAX($B$65:B105)<(construct+anal_period),B105+1,\"\")","v":42},40,40,2.0834984238381593,4588689.9311410133,null,0,{"$f":"IF(OR(C106<0,C106=\"\"),\"\",-E106*INDEX('Replacement Costs'!$A$16:$H$57,MATCH(C106,'Replacement Costs'!$C$16:$C$57,0),MATCH(\"Total Yearly Replacement Costs\",'Replacement Costs'!$A$16:$H$16,0)))","v":-118533.15078732018},{"$f":"IF(AND(C106>=1,C106<anal_period),WorkingCap*SUM(N106:R106)-WorkingCap*SUM(N105:R105),IF(C106<0,0,IF(B106=\"\",\"\",-SUM(J$65:J105))))","v":119786.47146467151},"",2445072.9965446801,-2370663.0157464035,-793793.21151659742,-13907.570224373045,0,0,-6047.0747251496914,{"$f":"IF(B106=\"\",\"\",IF($B$31=0,\"\",-'Debt Financing Calculations'!E55))","v":-243265.91063804421},{"$f":"IF(C106=\"\",\"\",F106+SUM(L106:S106))","v":3606086.1448351257},{"$f":"IF(C106=\"\",\"\",IF(C106<-1,0,IF(C106=anal_period,-LOOKUP(C106,depr_yr,depr_cost)-Depreciation!$C$141-Depreciation!$B$166,-LOOKUP(C106,depr_yr,depr_cost))))","v":-14006089.188274417},-10400003.043439291,0.25739999999999996,2676960.783381273,6283046.9282163987,{"$f":"IF(C106=\"\",\"\",IF($B$31=0,\"\",-'Debt Financing Calculations'!F55))","v":-6574754.3415687624},-290454.09267501254,20047685.520171896,{"$f":"IF(C106=\"\",\"\",SUM(H106,I106,J106,K106,T106,Z106))","v":-2967414.8760562856},null,328500,0]
["",{"$f":"IF(MAX($B$65:B106)<(construct+anal_period),B106+1,\"\")","v":""},"","","","",null,"",{"$f":"IF(OR(C107<0,C107=\"\"),\"\",-E107*INDEX('Replacement Costs'!$A$16:$H$57,MATCH(C107,'Replacement Costs'!$C$16:$C$57,0),MATCH(\"Total Yearly Replacement Costs\",'Replacement Costs'!$A$16:$H$16,0)))","v":""},{"$f":"IF(AND(C107>=1,C107<anal_period),WorkingCap*SUM(N107:R107)-WorkingCap*SUM(N106:R106),IF(C107<0,0,IF(B107=\"\",\"\",-SUM(J$65:J106))))","v":""},"","","","","","","","",{"$f":"IF(B107=\"\",\"\",IF($B$31=0,\"\",-'Debt Financing Calculations'!E56))","v":""},"",{"$f":"IF(C107=\"\",\"\",IF(C107<-1,0,IF(C107=anal_period,-LOOKUP(C107,depr_yr,depr_cost)-Depreciation!$C$141-Depreciation!$B$166,-LOOKUP(C107,depr_yr,depr_cost))))","v":""},"","","","",{"$f":"IF(C107=\"\",\"\",IF($B$31=0,\"\",-'Debt Financing Calculations'!F56))","v":""},"","","",null,"",""]
["",{"$f":"IF(MAX($B$65:B107)<(construct+anal_period),B107+1,\"\")","v":""},"","","","",null,"",{"$f":"IF(OR(C108<0,C108=\"\"),\"\",-E108*INDEX('Replacement Costs'!$A$16:$H$57,MATCH(C108,'Replacement Costs'!$C$16:$C$57,0),MATCH(\"Total Yearly Replacement Costs\",'Replacement Costs'!$A$16:$H$16,0)))","v":""},{"$f":"IF(AND(C108>=1,C108<anal_period),WorkingCap*SUM(N108:R108)-WorkingCap*SUM(N107:R107),IF(C108<0,0,IF(B108=\"\",\"\",-SUM(J$65:J107))))","v":""},"","","","","","","","",{"$f":"IF(B108=\"\",\"\",IF($B$31=0,\"\",-'Debt Financing Calculations'!E57))","v":""},"",{"$f":"IF(C108=\"\",\"\",IF(C108<-1,0,IF(C108=anal_period,-LOOKUP(C108,depr_yr,depr_cost)-Depreciation!$C$141-Depreciation!$B$166,-LOOKUP(C108,depr_yr,depr_cost))))","v":""},"","","","",{"$f":"IF(C108=\"\",\"\",IF($B$31=0,\"\",-'Debt Financing Calculations'!F57))","v":""},"","","",null,"",""]
["",{"$f":"IF(MAX($B$65:B108)<(construct+anal_period),B108+1,\"\")","v":""},"","","","",null,"",{"$f":"IF(OR(C109<0,C109=\"\"),\"\",-E109*INDEX('Replacement Costs'!$A$16:$H$57,MATCH(C109,'Replacement Costs'!$C$16:$C$57,0),MATCH(\"Total Yearly Replacement Costs\",'Replacement Costs'!$A$16:$H$16,0)))","v":""},{"$f":"IF(AND(C109>=1,C109<anal_period),WorkingCap*SUM(N109:R109)-WorkingCap*SUM(N108:R108),IF(C109<0,0,IF(B109=\"\",\"\",-SUM(J$65:J108))))","v":""},"","","","","","","","",{"$f":"IF(B109=\"\",\"\",IF($B$31=0,\"\",-'Debt Financing Calculations'!E58))","v":""},"",{"$f":"IF(C109=\"\",\"\",IF(C109<-1,0,IF(C109=anal_period,-LOOKUP(C109,depr_yr,depr_cost)-Depreciation!$C$141-Depreciation!$B$166,-LOOKUP(C109,depr_yr,depr_cost))))","v":""},"","","","",{"$f":"IF(C109=\"\",\"\",IF($B$31=0,\"\",-'Debt Financing Calculations'!F58))","v":""},"","","",null,"",""]
["",{"$f":"IF(MAX($B$65:B109)<(construct+anal_period),B109+1,\"\")","v":""},"","","","",null,"",{"$f":"IF(OR(C110<0,C110=\"\"),\"\",-E110*INDEX('Replacement Costs'!$A$16:$H$57,MATCH(C110,'Replacement Costs'!$C$16:$C$57,0),MATCH(\"Total Yearly Replacement Costs\",'Replacement Costs'!$A$16:$H$16,0)))","v":""},{"$f":"IF(AND(C110>=1,C110<anal_period),WorkingCap*SUM(N110:R110)-WorkingCap*SUM(N109:R109),IF(C110<0,0,IF(B110=\"\",\"\",-SUM(J$65:J109))))","v":""},"","","","",{"$f":"IF(C110=\"\",\"\",IF(C110<0,0,IF(AND(C110=1,start_time<1),-(SUM(B185:E185)*output_kgyear*E110*percnt_var*start_time+SUM(B185:E185)*output_kgyear*E110*(1-start_time)),IF(C110<=start_time,-SUM(B185:E185)*output_kgyear*E110*percnt_var,-SUM(B185:E185)*output_kgyear*E110))))","v":""},"",{"$f":"IF(C110=\"\",\"\",IF(C110<0,0,IF(AND(C110=1,start_time<1),SUM(K185:N185,T185:V185)*output_kgyear*E110*percnt_revs*start_time+SUM(K185:N185,T185:V185)*output_kgyear*E110*(1-start_time),IF(C110<=start_time,SUM(K185:N185,T185:V185)*output_kgyear*E110*percnt_revs,SUM(K185:N185,T185:V185)*output_kgyear*E110))))","v":""},{"$f":"IF(C110=\"\",\"\",IF(C110<0,0,IF(AND(C110=1,start_time<1),-((SUM(F185:J185,P185:R185)*output_kgyear+inflated_othervar)*E110*percnt_var*start_time+(SUM(F185:J185,P185:R185)*output_kgyear+inflated_othervar)*E110*(1-start_time)),IF(C110<=start_time,-(SUM(F185:J185,P185:R185)*output_kgyear+inflated_othervar)*E110*percnt_var,-E110*(SUM(F185:J185,P185:R185)*output_kgyear+inflated_othervar)))))","v":""},{"$f":"IF(B110=\"\",\"\",IF($B$31=0,\"\",-'Debt Financing Calculations'!E59))","v":""},"",{"$f":"IF(C110=\"\",\"\",IF(C110<-1,0,IF(C110=anal_period,-LOOKUP(C110,depr_yr,depr_cost)-Depreciation!$C$141-Depreciation!$B$166,-LOOKUP(C110,depr_yr,depr_cost))))","v":""},"","","","",{"$f":"IF(C110=\"\",\"\",IF($B$31=0,\"\",-'Debt Financing Calculations'!F59))","v":""},"","","",null,"",""]
["",{"$f":"IF(MAX($B$65:B110)<(construct+anal_period),B110+1,\"\")","v":""},"","","","",null,"",{"$f":"IF(OR(C111<0,C111=\"\"),\"\",-E111*INDEX('Replacement Costs'!$A$16:$H$57,MATCH(C111,'Replacement Costs'!$C$16:$C$57,0),MATCH(\"Total Yearly Replacement Costs\",'Replacement Costs'!$A$16:$H$16,0)))","v":""},{"$f":"IF(AND(C111>=1,C111<anal_period),WorkingCap*SUM(N111:R111)-WorkingCap*SUM(N110:R110),IF(C111<0,0,IF(B111=\"\",\"\",-SUM(J$65:J110))))","v":""},"","","","",{"$f":"IF(C111=\"\",\"\",IF(C111<0,0,IF(AND(C111=1,start_time<1),-(SUM(B278:E278)*output_kgyear*E111*percnt_var*start_time+SUM(B278:E278)*output_kgyear*E111*(1-start_time)),IF(C111<=start_time,-SUM(B278:E278)*output_kgyear*E111*percnt_var,-SUM(B278:E278)*output_kgyear*E111))))","v":""},"",{"$f":"IF(C111=\"\",\"\",IF(C111<0,0,IF(AND(C111=1,start_time<1),SUM(K278:N278,T278:V278)*output_kgyear*E111*percnt_revs*start_time+SUM(K278:N278,T278:V278)*output_kgyear*E111*(1-start_time),IF(C111<=start_time,SUM(K278:N278,T278:V278)*output_kgyear*E111*percnt_revs,SUM(K278:N278,T278:V278)*output_kgyear*E111))))","v":""},{"$f":"IF(C111=\"\",\"\",IF(C111<0,0,IF(AND(C111=1,start_time<1),-((SUM(F278:J278,P278:R278)*output_kgyear+inflated_othervar)*E111*percnt_var*start_time+(SUM(F278:J278,P278:R278)*output_kgyear+inflated_othervar)*E111*(1-start_time)),IF(C111<=start_time,-(SUM(F278:J278,P278:R278)*output_kgyear+inflated_othervar)*E111*percnt_var,-E111*(SUM(F278:J278,P278:R278)*output_kgyear+inflated_othervar)))))","v":""},{"$f":"IF(B111=\"\",\"\",IF($B$31=0,\"\",-'Debt Financing Calculations'!E60))","v":""},"",{"$f":"IF(C111=\"\",\"\",IF(C111<-1,0,IF(C111=anal_period,-LOOKUP(C111,depr_yr,depr_cost)-Depreciation!$C$141-Depreciation!$B$166,-LOOKUP(C111,depr_yr,depr_cost))))","v":""},"","","","",{"$f":"IF(C111=\"\",\"\",IF($B$31=0,\"\",-'Debt Financing Calculations'!F60))","v":""},"","","",null,"",""]
["",{"$f":"IF(MAX($B$65:B111)<(construct+anal_period),B111+1,\"\")","v":""},"","","","",null,"",{"$f":"IF(OR(C112<0,C112=\"\"),\"\",-E112*INDEX('Replacement Costs'!$A$16:$H$57,MATCH(C112,'Replacement Costs'!$C$16:$C$57,0),MATCH(\"Total Yearly Replacement Costs\",'Replacement Costs'!$A$16:$H$16,0)))","v":""},{"$f":"IF(AND(C112>=1,C112<anal_period),WorkingCap*SUM(N112:R112)-WorkingCap*SUM(N111:R111),IF(C112<0,0,IF(B112=\"\",\"\",-SUM(J$65:J111))))","v":""},"","","","",{"$f":"IF(C112=\"\",\"\",IF(C112<0,0,IF(AND(C112=1,start_time<1),-(SUM(B279:E279)*output_kgyear*E112*percnt_var*start_time+SUM(B279:E279)*output_kgyear*E112*(1-start_time)),IF(C112<=start_time,-SUM(B279:E279)*output_kgyear*E112*percnt_var,-SUM(B279:E279)*output_kgyear*E112))))","v":""},"",{"$f":"IF(C112=\"\",\"\",IF(C112<0,0,IF(AND(C112=1,start_time<1),SUM(K279:N279,T279:V279)*output_kgyear*E112*percnt_revs*start_time+SUM(K279:N279,T279:V279)*output_kgyear*E112*(1-start_time),IF(C112<=start_time,SUM(K279:N279,T279:V279)*output_kgyear*E112*percnt_revs,SUM(K279:N279,T279:V279)*output_kgyear*E112))))","v":""},{"$f":"IF(C112=\"\",\"\",IF(C112<0,0,IF(AND(C112=1,start_time<1),-((SUM(F279:J279,P279:R279)*output_kgyear+inflated_othervar)*E112*percnt_var*start_time+(SUM(F279:J279,P279:R279)*output_kgyear+inflated_othervar)*E112*(1-start_time)),IF(C112<=start_time,-(SUM(F279:J279,P279:R279)*output_kgyear+inflated_othervar)*E112*percnt_var,-E112*(SUM(F279:J279,P279:R279)*output_kgyear+inflated_othervar)))))","v":""},{"$f":"IF(B112=\"\",\"\",IF($B$31=0,\"\",-'Debt Financing Calculations'!E61))","v":""},"",{"$f":"IF(C112=\"\",\"\",IF(C112<-1,0,IF(C112=anal_period,-LOOKUP(C112,depr_yr,depr_cost)-Depreciation!$C$141-Depreciation!$B$166,-LOOKUP(C112,depr_yr,depr_cost))))","v":""},"","","","",{"$f":"IF(C112=\"\",\"\",IF($B$31=0,\"\",-'Debt Financing Calculations'!F61))","v":""},"","","",null,"",""]
["",{"$f":"IF(MAX($B$65:B112)<(construct+anal_period),B112+1,\"\")","v":""},"","","","",null,"",{"$f":"IF(OR(C113<0,C113=\"\"),\"\",-E113*INDEX('Replacement Costs'!$A$16:$H$57,MATCH(C113,'Replacement Costs'!$C$16:$C$57,0),MATCH(\"Total Yearly Replacement Costs\",'Replacement Costs'!$A$16:$H$16,0)))","v":""},{"$f":"IF(AND(C113>=1,C113<anal_period),WorkingCap*SUM(N113:R113)-WorkingCap*SUM(N112:R112),IF(C113<0,0,IF(B113=\"\",\"\",-SUM(J$65:J112))))","v":""},"","","","",{"$f":"IF(C113=\"\",\"\",IF(C113<0,0,IF(AND(C113=1,start_time<1),-(SUM(B280:E280)*output_kgyear*E113*percnt_var*start_time+SUM(B280:E280)*output_kgyear*E113*(1-start_time)),IF(C113<=start_time,-SUM(B280:E280)*output_kgyear*E113*percnt_var,-SUM(B280:E280)*output_kgyear*E113))))","v":""},"",{"$f":"IF(C113=\"\",\"\",IF(C113<0,0,IF(AND(C113=1,start_time<1),SUM(K280:N280,T280:V280)*output_kgyear*E113*percnt_revs*start_time+SUM(K280:N280,T280:V280)*output_kgyear*E113*(1-start_time),IF(C113<=start_time,SUM(K280:N280,T280:V280)*output_kgyear*E113*percnt_revs,SUM(K280:N280,T280:V280)*output_kgyear*E113))))","v":""},{"$f":"IF(C113=\"\",\"\",IF(C113<0,0,IF(AND(C113=1,start_time<1),-((SUM(F280:J280,P280:R280)*output_kgyear+inflated_othervar)*E113*percnt_var*start_time+(SUM(F280:J280,P280:R280)*output_kgyear+inflated_othervar)*E113*(1-start_time)),IF(C113<=start_time,-(SUM(F280:J280,P280:R280)*output_kgyear+inflated_othervar)*E113*percnt_var,-E113*(SUM(F280:J280,P280:R280)*output_kgyear+inflated_othervar)))))","v":""},{"$f":"IF(B113=\"\",\"\",IF($B$31=0,\"\",-'Debt Financing Calculations'!E62))","v":""},"",{"$f":"IF(C113=\"\",\"\",IF(C113<-1,0,IF(C113=anal_period,-LOOKUP(C113,depr_yr,depr_cost)-Depreciation!$C$141-Depreciation!$B$166,-LOOKUP(C113,depr_yr,depr_cost))))","v":""},"","","","",{"$f":"IF(C113=\"\",\"\",IF($B$31=0,\"\",-'Debt Financing Calculations'!F62))","v":""},"","","",null,"",""]
[null,null,null,null,"Cumulative Total",{"$f":"SUM(F65:F113)","v":129907774.0185667},-6574754.3415687624,-4449793.7383737396,-58199149.73111672,0,-343945.51303438173,2445072.9965446801,-2370663.0157464035,-22520249.053166345,-390095.76479810197,0,0,-171195.27112453996,-10217168.246797858,96683475.663478151,-69223697.811059222,27459777.852418914,10.8108,-7068146.8192126257,89615328.844265476,-6574754.3415687624,20047685.520171896,193485772.04395032,27115832.339384526]
[null,null,null,null,"PV of Cash Flow",{"$f":"NPV(nominal_irr,F65:F113)","v":21073366.004854169},-5974225.2222301848,-3746798.0406085611,-9042046.3516205251,-51471.512763289895,-312529.99766872183,43770.183828955363,-42438.142395897034,-3681191.807480311,-62430.917000686008,0,0,-27770.936989437283,-2376752.037735553,14926552.347081242,-8492949.9364176057,6433602.4106636364,2.5148446525390633,-1656009.2605048195,13270543.086576426,-117697.183915314,1.6798694074563217E-8,-3570247.3252418791,1656009.2605048364]
[null,null,null,null,"Discounted Values ",{"$f":"+F65+NPV($X$59,F66:F113)","v":23191660.755662113},-6574754.3415687624,{"$f":"+H65+NPV($X$59,H66:H113)","v":-4123426.1796505335},-9950952.8508854173,-56645.429226255779,-343945.51303438173,48169.962707441955,-46704.024469532604,-4051225.207968229,-68706.472777594958,0,0,-30562.47157561552,-2615663.1525687305,16426969.389009852,-9346661.2640263066,7080308.1249835426,2.7676368370122897,-1822471.3113707646,14604498.077639094,-129528.10484248138,1.862645149230957E-8,-3929128.5863751872,1822471.3113707833,null,{"$f":"+AE65+NPV(real_irr,AE66:AE113)","v":3591865.4137058617},{"$f":"+AF65+NPV($X$59,AF66:AF113)","v":0}]
["Specific Item Cost Calculation",null,null,null,"Expenses $/kg H2",null,null,{"$f":"-H116/$AE$116*(1+inflation_rate)^construct/INFLATION_FACTOR","v":0.75876295705749852},{"$f":"-I116/$AE$116*(1+inflation_rate)^construct/INFLATION_FACTOR","v":1.8311021179279305},{"$f":"-J116/$AE$116*(1+inflation_rate)^construct/INFLATION_FACTOR","v":1.0423480744148488E-2},{"$f":"-K116/$AE$116*(1+inflation_rate)^construct/INFLATION_FACTOR","v":6.3290356894116592E-2},null,{"$f":"-M116/$AE$116*(1+inflation_rate)^construct/INFLATION_FACTOR","v":8.5941355972066168E-3},{"$f":"-N116/$AE$116*(1+inflation_rate)^construct/INFLATION_FACTOR","v":0.74547705829533562},{"$f":"-O116/$AE$116*(1+inflation_rate)^construct/INFLATION_FACTOR","v":1.2642866437380176E-2},{"$f":"-P116/$AE$116*(1+inflation_rate)^construct/INFLATION_FACTOR","v":0},null,{"$f":"-R116/$AE$116*(1+inflation_rate)^construct/INFLATION_FACTOR","v":5.6238841917779017E-3},{"$f":"-S116/$AE$116*(1+inflation_rate)^construct/INFLATION_FACTOR","v":0.48131534841193468},null,null,null,null,{"$f":"-X116/$AE$116*(1+inflation_rate)^construct/INFLATION_FACTOR","v":0.33535794291467957},null,{"$f":"-Z116/$AE$116*(1+inflation_rate)^construct/INFLATION_FACTOR","v":2.3834821716309802E-2},null,null,null,null,null,null,{"$f":"+SUM(F117:AC117)","v":4.2764249701883195}]
["Cost Component","After Tax Present Value","% of Total","$/kg of H2","Revenues $/kg H2",{"$f":"F116/$AE$116*(1+inflation_rate)^construct/INFLATION_FACTOR","v":4.2675610832766013},null,null,null,null,null,{"$f":"L116/$AE$116*(1+inflation_rate)^construct/INFLATION_FACTOR","v":8.8638869117200307E-3},null,null,null,null,{"$f":"Q116/$AE$116*(1+inflation_rate)^construct/INFLATION_FACTOR","v":0},null,null,null,null,null,null,null,null,null,null,null,null,null,null,null,{"$f":"+SUM(F118:AC118)","v":4.2764249701883212}]
["Capital-Related Costs",{"$f":"(SUM(H115:K115)+L115*(1-total_tax_rate)+S115*(1-total_tax_rate)+U115*(-total_tax_rate)+Z115)/(1-total_tax_rate)","v":-17259534.200987827},{"$f":"B119/SUM($B$118:$B$125)","v":0.81902123263137783},{"$f":"H2_price_real*C119","v":3.4952231387548971}]
["Decommissioning Costs",{"$f":"M115","v":-42438.142395897034},2.0138283739826656E-3,8.5941355972066133E-3]
["Fixed O&M",{"$f":"N115","v":-3681191.807480311},0.1746845666056559,0.74547705829533584]
["Feedstock Costs",{"$f":"O115","v":-62430.917000686008},2.9625507850195988E-3,1.2642866437380175E-2]
["Other Raw Material Costs",{"$f":"P115","v":0},0,0]
["Byproduct Credits",{"$f":"Q115","v":0},0,0]
["Other Variable Costs (including utilities)",{"$f":"R115","v":-27770.936989437283},1.3178216039639974E-3,5.6238841917779E-3]
[]
[]
["INFLATION FACTOR (1 + inflation rate)^(startup year - reference year) = ",{"$f":"(1+inflation_rate)^(startup_year-ref_year)","v":1.5710153055430329}]
["Feedstock, Utility and Byproduct Cost Information (Start-Up Year $)"]
[null,"Energy Feedstocks",null,null,null,"Energy Utilities",null,null,null,"Carbon Sequestration Electricity Usage","Energy Byproducts",null,null,null,"Other Material Inputs",null,null,null,"Other Material Byproducts"]
["Feedstock Name",{"$f":"Input_Sheet_Template!$B$75","v":"Industrial Electricity"},null,null,null,null,null,null,null,{"$f":"IF(CO2_CashFlow_eUse>0,'HyARC Physical Property Data'!A77,\"\")","v":""},null,null,null,null,"Type",{"$f":"Input_Sheet_Template!$B$136","v":"Process Water"},null,null,"Type"]
["LHV (GJ or mmBtu/usage unit)",{"$f":"Input_Sheet_Template!$C$75","v":3.5999999999999995E-3},null,null,null,null,null,null,null,{"$f":"IF(J131=\"\",0,VLOOKUP(J131,MASTER_PROPERTY_TABLE,9,FALSE))","v":0},null,null,null,null,"Usage (/kg H2)",{"$f":"Input_Sheet_Template!$D$136","v":2.3679999999999999},null,null,"Usage (/kg H2)"]
["Usage (/kg H2)",{"$f":"feedstockIndustrial_Electricity_Usage","v":0.16},null,null,null,null,null,null,null,{"$f":" CO2_eUse_kWhpkg","v":0},null,null,null,null,"Cost (/usage unit)",{"$f":"Input_Sheet_Template!$C$136","v":2.374951094500801E-3},null,null,"Price (/usage unit)"]
["Price ($/ usage unit)",{"$f":"feedstockIndustrial_Electricity_Price","v":7.7596976084681746E-2},null,null,null,null,null,null,null,{"$f":"IF(J131=\"\",0,CO2_eCost)","v":0},null,null,null,null,"Lookup Price?",{"$f":"Input_Sheet_Template!$F$136","v":"Yes"},null,null,"Lookup Price?"]
["Lookup Price?",{"$f":"Input_Sheet_Template!$G$75","v":"yes"},null,null,null,null,null,null,null,{"$f":"IF(J131=\"\",\"\",\"yes\")","v":""}]
["CO2 Emissions (kg CO2/kg H2)",{"$f":"IF(B131=\"\",0,VLOOKUP(B131,MASTER_PROPERTY_TABLE,11,FALSE)*B132*B133)","v":0},{"$f":"IF(C131=\"\",0,VLOOKUP(C131,MASTER_PROPERTY_TABLE,11,FALSE)*C132*C133)","v":0},{"$f":"IF(D131=\"\",0,VLOOKUP(D131,MASTER_PROPERTY_TABLE,11,FALSE)*D132*D133)","v":0},{"$f":"IF(E131=\"\",0,VLOOKUP(E131,MASTER_PROPERTY_TABLE,11,FALSE)*E132*E133)","v":0},{"$f":"IF(F131=\"\",,VLOOKUP(F131,MASTER_PROPERTY_TABLE,11,FALSE)*F132*F133)","v":0},{"$f":"IF(G131=\"\",,VLOOKUP(G131,MASTER_PROPERTY_TABLE,11,FALSE)*G132*G133)","v":0},{"$f":"IF(H131=\"\",,VLOOKUP(H131,MASTER_PROPERTY_TABLE,11,FALSE)*H132*H133)","v":0},{"$f":"IF(I131=\"\",,VLOOKUP(I131,MASTER_PROPERTY_TABLE,11,FALSE)*I132*I133)","v":0},{"$f":"IF($J$131=\"\",0,VLOOKUP($J$131,MASTER_PROPERTY_TABLE,12,FALSE)*$J$132*$J$133)","v":0}]
["Unit System Conversion Factor",{"$f":"IF(B131=\"\",0,IF(VLOOKUP(B131,MASTER_PROPERTY_TABLE,12,FALSE)=\"English\",mmBTU_to_GJ,1))","v":1},{"$f":"IF(C131=\"\",0,IF(VLOOKUP(C131,MASTER_PROPERTY_TABLE,12,FALSE)=\"English\",mmBTU_to_GJ,1))","v":0},{"$f":"IF(D131=\"\",0,IF(VLOOKUP(D131,MASTER_PROPERTY_TABLE,12,FALSE)=\"English\",mmBTU_to_GJ,1))","v":0},{"$f":"IF(E131=\"\",,IF(VLOOKUP(E131,MASTER_PROPERTY_TABLE,12,FALSE)=\"English\",mmBTU_to_GJ,1))","v":0},{"$f":"IF(F131=\"\",,IF(VLOOKUP(F131,MASTER_PROPERTY_TABLE,12,FALSE)=\"English\",mmBTU_to_GJ,1))","v":0},{"$f":"IF(G131=\"\",,IF(VLOOKUP(G131,MASTER_PROPERTY_TABLE,12,FALSE)=\"English\",mmBTU_to_GJ,1))","v":0},{"$f":"IF(H131=\"\",,IF(VLOOKUP(H131,MASTER_PROPERTY_TABLE,12,FALSE)=\"English\",mmBTU_to_GJ,1))","v":0},{"$f":"IF(I131=\"\",,IF(VLOOKUP(I131,MASTER_PROPERTY_TABLE,12,FALSE)=\"English\",mmBTU_to_GJ,1))","v":0},{"$f":"IF($J$131=\"\",0,IF(VLOOKUP($J$131,MASTER_PROPERTY_TABLE,12,FALSE)=\"English\",mmBTU_to_GJ,1))","v":0},{"$f":"IF(K131=\"\",,IF(VLOOKUP(K131,MASTER_PROPERTY_TABLE,12,FALSE)=\"English\",mmBTU_to_GJ,1))","v":0},{"$f":"IF(L131=\"\",,IF(VLOOKUP(L131,MASTER_PROPERTY_TABLE,12,FALSE)=\"English\",mmBTU_to_GJ,1))","v":0},{"$f":"IF(M131=\"\",,IF(VLOOKUP(M131,MASTER_PROPERTY_TABLE,12,FALSE)=\"English\",mmBTU_to_GJ,1))","v":0},{"$f":"IF(N131=\"\",,IF(VLOOKUP(N131,MASTER_PROPERTY_TABLE,12,FALSE)=\"English\",mmBTU_to_GJ,1))","v":0}]
["Actual Year",{"$f":"IF(B$131=\"\",\"\",B$131&\" ($/kg of H2)\")","v":"Industrial Electricity ($/kg of H2)"},"","","","","","","",null,"","","","",null,{"$f":"IF(P$131=\"\",\"\",P$131&\" ($/kg of H2)\")","v":"Process Water ($/kg of H2)"},{"$f":"IF(Q$131=\"\",\"\",Q$131&\" ($/kg of H2)\")","v":""},{"$f":"IF(R$131=\"\",\"\",R$131&\" ($/kg of H2)\")","v":""},null,{"$f":"IF(T$131=\"\",\"\",T$131&\" ($/kg of H2)\")","v":""},{"$f":"IF(U$131=\"\",\"\",U$131&\" ($/kg of H2)\")","v":""},{"$f":"IF(V$131=\"\",\"\",V$131&\" ($/kg of H2)\")","v":""}]
[{"$f":"IF(A65=\"\",\"\",A65)","v":2038},{"$f":"IF($A139=\"\",\"\",IF($B$131=\"\",\"\",IF($B$135=\"no\",INFLATION_FACTOR*$B$133*$B$134,INFLATION_FACTOR*$B$133*$B$132*INDEX(FEEDPRICETABLE,MATCH($B$131,List_Energy_Feedstocks,0),MATCH($A139,Feedstock_Year,0)))))","v":1.953568818136794E-2},{"$f":"IF($A139=\"\",\"\",IF($C$131=\"\",\"\",IF($C$135=\"no\",INFLATION_FACTOR*$C$133*$C$134,INFLATION_FACTOR*$C$133*$C$132*INDEX(FEEDPRICETABLE,MATCH($C$131,List_Energy_Feedstocks,0),MATCH($A139,Feedstock_Year,0)))))","v":""},{"$f":"IF($A139=\"\",\"\",IF($D$131=\"\",\"\",IF($D$135=\"no\",INFLATION_FACTOR*$D$133*$D$134,INFLATION_FACTOR*$D$133*$D$132*INDEX(FEEDPRICETABLE,MATCH($D$131,List_Energy_Feedstocks,0),MATCH($A139,Feedstock_Year,0)))))","v":""},{"$f":"IF($A139=\"\",\"\",IF($E$131=\"\",\"\",IF($E$135=\"no\",INFLATION_FACTOR*$E$133*$E$134,INFLATION_FACTOR*$E$133*$E$132*INDEX(FEEDPRICETABLE,MATCH($E$131,List_Energy_Feedstocks,0),MATCH($A139,Feedstock_Year,0)))))","v":""},{"$f":"IF($A139=\"\",\"\",IF($F$131=\"\",\"\",IF($F$135=\"no\",INFLATION_FACTOR*$F$133*$F$134,INFLATION_FACTOR*$F$133*$F$132*INDEX(FEEDPRICETABLE,MATCH($F$131,List_Energy_Feedstocks,0),MATCH($A139,Feedstock_Year,0)))))","v":""},{"$f":"IF($A139=\"\",\"\",IF($G$131=\"\",\"\",IF($G$135=\"no\",INFLATION_FACTOR*$G$133*$G$134,INFLATION_FACTOR*$G$133*$G$132*INDEX(FEEDPRICETABLE,MATCH($G$131,List_Energy_Feedstocks,0),MATCH($A139,Feedstock_Year,0)))))","v":""},{"$f":"IF($A139=\"\",\"\",IF($H$131=\"\",\"\",IF($H$135=\"no\",INFLATION_FACTOR*$H$133*$H$134,INFLATION_FACTOR*$H$133*$H$132*INDEX(FEEDPRICETABLE,MATCH(H$131,List_Energy_Feedstocks,0),MATCH($A139,Feedstock_Year,0)))))","v":""},{"$f":"IF($A139=\"\",\"\",IF($I$131=\"\",\"\",IF($I$135=\"no\",INFLATION_FACTOR*$I$133*$I$134,INFLATION_FACTOR*$I$133*$I$132*INDEX(FEEDPRICETABLE,MATCH($I$131,List_Energy_Feedstocks,0),MATCH($A139,Feedstock_Year,0)))))","v":""},{"$f":"IF($A139=\"\",\"\",IF($J$131=\"\",\"\",IF($J$135=\"no\",INFLATION_FACTOR*$J$133*$J$134,INFLATION_FACTOR*$J$133*$J$132*INDEX(FEEDPRICETABLE,MATCH($J$131,List_Energy_Feedstocks,0),MATCH($A139,Feedstock_Year,0)))))","v":""},{"$f":"IF($A139=\"\",\"\",IF($K$131=\"\",\"\",IF($K$135=\"no\",INFLATION_FACTOR*$K$133*$K$134,INFLATION_FACTOR*$K$133*$K$132*INDEX(FEEDPRICETABLE,MATCH($K$131,List_Energy_Feedstocks,0),MATCH($A139,Feedstock_Year,0)))))","v":""},{"$f":"IF($A139=\"\",\"\",IF($L$131=\"\",\"\",IF($L$135=\"no\",INFLATION_FACTOR*$L$133*$L$134,INFLATION_FACTOR*$L$133*$L$132*INDEX(FEEDPRICETABLE,MATCH($L$131,List_Energy_Feedstocks,0),MATCH($A139,Feedstock_Year,0)))))","v":""},{"$f":"IF($A139=\"\",\"\",IF(M$131=\"\",\"\",IF($M$135=\"no\",INFLATION_FACTOR*$M$133*$M$134,INFLATION_FACTOR*$M$133*$M$132*INDEX(FEEDPRICETABLE,MATCH($M$131,List_Energy_Feedstocks,0),MATCH($A139,Feedstock_Year,0)))))","v":""},{"$f":"IF($A139=\"\",\"\",IF($N$131=\"\",\"\",IF($N$135=\"no\",INFLATION_FACTOR*$N$133*$N$134,INFLATION_FACTOR*$N$133*$N$132*INDEX(FEEDPRICETABLE,MATCH($N$131,List_Energy_Feedstocks,0),MATCH($A139,Feedstock_Year,0)))))","v":""},null,{"$f":"IF(OR($A139=\"\",$P$131=\"\"),\"\",IF($P$134=\"No\",INFLATION_FACTOR*$P$132*$P$133,INFLATION_FACTOR*$P$132*INDEX(Tbl_Other_Inputs_and_Byproducts,MATCH($P$131,Other_Inputs_List,0),MATCH($A139,Other_Inputs_years,0))))","v":8.8352081418845846E-3},{"$f":"IF(OR($A139=\"\",$Q$131=\"\"),\"\",IF($Q$134=\"No\",INFLATION_FACTOR*$Q$132*$Q$133,INFLATION_FACTOR*$Q$132*INDEX(Tbl_Other_Inputs_and_Byproducts,MATCH($Q$131,Other_Inputs_List,0),MATCH($A139,Other_Inputs_years,0))))","v":""},{"$f":"IF(OR($A139=\"\",$R$131=\"\"),\"\",IF($R$134=\"No\",INFLATION_FACTOR*$R$132*$R$133,INFLATION_FACTOR*$R$132*INDEX(Tbl_Other_Inputs_and_Byproducts,MATCH($R$131,Other_Inputs_List,0),MATCH($A139,Other_Inputs_years,0))))","v":""},null,{"$f":"IF(OR($A139=\"\",$T$131=\"\"),\"\",IF($T$134=\"No\",INFLATION_FACTOR*$T$132*$T$133,INFLATION_FACTOR*$T$132*INDEX(Tbl_Other_Inputs_and_Byproducts,MATCH($T$131,Other_Inputs_List,0),MATCH($A139,Other_Inputs_years,0))))","v":""},{"$f":"IF(OR($A139=\"\",$U$131=\"\"),\"\",IF($U$134=\"No\",INFLATION_FACTOR*$U$132*$U$133,INFLATION_FACTOR*$U$132*INDEX(Tbl_Other_Inputs_and_Byproducts,MATCH($U$131,Other_Inputs_List,0),MATCH($A139,Other_Inputs_years,0))))","v":""},{"$f":"IF(OR($A139=\"\",$V$131=\"\"),\"\",IF($V$134=\"No\",INFLATION_FACTOR*$V$132*$V$133,INFLATION_FACTOR*$V$132*INDEX(Tbl_Other_Inputs_and_Byproducts,MATCH($V$131,Other_Inputs_List,0),MATCH($A139,Other_Inputs_years,0))))","v":""}]
[2039,{"$f":"IF($A140=\"\",\"\",IF($B$131=\"\",\"\",IF($B$135=\"no\",INFLATION_FACTOR*$B$133*$B$134,INFLATION_FACTOR*$B$133*$B$132*INDEX(FEEDPRICETABLE,MATCH($B$131,List_Energy_Feedstocks,0),MATCH($A140,Feedstock_Year,0)))))","v":1.9550807437688288E-2},"","","",{"$f":"IF($A140=\"\",\"\",IF($F$131=\"\",\"\",IF($F$135=\"no\",INFLATION_FACTOR*$F$133*$F$134,INFLATION_FACTOR*$F$133*$F$132*INDEX(FEEDPRICETABLE,MATCH($F$131,List_Energy_Feedstocks,0),MATCH($A140,Feedstock_Year,0)))))","v":""},"","","","","","","","",null,{"$f":"IF(OR($A140=\"\",$P$131=\"\"),\"\",IF($P$134=\"No\",INFLATION_FACTOR*$P$132*$P$133,INFLATION_FACTOR*$P$132*INDEX(Tbl_Other_Inputs_and_Byproducts,MATCH($P$131,Other_Inputs_List,0),MATCH($A140,Other_Inputs_years,0))))","v":8.8352081418845846E-3},{"$f":"IF(OR($A140=\"\",$Q$131=\"\"),\"\",IF($Q$134=\"No\",INFLATION_FACTOR*$Q$132*$Q$133,INFLATION_FACTOR*$Q$132*INDEX(Tbl_Other_Inputs_and_Byproducts,MATCH($Q$131,Other_Inputs_List,0),MATCH($A140,Other_Inputs_years,0))))","v":""},"",null,"","",""]
[2040,1.9504965934862672E-2,"","","","","","","","","","","","",null,8.8352081418845846E-3,"","",null,"","",""]
[2041,1.9447603160755507E-2,"","","","","","","","","","","","",null,8.8352081418845846E-3,"","",null,"","",""]
[2042,1.9470159396401569E-2,"","","","","","","","","","","","",null,8.8352081418845846E-3,"","",null,"","",""]
[2043,1.9529578039433167E-2,"","","","","","","","","","","","",null,8.8352081418845846E-3,"","",null,"","",""]
[2044,1.9603163051686644E-2,"","","","","","","","","","","","",null,8.8352081418845846E-3,"","",null,"","",""]
[2045,1.967477281732645E-2,"","","","","","","","","","","","",null,8.8352081418845846E-3,"","",null,"","",""]
[2046,1.9747579052365325E-2,"","","","","","","","","","","","",null,8.8352081418845846E-3,"","",null,"","",""]
[2047,1.9812913143028053E-2,"","","","","","","","","","","","",null,8.8352081418845846E-3,"","",null,"","",""]
[2048,1.9886404667708406E-2,"","","","","","","","","","","","",null,8.8352081418845846E-3,"","",null,"","",""]
[2049,1.9950077424158941E-2,"","","","","","","","","","","","",null,8.8352081418845846E-3,"","",null,"","",""]
[2050,2.0011806668309613E-2,"","","","","","","","","","","","",null,8.8352081418845846E-3,"","",null,"","",""]
[2051,2.0029956484530299E-2,"","","","","","","","","","","","",null,8.8352081418845846E-3,"","",null,"","",""]
[2052,2.004812276182491E-2,"","","","","","","","","","","","",null,8.8352081418845846E-3,"","",null,"","",""]
[2053,2.0066305515122899E-2,"","","","","","","","","","","","",null,8.8352081418845846E-3,"","",null,"","",""]
[2054,2.008450475936727E-2,"","","","","","","","","","","","",null,8.8352081418845846E-3,"","",null,"","",""]
[2055,2.0102720509514574E-2,"","","","","","","","","","","","",null,8.8352081418845846E-3,"","",null,"","",""]
[2056,2.0122736946983449E-2,"","","","","","","","","","","","",null,8.8352081418845846E-3,"","",null,"","",""]
[2057,2.0142773314977085E-2,"","","","","","","","","","","","",null,8.8352081418845846E-3,"","",null,"","",""]
[2058,2.0162829633340467E-2,"","","","","","","","","","","","",null,8.8352081418845846E-3,"","",null,"","",""]
[2059,2.0182905921938332E-2,"","","","","","","","","","","","",null,8.8352081418845846E-3,"","",null,"","",""]
[2060,2.0203002200655205E-2,"","","","","","","","","","","","",null,8.8352081418845846E-3,"","",null,"","",""]
[2061,2.0212698894547607E-2,"","","","","","","","","","","","",null,8.8352081418845846E-3,"","",null,"","",""]
[2062,2.0222400242494467E-2,"","","","","","","","","","","","",null,8.8352081418845846E-3,"","",null,"","",""]
[2063,2.0232106246729553E-2,"","","","","","","","","","","","",null,8.8352081418845846E-3,"","",null,"","",""]
[2064,2.0241816909487717E-2,"","","","","","","","","","","","",null,8.8352081418845846E-3,"","",null,"","",""]
[2065,2.0251532233004882E-2,"","","","","","","","","","","","",null,8.8352081418845846E-3,"","",null,"","",""]
[2066,2.0260909673231929E-2,"","","","","","","","","","","","",null,8.8352081418845846E-3,"","",null,"","",""]
[2067,2.0270291455667964E-2,"","","","","","","","","","","","",null,8.8352081418845846E-3,"","",null,"","",""]
[2068,2.0279677582323633E-2,"","","","","","","","","","","","",null,8.8352081418845846E-3,"","",null,"","",""]
[2069,2.0289068055210524E-2,"","","","","","","","","","","","",null,8.8352081418845846E-3,"","",null,"","",""]
[2070,2.0298462876341156E-2,"","","","","","","","","","","","",null,8.8352081418845846E-3,"","",null,"","",""]
[2071,2.0304596252831795E-2,"","","","","","","","","","","","",null,8.8352081418845846E-3,"","",null,"","",""]
[2072,2.0310731482581341E-2,"","","","","","","","","","","","",null,8.8352081418845846E-3,"","",null,"","",""]
[2073,2.0316868566149778E-2,"","","","","","","","","","","","",null,8.8352081418845846E-3,"","",null,"","",""]
[2074,2.0323007504097258E-2,"","","","","","","","","","","","",null,8.8352081418845846E-3,"","",null,"","",""]
[2075,2.0329148296984088E-2,"","","","","","","","","","","","",null,8.8352081418845846E-3,"","",null,"","",""]
[2076,2.0326849226532086E-2,"","","","","","","","","","","","",null,8.8352081418845846E-3,"","",null,"","",""]
[2077,2.0324550416087279E-2,"","","","","","","","","","","","",null,8.8352081418845846E-3,"","",null,"","",""]
[2078,2.0322251865620273E-2,"","","","","","","","","","","","",null,8.8352081418845846E-3,"","",null,"","",""]
[2079,2.0319953575101656E-2,"","","","","","","","","","","","",null,8.8352081418845846E-3,"","",null,"","",""]
["","","","","","","","","","","","","","",null,"","","",null,"","",""]
["","","","","","","","","","","","","","",null,"","","",null,"","",""]
[]
["Tables to calculate equivalent price in startup year"]
["Actual Year",{"$f":"IF(B$131=\"\",\"\",B$131&\" ($/year)\")","v":"Industrial Electricity ($/year)"},{"$f":"IF(C$131=\"\",\"\",C$131&\" ($/year)\")","v":""},"","","","","","","","","","",""]
[{"$f":"+A139","v":2038},{"$f":"IF($C65=\"\",\"\",IF($C65<0,0,IF(AND($C65=1,start_time<1),-(SUM(B139)*output_kgyear*$E65*percnt_var*start_time+SUM(B139)*output_kgyear*$E65*(1-start_time)),IF($C65<=start_time,-SUM(B139)*output_kgyear*$E65*percnt_var,-SUM(B139)*output_kgyear*$E65))))","v":0},{"$f":"IF($C65=\"\",\"\",IF($C65<0,0,IF(AND($C65=1,start_time<1),-(SUM(C139)*output_kgyear*$E65*percnt_var*start_time+SUM(C139)*output_kgyear*$E65*(1-start_time)),IF($C65<=start_time,-SUM(C139)*output_kgyear*$E65*percnt_var,-SUM(C139)*output_kgyear*$E65))))","v":0},0,0,0,0,0,0,0,0,0,0,0]
[{"$f":"+A140","v":2039},{"$f":"IF($C66=\"\",\"\",IF($C66<0,0,IF(AND($C66=1,start_time<1),-(SUM(B140)*output_kgyear*$E66*percnt_var*start_time+SUM(B140)*output_kgyear*$E66*(1-start_time)),IF($C66<=start_time,-SUM(B140)*output_kgyear*$E66*percnt_var,-SUM(B140)*output_kgyear*$E66))))","v":0},0,0,0,0,0,0,0,0,0,0,0,0]
[2040,{"$f":"IF($C67=\"\",\"\",IF($C67<0,0,IF(AND($C67=1,start_time<1),-(SUM(B141)*output_kgyear*$E67*percnt_var*start_time+SUM(B141)*output_kgyear*$E67*(1-start_time)),IF($C67<=start_time,-SUM(B141)*output_kgyear*$E67*percnt_var,-SUM(B141)*output_kgyear*$E67))))","v":-5606.4586459020893},0,0,0,0,0,0,0,0,0,0,0,0]
[2041,{"$f":"IF($C68=\"\",\"\",IF($C68<0,0,IF(AND($C68=1,start_time<1),-(SUM(B142)*output_kgyear*$E68*percnt_var*start_time+SUM(B142)*output_kgyear*$E68*(1-start_time)),IF($C68<=start_time,-SUM(B142)*output_kgyear*$E68*percnt_var,-SUM(B142)*output_kgyear*$E68))))","v":-6509.9198534360385},0,0,0,{"$f":"IF($C68=\"\",\"\",IF($C68<0,0,IF(AND($C68=1,start_time<1),-(SUM(F142)*output_kgyear*$E68*percnt_var*start_time+SUM(F142)*output_kgyear*$E68*(1-start_time)),IF($C68<=start_time,-SUM(F142)*output_kgyear*$E68*percnt_var,-SUM(F142)*output_kgyear*$E68))))","v":0},0,0,0,0,0,0,0,0]
[2042,{"$f":"IF($C69=\"\",\"\",IF($C69<0,0,IF(AND($C69=1,start_time<1),-(SUM(B143)*output_kgyear*$E69*percnt_var*start_time+SUM(B143)*output_kgyear*$E69*(1-start_time)),IF($C69<=start_time,-SUM(B143)*output_kgyear*$E69*percnt_var,-SUM(B143)*output_kgyear*$E69))))","v":-6641.302298460776},0,0,0,0,0,0,0,0,0,0,0,0]
[2043,{"$f":"IF($C70=\"\",\"\",IF($C70<0,0,IF(AND($C70=1,start_time<1),-(SUM(B144)*output_kgyear*$E70*percnt_var*start_time+SUM(B144)*output_kgyear*$E70*(1-start_time)),IF($C70<=start_time,-SUM(B144)*output_kgyear*$E70*percnt_var,-SUM(B144)*output_kgyear*$E70))))","v":-6788.1399237330907},0,0,0,0,0,0,0,0,0,0,0,0]
[2044,{"$f":"IF($C71=\"\",\"\",IF($C71<0,0,IF(AND($C71=1,start_time<1),-(SUM(B145)*output_kgyear*$E71*percnt_var*start_time+SUM(B145)*output_kgyear*$E71*(1-start_time)),IF($C71<=start_time,-SUM(B145)*output_kgyear*$E71*percnt_var,-SUM(B145)*output_kgyear*$E71))))","v":-6943.1774065943209},0,0,0,0,0,0,0,0,0,0,0,0]
[2045,{"$f":"IF($C72=\"\",\"\",IF($C72<0,0,IF(AND($C72=1,start_time<1),-(SUM(B146)*output_kgyear*$E72*percnt_var*start_time+SUM(B146)*output_kgyear*$E72*(1-start_time)),IF($C72<=start_time,-SUM(B146)*output_kgyear*$E72*percnt_var,-SUM(B146)*output_kgyear*$E72))))","v":-7100.9428969248866},0,0,0,0,0,0,0,0,0,0,0,0]
[2046,{"$f":"IF($C73=\"\",\"\",IF($C73<0,0,IF(AND($C73=1,start_time<1),-(SUM(B147)*output_kgyear*$E73*percnt_var*start_time+SUM(B147)*output_kgyear*$E73*(1-start_time)),IF($C73<=start_time,-SUM(B147)*output_kgyear*$E73*percnt_var,-SUM(B147)*output_kgyear*$E73))))","v":-7262.6370186284594},0,0,0,0,0,0,0,0,0,0,0,0]
[2047,{"$f":"IF($C74=\"\",\"\",IF($C74<0,0,IF(AND($C74=1,start_time<1),-(SUM(B148)*output_kgyear*$E74*percnt_var*start_time+SUM(B148)*output_kgyear*$E74*(1-start_time)),IF($C74<=start_time,-SUM(B148)*output_kgyear*$E74*percnt_var,-SUM(B148)*output_kgyear*$E74))))","v":-7425.1118065134251},0,0,0,0,0,0,0,0,0,0,0,0]
[2048,{"$f":"IF($C75=\"\",\"\",IF($C75<0,0,IF(AND($C75=1,start_time<1),-(SUM(B149)*output_kgyear*$E75*percnt_var*start_time+SUM(B149)*output_kgyear*$E75*(1-start_time)),IF($C75<=start_time,-SUM(B149)*output_kgyear*$E75*percnt_var,-SUM(B149)*output_kgyear*$E75))))","v":-7594.2539991354524},0,0,0,0,0,0,0,0,0,0,0,0]
[2049,{"$f":"IF($C76=\"\",\"\",IF($C76<0,0,IF(AND($C76=1,start_time<1),-(SUM(B150)*output_kgyear*$E76*percnt_var*start_time+SUM(B150)*output_kgyear*$E76*(1-start_time)),IF($C76<=start_time,-SUM(B150)*output_kgyear*$E76*percnt_var,-SUM(B150)*output_kgyear*$E76))))","v":-7763.3222792724882},0,0,0,0,0,0,0,0,0,0,0,0]
[2050,{"$f":"IF($C77=\"\",\"\",IF($C77<0,0,IF(AND($C77=1,start_time<1),-(SUM(B151)*output_kgyear*$E77*percnt_var*start_time+SUM(B151)*output_kgyear*$E77*(1-start_time)),IF($C77<=start_time,-SUM(B151)*output_kgyear*$E77*percnt_var,-SUM(B151)*output_kgyear*$E77))))","v":-7935.3029653633475},0,0,0,0,0,0,0,0,0,0,0,0]
[2051,{"$f":"IF($C78=\"\",\"\",IF($C78<0,0,IF(AND($C78=1,start_time<1),-(SUM(B152)*output_kgyear*$E78*percnt_var*start_time+SUM(B152)*output_kgyear*$E78*(1-start_time)),IF($C78<=start_time,-SUM(B152)*output_kgyear*$E78*percnt_var,-SUM(B152)*output_kgyear*$E78))))","v":-8093.407429971996},0,0,0,0,0,0,0,0,0,0,0,0]
[2052,{"$f":"IF($C79=\"\",\"\",IF($C79<0,0,IF(AND($C79=1,start_time<1),-(SUM(B153)*output_kgyear*$E79*percnt_var*start_time+SUM(B153)*output_kgyear*$E79*(1-start_time)),IF($C79<=start_time,-SUM(B153)*output_kgyear*$E79*percnt_var,-SUM(B153)*output_kgyear*$E79))))","v":-8254.661997587209},0,0,0,0,0,0,0,0,0,0,0,0]
[2053,{"$f":"IF($C80=\"\",\"\",IF($C80<0,0,IF(AND($C80=1,start_time<1),-(SUM(B154)*output_kgyear*$E80*percnt_var*start_time+SUM(B154)*output_kgyear*$E80*(1-start_time)),IF($C80<=start_time,-SUM(B154)*output_kgyear*$E80*percnt_var,-SUM(B154)*output_kgyear*$E80))))","v":-8419.1294314521128},0,0,0,0,0,0,0,0,0,0,0,0]
[2054,{"$f":"IF($C81=\"\",\"\",IF($C81<0,0,IF(AND($C81=1,start_time<1),-(SUM(B155)*output_kgyear*$E81*percnt_var*start_time+SUM(B155)*output_kgyear*$E81*(1-start_time)),IF($C81<=start_time,-SUM(B155)*output_kgyear*$E81*percnt_var,-SUM(B155)*output_kgyear*$E81))))","v":-8586.8737453164704},0,0,0,0,0,0,0,0,0,0,0,0]
[2055,{"$f":"IF($C82=\"\",\"\",IF($C82<0,0,IF(AND($C82=1,start_time<1),-(SUM(B156)*output_kgyear*$E82*percnt_var*start_time+SUM(B156)*output_kgyear*$E82*(1-start_time)),IF($C82<=start_time,-SUM(B156)*output_kgyear*$E82*percnt_var,-SUM(B156)*output_kgyear*$E82))))","v":-8757.9602283519871},0,0,0,0,0,0,0,0,0,0,0,0]
[2056,{"$f":"IF($C83=\"\",\"\",IF($C83<0,0,IF(AND($C83=1,start_time<1),-(SUM(B157)*output_kgyear*$E83*percnt_var*start_time+SUM(B157)*output_kgyear*$E83*(1-start_time)),IF($C83<=start_time,-SUM(B157)*output_kgyear*$E83*percnt_var,-SUM(B157)*output_kgyear*$E83))))","v":-8933.2475298431473},0,0,0,0,0,0,0,0,0,0,0,0]
[2057,{"$f":"IF($C84=\"\",\"\",IF($C84<0,0,IF(AND($C84=1,start_time<1),-(SUM(B158)*output_kgyear*$E84*percnt_var*start_time+SUM(B158)*output_kgyear*$E84*(1-start_time)),IF($C84<=start_time,-SUM(B158)*output_kgyear*$E84*percnt_var,-SUM(B158)*output_kgyear*$E84))))","v":-9112.043141176202},0,0,0,0,0,0,0,0,0,0,0,0]
[2058,{"$f":"IF($C85=\"\",\"\",IF($C85<0,0,IF(AND($C85=1,start_time<1),-(SUM(B159)*output_kgyear*$E85*percnt_var*start_time+SUM(B159)*output_kgyear*$E85*(1-start_time)),IF($C85<=start_time,-SUM(B159)*output_kgyear*$E85*percnt_var,-SUM(B159)*output_kgyear*$E85))))","v":-9294.4172798617292},0,0,0,0,0,0,0,0,0,0,0,0]
[2059,{"$f":"IF($C86=\"\",\"\",IF($C86<0,0,IF(AND($C86=1,start_time<1),-(SUM(B160)*output_kgyear*$E86*percnt_var*start_time+SUM(B160)*output_kgyear*$E86*(1-start_time)),IF($C86<=start_time,-SUM(B160)*output_kgyear*$E86*percnt_var,-SUM(B160)*output_kgyear*$E86))))","v":-9480.4415687875462},0,0,0,0,0,0,0,0,0,0,0,0]
[2060,{"$f":"IF($C87=\"\",\"\",IF($C87<0,0,IF(AND($C87=1,start_time<1),-(SUM(B161)*output_kgyear*$E87*percnt_var*start_time+SUM(B161)*output_kgyear*$E87*(1-start_time)),IF($C87<=start_time,-SUM(B161)*output_kgyear*$E87*percnt_var,-SUM(B161)*output_kgyear*$E87))))","v":-9670.189064346805},0,0,0,0,0,0,0,0,0,0,0,0]
[2061,{"$f":"IF($C88=\"\",\"\",IF($C88<0,0,IF(AND($C88=1,start_time<1),-(SUM(B162)*output_kgyear*$E88*percnt_var*start_time+SUM(B162)*output_kgyear*$E88*(1-start_time)),IF($C88<=start_time,-SUM(B162)*output_kgyear*$E88*percnt_var,-SUM(B162)*output_kgyear*$E88))))","v":-9858.6521750187385},0,0,0,0,0,0,0,0,0,0,0,0]
[2062,{"$f":"IF($C89=\"\",\"\",IF($C89<0,0,IF(AND($C89=1,start_time<1),-(SUM(B163)*output_kgyear*$E89*percnt_var*start_time+SUM(B163)*output_kgyear*$E89*(1-start_time)),IF($C89<=start_time,-SUM(B163)*output_kgyear*$E89*percnt_var,-SUM(B163)*output_kgyear*$E89))))","v":-10050.788258767809},0,0,0,0,0,0,0,0,0,0,0,0]
[2063,{"$f":"IF($C90=\"\",\"\",IF($C90<0,0,IF(AND($C90=1,start_time<1),-(SUM(B164)*output_kgyear*$E90*percnt_var*start_time+SUM(B164)*output_kgyear*$E90*(1-start_time)),IF($C90<=start_time,-SUM(B164)*output_kgyear*$E90*percnt_var,-SUM(B164)*output_kgyear*$E90))))","v":-10246.668898468646},0,0,0,0,0,0,0,0,0,0,0,0]
[2064,{"$f":"IF($C91=\"\",\"\",IF($C91<0,0,IF(AND($C91=1,start_time<1),-(SUM(B165)*output_kgyear*$E91*percnt_var*start_time+SUM(B165)*output_kgyear*$E91*(1-start_time)),IF($C91<=start_time,-SUM(B165)*output_kgyear*$E91*percnt_var,-SUM(B165)*output_kgyear*$E91))))","v":-10446.367072080435},0,0,0,0,0,0,0,0,0,0,0,0]
[2065,{"$f":"IF($C92=\"\",\"\",IF($C92<0,0,IF(AND($C92=1,start_time<1),-(SUM(B166)*output_kgyear*$E92*percnt_var*start_time+SUM(B166)*output_kgyear*$E92*(1-start_time)),IF($C92<=start_time,-SUM(B166)*output_kgyear*$E92*percnt_var,-SUM(B166)*output_kgyear*$E92))))","v":-10649.957179835801},0,0,0,0,0,0,0,0,0,0,0,0]
[2066,{"$f":"IF($C93=\"\",\"\",IF($C93<0,0,IF(AND($C93=1,start_time<1),-(SUM(B167)*output_kgyear*$E93*percnt_var*start_time+SUM(B167)*output_kgyear*$E93*(1-start_time)),IF($C93<=start_time,-SUM(B167)*output_kgyear*$E93*percnt_var,-SUM(B167)*output_kgyear*$E93))))","v":-10857.331509688953},0,0,0,0,0,0,0,0,0,0,0,0]
[2067,{"$f":"IF($C94=\"\",\"\",IF($C94<0,0,IF(AND($C94=1,start_time<1),-(SUM(B168)*output_kgyear*$E94*percnt_var*start_time+SUM(B168)*output_kgyear*$E94*(1-start_time)),IF($C94<=start_time,-SUM(B168)*output_kgyear*$E94*percnt_var,-SUM(B168)*output_kgyear*$E94))))","v":-11068.743800630202},0,0,0,0,0,0,0,0,0,0,0,0]
[2068,{"$f":"IF($C95=\"\",\"\",IF($C95<0,0,IF(AND($C95=1,start_time<1),-(SUM(B169)*output_kgyear*$E95*percnt_var*start_time+SUM(B169)*output_kgyear*$E95*(1-start_time)),IF($C95<=start_time,-SUM(B169)*output_kgyear*$E95*percnt_var,-SUM(B169)*output_kgyear*$E95))))","v":-11284.27267921742},0,0,0,0,0,0,0,0,0,0,0,0]
[2069,{"$f":"IF($C96=\"\",\"\",IF($C96<0,0,IF(AND($C96=1,start_time<1),-(SUM(B170)*output_kgyear*$E96*percnt_var*start_time+SUM(B170)*output_kgyear*$E96*(1-start_time)),IF($C96<=start_time,-SUM(B170)*output_kgyear*$E96*percnt_var,-SUM(B170)*output_kgyear*$E96))))","v":-11503.998303012746},0,0,0,0,0,0,0,0,0,0,0,0]
[2070,{"$f":"IF($C97=\"\",\"\",IF($C97<0,0,IF(AND($C97=1,start_time<1),-(SUM(B171)*output_kgyear*$E97*percnt_var*start_time+SUM(B171)*output_kgyear*$E97*(1-start_time)),IF($C97<=start_time,-SUM(B171)*output_kgyear*$E97*percnt_var,-SUM(B171)*output_kgyear*$E97))))","v":-11728.002390394055},0,0,0,0,0,0,0,0,0,0,0,0]
[2071,{"$f":"IF($C98=\"\",\"\",IF($C98<0,0,IF(AND($C98=1,start_time<1),-(SUM(B172)*output_kgyear*$E98*percnt_var*start_time+SUM(B172)*output_kgyear*$E98*(1-start_time)),IF($C98<=start_time,-SUM(B172)*output_kgyear*$E98*percnt_var,-SUM(B172)*output_kgyear*$E98))))","v":-11954.445495792714},0,0,0,0,0,0,0,0,0,0,0,0]
[2072,{"$f":"IF($C99=\"\",\"\",IF($C99<0,0,IF(AND($C99=1,start_time<1),-(SUM(B173)*output_kgyear*$E99*percnt_var*start_time+SUM(B173)*output_kgyear*$E99*(1-start_time)),IF($C99<=start_time,-SUM(B173)*output_kgyear*$E99*percnt_var,-SUM(B173)*output_kgyear*$E99))))","v":-12185.260742181437},0,0,0,0,0,0,0,0,0,0,0,0]
[2073,{"$f":"IF($C100=\"\",\"\",IF($C100<0,0,IF(AND($C100=1,start_time<1),-(SUM(B174)*output_kgyear*$E100*percnt_var*start_time+SUM(B174)*output_kgyear*$E100*(1-start_time)),IF($C100<=start_time,-SUM(B174)*output_kgyear*$E100*percnt_var,-SUM(B174)*output_kgyear*$E100))))","v":-12420.532546424243},0,0,0,0,0,0,0,0,0,0,0,0]
[2074,{"$f":"IF($C101=\"\",\"\",IF($C101<0,0,IF(AND($C101=1,start_time<1),-(SUM(B175)*output_kgyear*$E101*percnt_var*start_time+SUM(B175)*output_kgyear*$E101*(1-start_time)),IF($C101<=start_time,-SUM(B175)*output_kgyear*$E101*percnt_var,-SUM(B175)*output_kgyear*$E101))))","v":-12660.346955297584},0,0,0,0,0,0,0,0,0,0,0,0]
[2075,{"$f":"IF($C102=\"\",\"\",IF($C102<0,0,IF(AND($C102=1,start_time<1),-(SUM(B176)*output_kgyear*$E102*percnt_var*start_time+SUM(B176)*output_kgyear*$E102*(1-start_time)),IF($C102<=start_time,-SUM(B176)*output_kgyear*$E102*percnt_var,-SUM(B176)*output_kgyear*$E102))))","v":-12904.791676960513},0,0,0,0,0,0,0,0,0,0,0,0]
[2076,{"$f":"IF($C103=\"\",\"\",IF($C103<0,0,IF(AND($C103=1,start_time<1),-(SUM(B177)*output_kgyear*$E103*percnt_var*start_time+SUM(B177)*output_kgyear*$E103*(1-start_time)),IF($C103<=start_time,-SUM(B177)*output_kgyear*$E103*percnt_var,-SUM(B177)*output_kgyear*$E103))))","v":-13148.495556828982},0,0,0,0,0,0,0,0,0,0,0,0]
[2077,{"$f":"IF($C104=\"\",\"\",IF($C104<0,0,IF(AND($C104=1,start_time<1),-(SUM(B178)*output_kgyear*$E104*percnt_var*start_time+SUM(B178)*output_kgyear*$E104*(1-start_time)),IF($C104<=start_time,-SUM(B178)*output_kgyear*$E104*percnt_var,-SUM(B178)*output_kgyear*$E104))))","v":-13396.801725719204},0,0,0,0,0,0,0,0,0,0,0,0]
[2078,{"$f":"IF($C105=\"\",\"\",IF($C105<0,0,IF(AND($C105=1,start_time<1),-(SUM(B179)*output_kgyear*$E105*percnt_var*start_time+SUM(B179)*output_kgyear*$E105*(1-start_time)),IF($C105<=start_time,-SUM(B179)*output_kgyear*$E105*percnt_var,-SUM(B179)*output_kgyear*$E105))))","v":-13649.797096749897},0,0,0,0,0,0,0,0,0,0,0,0]
[2079,{"$f":"IF($C106=\"\",\"\",IF($C106<0,0,IF(AND($C106=1,start_time<1),-(SUM(B180)*output_kgyear*$E106*percnt_var*start_time+SUM(B180)*output_kgyear*$E106*(1-start_time)),IF($C106<=start_time,-SUM(B180)*output_kgyear*$E106*percnt_var,-SUM(B180)*output_kgyear*$E106))))","v":-13907.570224373045},0,0,0,0,0,0,0,0,0,0,0,0]
["",{"$f":"IF($C107=\"\",\"\",IF($C107<0,0,IF(AND($C107=1,start_time<1),-(SUM(B181)*output_kgyear*$E107*percnt_var*start_time+SUM(B181)*output_kgyear*$E107*(1-start_time)),IF($C107<=start_time,-SUM(B181)*output_kgyear*$E107*percnt_var,-SUM(B181)*output_kgyear*$E107))))","v":""},"","","","","","","","","","","",""]
["",{"$f":"IF($C108=\"\",\"\",IF($C108<0,0,IF(AND($C108=1,start_time<1),-(SUM(B182)*output_kgyear*$E108*percnt_var*start_time+SUM(B182)*output_kgyear*$E108*(1-start_time)),IF($C108<=start_time,-SUM(B182)*output_kgyear*$E108*percnt_var,-SUM(B182)*output_kgyear*$E108))))","v":""},"","","","","","","","","","","",""]
[]
["Discounted value",{"$f":"+B186+NPV($X$59,B187:B228)","v":-68706.472777594958},{"$f":"+C186+NPV($X$59,C187:C228)","v":0},0,0,0,0,0,0,0,0,0,0,0]
["Cost per kg H2",{"$f":"-B231/$AE$116*(1+inflation_rate)^construct/INFLATION_FACTOR","v":1.2642866437380176E-2},{"$f":"-C231/$AE$116*(1+inflation_rate)^construct/INFLATION_FACTOR","v":0},0,0,{"$f":"-F231/$AE$116*(1+inflation_rate)^construct/INFLATION_FACTOR","v":0},0,0,0,0,0,0,0,0]
["Levelized and escalated cost in startup year",{"$f":"IF(B132>0,B232/B133*(1+inflation_rate)^construct,\"\")","v":8.2049121479903217E-2},{"$f":"IF(C132>0,C232/C133*(1+inflation_rate)^construct,\"\")","v":""},"","","","","","","","","","",""]
[]
[]
[]
[]
[]
[]
[]
[]
[]
[]
[]
[]
[]
[]
[]
[]
[]
[]
[]
[]
[]
[]
[]
[]
[]
[]
[]
[]
[]
[]
[]
[]
[]
[]
[]
[]
[]
[]
[]
[]
[]
[]
[]
[]
[]
["Lookup Electricity Prices in Startup Year"]
["Feed","LHV","Price Table Start Year Column (relative)","Raw Price ($/GJ)","Price in Usage Units"]
[{"$f":"'HyARC Physical Property Data'!A76","v":"Commercial Electricity"},{"$f":"VLOOKUP(A281,MASTER_PROPERTY_TABLE,9,FALSE)","v":3.5999999999999995E-3},{"$f":"MATCH(startup_year,Feedstock_Year,0)","v":44},{"$f":"VLOOKUP(A281,FEEDPRICETABLE,C281,FALSE)","v":31.985796962436115},{"$f":"B281*D281","v":0.11514886906477}]
[{"$f":"'HyARC Physical Property Data'!A77","v":"Industrial Electricity"},{"$f":"VLOOKUP(A282,MASTER_PROPERTY_TABLE,9,FALSE)","v":3.5999999999999995E-3},{"$f":"MATCH(startup_year,Feedstock_Year,0)+2","v":46},{"$f":"VLOOKUP(A282,FEEDPRICETABLE,C282,FALSE)","v":21.516251270074765},{"$f":"B282*D282","v":7.7458504572269146E-2}]

{"sheet":"Energy Feed & Utility Prices","index":11,"n_rows":141,"n_cols":104,"rows_kept":141,"cut":false,"hidden":false,"merged":[]}
[]
[]
[null,null,null,null,null,null,null,null,null,null,null,null,null,null,null,null,null,null,null,null,null,null,null,null,null,null,null,null,null,null,null,null,null,null,null,null,null,null,null,null,null,null,null,null,null,null,null,null,null,null,null,null,null,null,null,null,null,null,null,null,null,null,null,null,null,null,null,null,null,null,null,null,null,null,"Further extrapolated to allow 2040 comission year using GCAM"]
["AEO_2009_Reference_Case",{"$f":"\"Prices are in $(\" & ref_year&\")/GJ LHV\"","v":"Prices are in $(2016)/GJ LHV"},null,null,null,null,null,null,null,null,null,null,null,null,null,null,null,null,null,null,null,null,null,null,null,null,null,null,null,null,null,null,null,"Except as noted,values are extrapolated based on PNNL mini-CAM model (see AEO Data tab)"]
["Year","Source Data Year","Reference year Conversion","Display Units","Use Category","LHV (MJ/kg)","HHV (MJ/kg)",2004,2005,2006,2007,2008,2009,2010,2011,2012,2013,2014,2015,2016,2017,2018,2019,2020,2021,2022,2023,2024,2025,2026,2027,2028,2029,2030,2031,2032,2033,2034,2035,2036,2037,2038,2039,2040,2041,2042,2043,2044,2045,2046,2047,2048,2049,2050,2051,2052,2053,2054,2055,2056,2057,2058,2059,2060,2061,2062,2063,2064,2065,2066,2067,2068,2069,2070,{"$f":"+BV5+1","v":2071},{"$f":"+BW5+1","v":2072},{"$f":"+BX5+1","v":2073},{"$f":"+BY5+1","v":2074},{"$f":"+BZ5+1","v":2075},{"$f":"+CA5+1","v":2076},{"$f":"+CB5+1","v":2077},{"$f":"+CC5+1","v":2078},{"$f":"+CD5+1","v":2079},{"$f":"+CE5+1","v":2080},{"$f":"+CF5+1","v":2081},{"$f":"+CG5+1","v":2082},{"$f":"+CH5+1","v":2083},{"$f":"+CI5+1","v":2084},{"$f":"+CJ5+1","v":2085},{"$f":"+CK5+1","v":2086},{"$f":"+CL5+1","v":2087},{"$f":"+CM5+1","v":2088},{"$f":"+CN5+1","v":2089},{"$f":"+CO5+1","v":2090},{"$f":"+CP5+1","v":2091},{"$f":"+CQ5+1","v":2092},{"$f":"+CR5+1","v":2093},{"$f":"+CS5+1","v":2094},{"$f":"+CT5+1","v":2095},{"$f":"+CU5+1","v":2096},{"$f":"+CV5+1","v":2097},{"$f":"+CW5+1","v":2098},{"$f":"+CX5+1","v":2099},{"$f":"+CY5+1","v":2100}]
["Feedstock Type"]
[{"$f":"'HyARC Physical Property Data'!A73","v":"Residential Natural Gas"},2007,{"$f":"VLOOKUP(ref_year,DeflatorTable,2,FALSE)/VLOOKUP(B7,DeflatorTable,2,FALSE)","v":1.1446359956438654},{"$f":"'HyARC Physical Property Data'!H73","v":"mmBtu"},"Feed Utility",{"$f":"'HyARC Physical Property Data'!$E$6","v":47.141269049911173},{"$f":"'HyARC Physical Property Data'!$I$6","v":52.224661236371581},{"$f":"((13.7000589370728/(mmBTU_to_GJ))*($C$7))*($G$7/$F$7)","v":16.46689578317423},{"$f":"((13.7000589370728/(mmBTU_to_GJ))*($C$7))*($G$7/$F$7)","v":16.46689578317423},{"$f":"((13.7000589370728/(mmBTU_to_GJ))*($C$7))*($G$7/$F$7)","v":16.46689578317423},{"$f":"((12.6911582946777/(mmBTU_to_GJ))*($C$7))*($G$7/$F$7)","v":15.254239559561855},{"$f":"((12.9778490066528/(mmBTU_to_GJ))*($C$7))*($G$7/$F$7)","v":15.59882976152975},{"$f":"((10.7176141738892/(mmBTU_to_GJ))*($C$7))*($G$7/$F$7)","v":12.882122365775233},{"$f":"((11.192774772644/(mmBTU_to_GJ))*($C$7))*($G$7/$F$7)","v":13.453245460639653},{"$f":"((11.4872808456421/(mmBTU_to_GJ))*($C$7))*($G$7/$F$7)","v":13.807229398507864},{"$f":"((11.3991556167603/(mmBTU_to_GJ))*($C$7))*($G$7/$F$7)","v":13.701306572443364},{"$f":"((11.3077983856201/(mmBTU_to_GJ))*($C$7))*($G$7/$F$7)","v":13.591499015327374},{"$f":"((11.2896461486816/(mmBTU_to_GJ))*($C$7))*($G$7/$F$7)","v":13.569680788466401},{"$f":"((11.3454151153564/(mmBTU_to_GJ))*($C$7))*($G$7/$F$7)","v":13.636712745510335},{"$f":"((11.5382986068726/(mmBTU_to_GJ))*($C$7))*($G$7/$F$7)","v":13.868550606039326},{"$f":"((11.7583208084106/(mmBTU_to_GJ))*($C$7))*($G$7/$F$7)","v":14.133008056868725},{"$f":"((11.9751005172729/(mmBTU_to_GJ))*($C$7))*($G$7/$F$7)","v":14.393568167605377},{"$f":"((12.23952293396/(mmBTU_to_GJ))*($C$7))*($G$7/$F$7)","v":14.711392813347514},{"$f":"((12.557071685791/(mmBTU_to_GJ))*($C$7))*($G$7/$F$7)","v":15.093073083957748},{"$f":"((12.7957820892334/(mmBTU_to_GJ))*($C$7))*($G$7/$F$7)","v":15.379992969040035},{"$f":"((12.8716516494751/(mmBTU_to_GJ))*($C$7))*($G$7/$F$7)","v":15.471184995830123},{"$f":"((12.6602811813354/(mmBTU_to_GJ))*($C$7))*($G$7/$F$7)","v":15.217126565389467},{"$f":"((12.6240320205688/(mmBTU_to_GJ))*($C$7))*($G$7/$F$7)","v":15.173556595704456},{"$f":"((12.5992183685303/(mmBTU_to_GJ))*($C$7))*($G$7/$F$7)","v":15.143731627505801},{"$f":"((12.7868556976318/(mmBTU_to_GJ))*($C$7))*($G$7/$F$7)","v":15.369263821019688},{"$f":"((13.07555103302/(mmBTU_to_GJ))*($C$7))*($G$7/$F$7)","v":15.716263496186178},{"$f":"((13.407883644104/(mmBTU_to_GJ))*($C$7))*($G$7/$F$7)","v":16.115713345066876},{"$f":"((13.6725673675537/(mmBTU_to_GJ))*($C$7))*($G$7/$F$7)","v":16.433852070569323},{"$f":"((13.9620389938354/(mmBTU_to_GJ))*($C$7))*($G$7/$F$7)","v":16.781784814805029},{"$f":"($BB7-$AH7)/20+AH7","v":16.924252919684925},{"$f":"($BB7-$AH7)/20+AI7","v":17.066721024564821},17.209189129444717,17.351657234324612,17.494125339204508,17.636593444084404,17.7790615489643,17.921529653844196,18.063997758724092,18.206465863603988,18.348933968483884,18.49140207336378,18.633870178243676,18.776338283123572,18.918806388003468,19.061274492883364,19.203742597763259,{"$f":"($BB7-$AH7)/20+AY7","v":19.346210702643155},19.488678807523051,{"$f":"1.16978897829057*AH7","v":19.631146912402976},{"$f":"($BQ7-$BB7)/15+BB7","v":19.82552968566489},{"$f":"($BQ7-$BB7)/15+BC7","v":20.019912458926804},20.214295232188718,20.408678005450632,20.603060778712546,20.79744355197446,20.991826325236374,21.186209098498288,21.380591871760203,21.574974645022117,21.769357418284031,21.963740191545945,22.158122964807859,22.352505738069773,{"$f":"1.14852629914794*BB7","v":22.546888511331698},{"$f":"($BV7-$BQ7)/5+BQ7","v":22.770142238524333},{"$f":"($BV7-$BQ7)/5+BR7","v":22.993395965716967},{"$f":"($BV7-$BQ7)/5+BS7","v":23.216649692909602},{"$f":"($BV7-$BQ7)/5+BT7","v":23.439903420102237},{"$f":"1.04950876638265*BQ7","v":23.663157147294871},{"$f":"+BV7*BW$133/BV$133","v":23.741725786947789},{"$f":"+BW7*BX$133/BW$133","v":23.820555297586708},23.899646545380008,23.979000399372005,24.058617731492493,24.109957095304743,24.1614060136353,24.212964720265646,24.264633449476126,24.316412436047038,24.333224744531737,24.350048677005677,24.366884241505659,24.383731446074034,24.400590298758722,24.406304701449077,24.41202044240206,24.41773752193108,24.423455940349619,24.429175697971235,24.437844539812179,24.446516457844467,24.455191453159703,24.463869526849884,24.472550680007387,24.485911011470357,24.499278636756479,24.512653559847685,24.526035784728073,24.539425315383912]
[{"$f":"'HyARC Physical Property Data'!A71","v":"Commercial Natural Gas"},2007,{"$f":"VLOOKUP(ref_year,DeflatorTable,2,FALSE)/VLOOKUP(B8,DeflatorTable,2,FALSE)","v":1.1446359956438654},{"$f":"'HyARC Physical Property Data'!H71","v":"mmBtu"},"Feed Utility",{"$f":"'HyARC Physical Property Data'!$E$6","v":47.141269049911173},{"$f":"'HyARC Physical Property Data'!$I$6","v":52.224661236371581},{"$f":"((11.8960943222046/(mmBTU_to_GJ))*($C$8))*($G$8/$F$8)","v":14.298606037413785},{"$f":"((11.8960943222046/(mmBTU_to_GJ))*($C$8))*($G$8/$F$8)","v":14.298606037413785},{"$f":"((11.8960943222046/(mmBTU_to_GJ))*($C$8))*($G$8/$F$8)","v":14.298606037413785},{"$f":"((10.9898433685303/(mmBTU_to_GJ))*($C$8))*($G$8/$F$8)","v":13.209330430929022},{"$f":"((11.3387994766235/(mmBTU_to_GJ))*($C$8))*($G$8/$F$8)","v":13.628761025444446},{"$f":"((8.90759468078613/(mmBTU_to_GJ))*($C$8))*($G$8/$F$8)","v":10.706554910529642},{"$f":"((9.46560573577881/(mmBTU_to_GJ))*($C$8))*($G$8/$F$8)","v":11.377260776148852},{"$f":"((9.74632167816162/(mmBTU_to_GJ))*($C$8))*($G$8/$F$8)","v":11.714669555857421},{"$f":"((9.72109222412109/(mmBTU_to_GJ))*($C$8))*($G$8/$F$8)","v":11.684344811105591},{"$f":"((9.67193412780762/(mmBTU_to_GJ))*($C$8))*($G$8/$F$8)","v":11.625258842745071},{"$f":"((9.71388721466064/(mmBTU_to_GJ))*($C$8))*($G$8/$F$8)","v":11.675684692163989},{"$f":"((9.83065605163574/(mmBTU_to_GJ))*($C$8))*($G$8/$F$8)","v":11.816035932842832},{"$f":"((10.0382099151611/(mmBTU_to_GJ))*($C$8))*($G$8/$F$8)","v":12.065506964738809},{"$f":"((10.2545003890991/(mmBTU_to_GJ))*($C$8))*($G$8/$F$8)","v":12.32547903563206},{"$f":"((10.476261138916/(mmBTU_to_GJ))*($C$8))*($G$8/$F$8)","v":12.592026148517233},{"$f":"((10.746561050415/(mmBTU_to_GJ))*($C$8))*($G$8/$F$8)","v":12.916915296315764},{"$f":"((11.0803880691528/(mmBTU_to_GJ))*($C$8))*($G$8/$F$8)","v":13.318161360468658},{"$f":"((11.3143692016602/(mmBTU_to_GJ))*($C$8))*($G$8/$F$8)","v":13.599396860397949},{"$f":"((11.4017143249512/(mmBTU_to_GJ))*($C$8))*($G$8/$F$8)","v":13.704382032287196},{"$f":"((11.2125005722046/(mmBTU_to_GJ))*($C$8))*($G$8/$F$8)","v":13.476955043722189},{"$f":"((11.1975994110107/(mmBTU_to_GJ))*($C$8))*($G$8/$F$8)","v":13.459044473442507},{"$f":"((11.159740447998/(mmBTU_to_GJ))*($C$8))*($G$8/$F$8)","v":13.413539589029041},{"$f":"((11.3503875732422/(mmBTU_to_GJ))*($C$8))*($G$8/$F$8)","v":13.642689431170433},{"$f":"((11.6409521102905/(mmBTU_to_GJ))*($C$8))*($G$8/$F$8)","v":13.99193580827273},{"$f":"((11.9785671234131/(mmBTU_to_GJ))*($C$8))*($G$8/$F$8)","v":14.397734882675305},{"$f":"((12.2332496643066/(mmBTU_to_GJ))*($C$8))*($G$8/$F$8)","v":14.703852606544261},{"$f":"((12.5188312530518/(mmBTU_to_GJ))*($C$8))*($G$8/$F$8)","v":15.0471096889452},{"$f":"($BB8-$AH8)/20+AH8","v":15.174851357960808},15.302593026976416,15.430334695992023,15.558076365007631,15.685818034023239,15.813559703038846,15.941301372054454,16.06904304107006,16.196784710085666,16.324526379101272,16.452268048116878,16.580009717132484,16.70775138614809,16.835493055163695,16.963234724179301,17.090976393194907,17.218718062210513,17.346459731226119,17.474201400241725,{"$f":"1.16978897829057*AH8","v":17.601943069257342},{"$f":"($BQ8-$BB8)/15+BB8","v":17.776233166716644},17.950523264175946,18.124813361635248,18.29910345909455,18.473393556553852,18.647683654013154,18.821973751472456,18.996263848931758,19.17055394639106,19.344844043850362,19.519134141309664,19.693424238768966,19.867714336228268,20.04200443368757,{"$f":"1.14852629914794*BB8","v":20.216294531146865},{"$f":"($BV8-$BQ8)/5+BQ8","v":20.416471291759944},20.616648052373023,20.816824812986102,21.017001573599181,{"$f":"1.04950876638265*BQ8","v":21.217178334212257},{"$f":"+BV8*BW$134/BV$134","v":21.287625604989181},{"$f":"+BW8*BX$134/BW$134","v":21.358306781419426},21.429222640138541,21.500373960360729,21.571761523887421,21.617794115007417,21.663924936373601,21.710154197602268,21.756482108757027,21.802908880349733,21.817983358582254,21.833068259272402,21.848163589626239,21.863269356854815,21.878385568174153,21.883509292798049,21.888634217352987,21.893760342119982,21.898887667380112,21.904016193414524,21.911788967019731,21.919564498841009,21.927342789857128,21.935123841047208,21.942907653390712,21.954886973541843,21.966872833578826,21.978865237071986,21.990864187593605,22.002869688717904]
[{"$f":"'HyARC Physical Property Data'!A72","v":"Industrial Natural Gas"},2007,{"$f":"VLOOKUP(ref_year,DeflatorTable,2,FALSE)/VLOOKUP(B9,DeflatorTable,2,FALSE)","v":1.1446359956438654},{"$f":"'HyARC Physical Property Data'!H72","v":"mmBtu"},"Feed Utility",{"$f":"'HyARC Physical Property Data'!$E$6","v":47.141269049911173},{"$f":"'HyARC Physical Property Data'!$I$6","v":52.224661236371581},{"$f":"((7.95407009124756/(mmBTU_to_GJ))*($C$9))*($G$9/$F$9)","v":9.5604583780441796},{"$f":"((7.95407009124756/(mmBTU_to_GJ))*($C$9))*($G$9/$F$9)","v":9.5604583780441796},{"$f":"((7.95407009124756/(mmBTU_to_GJ))*($C$9))*($G$9/$F$9)","v":9.5604583780441796},{"$f":"((7.51525163650513/(mmBTU_to_GJ))*($C$9))*($G$9/$F$9)","v":9.0330170148232209},{"$f":"((8.80127239227294/(mmBTU_to_GJ))*($C$9))*($G$9/$F$9)","v":10.578759982608744},{"$f":"((4.84856796264648/(mmBTU_to_GJ))*($C$9))*($G$9/$F$9)","v":5.8277751727392237},{"$f":"((5.49891996383666/(mmBTU_to_GJ))*($C$9))*($G$9/$F$9)","v":6.6094709796819098},{"$f":"((5.82616424560547/(mmBTU_to_GJ))*($C$9))*($G$9/$F$9)","v":7.002804870308081},{"$f":"((5.87778615951538/(mmBTU_to_GJ))*($C$9))*($G$9/$F$9)","v":7.0648522440009209},{"$f":"((5.95383930206299/(mmBTU_to_GJ))*($C$9))*($G$9/$F$9)","v":7.1562649290168574},{"$f":"((6.10985708236694/(mmBTU_to_GJ))*($C$9))*($G$9/$F$9)","v":7.3437917521048339},{"$f":"((6.32948446273804/(mmBTU_to_GJ))*($C$9))*($G$9/$F$9)","v":7.6077746444642154},{"$f":"((6.51258134841919/(mmBTU_to_GJ))*($C$9))*($G$9/$F$9)","v":7.8278494155716949},{"$f":"((6.70273017883301/(mmBTU_to_GJ))*($C$9))*($G$9/$F$9)","v":8.0564003282428658},{"$f":"((6.89887094497681/(mmBTU_to_GJ))*($C$9))*($G$9/$F$9)","v":8.2921532961503175},{"$f":"((7.15282821655273/(mmBTU_to_GJ))*($C$9))*($G$9/$F$9)","v":8.5973992767426797},{"$f":"((7.46860218048096/(mmBTU_to_GJ))*($C$9))*($G$9/$F$9)","v":8.9769463267904062},{"$f":"((7.67867755889893/(mmBTU_to_GJ))*($C$9))*($G$9/$F$9)","v":9.2294481137468605},{"$f":"((7.75380706787109/(mmBTU_to_GJ))*($C$9))*($G$9/$F$9)","v":9.3197506299745712},{"$f":"((7.55847835540771/(mmBTU_to_GJ))*($C$9))*($G$9/$F$9)","v":9.084973716505079},{"$f":"((7.54617786407471/(mmBTU_to_GJ))*($C$9))*($G$9/$F$9)","v":9.0701890422352296},{"$f":"((7.45927095413208/(mmBTU_to_GJ))*($C$9))*($G$9/$F$9)","v":8.9657305843967432},{"$f":"((7.60022306442261/(mmBTU_to_GJ))*($C$9))*($G$9/$F$9)","v":9.1351491045092246},{"$f":"((7.85960483551025/(mmBTU_to_GJ))*($C$9))*($G$9/$F$9)","v":9.4469151058216188},{"$f":"((8.19417572021484/(mmBTU_to_GJ))*($C$9))*($G$9/$F$9)","v":9.8490552656428605},{"$f":"((8.42161273956299/(mmBTU_to_GJ))*($C$9))*($G$9/$F$9)","v":10.122425016243508},{"$f":"((8.69355010986328/(mmBTU_to_GJ))*($C$9))*($G$9/$F$9)","v":10.449282320788951},{"$f":"($BB9-$AH9)/20+AH9","v":10.537990969244774},10.626699617700597,10.71540826615642,10.804116914612242,10.892825563068065,10.981534211523888,11.070242859979711,11.158951508435534,11.247660156891357,11.336368805347179,11.425077453803002,11.513786102258825,11.602494750714648,11.691203399170471,11.779912047626294,11.868620696082116,11.957329344537939,12.046037992993762,12.134746641449585,{"$f":"1.16978897829057*AH9","v":12.223455289905422},12.344488928372753,12.465522566840084,12.586556205307415,12.707589843774747,12.828623482242078,12.949657120709409,13.07069075917674,13.191724397644071,13.312758036111402,13.433791674578734,13.554825313046065,13.675858951513396,13.796892589980727,13.917926228448058,{"$f":"1.14852629914794*BB9","v":14.038959866915382},14.177970183776685,14.316980500637987,14.455990817499289,14.595001134360592,{"$f":"1.04950876638265*BQ9","v":14.734011451221894},{"$f":"+BV9*BW$135/BV$135","v":14.78293270163439},{"$f":"+BW9*BX$135/BW$135","v":14.832016384983078},14.881263040593069,14.93067320958019,14.980247434856935,15.012214207912603,15.044249195768062,15.076352543988799,15.10852439845093,15.140764905341857,15.151233193414877,15.16170871923684,15.172191487811906,15.182681504147698,15.193178773255301,15.196736881505712,15.200295823033644,15.20385559803424,15.207416206702694,15.210977649234243,15.216375357332034,15.221774980839431,15.22717652043613,15.232579976802066,15.237985350617416,15.246304243804076,15.254627678534927,15.262955657289339,15.271288182548037,15.279625256793102]
[{"$f":"'HyARC Physical Property Data'!A74","v":"Electric Utility Natural Gas"},2007,1.1446359956438654,{"$f":"'HyARC Physical Property Data'!H74","v":"mmBtu"},"Feed Utility",{"$f":"'HyARC Physical Property Data'!$E$6","v":47.141269049911173},{"$f":"'HyARC Physical Property Data'!$I$6","v":52.224661236371581},{"$f":"((7.05463790893555/(mmBTU_to_GJ))*($C$10))*($G$10/$F$10)","v":8.4793786485193543},{"$f":"((7.05463790893555/(mmBTU_to_GJ))*($C$10))*($G$10/$F$10)","v":8.4793786485193543},{"$f":"((7.05463790893555/(mmBTU_to_GJ))*($C$10))*($G$10/$F$10)","v":8.4793786485193543},{"$f":"((7.01915979385375/(mmBTU_to_GJ))*($C$10))*($G$10/$F$10)","v":8.4367354433828741},{"$f":"((8.87161254882813/(mmBTU_to_GJ))*($C$10))*($G$10/$F$10)","v":10.663305898264051},{"$f":"((4.55562210083008/(mmBTU_to_GJ))*($C$10))*($G$10/$F$10)","v":5.4756665432216405},{"$f":"((5.12931346893311/(mmBTU_to_GJ))*($C$10))*($G$10/$F$10)","v":6.1652194870192449},{"$f":"((5.45354604721069/(mmBTU_to_GJ))*($C$10))*($G$10/$F$10)","v":6.5549334364650393},{"$f":"((5.51876354217529/(mmBTU_to_GJ))*($C$10))*($G$10/$F$10)","v":6.6333221279118835},{"$f":"((5.53977298736572/(mmBTU_to_GJ))*($C$10))*($G$10/$F$10)","v":6.6585745991605227},{"$f":"((5.68350362777709/(mmBTU_to_GJ))*($C$10))*($G$10/$F$10)","v":6.8313327958496117},{"$f":"((5.8920464515686/(mmBTU_to_GJ))*($C$10))*($G$10/$F$10)","v":7.0819925164739512},{"$f":"((6.08193254470825/(mmBTU_to_GJ))*($C$10))*($G$10/$F$10)","v":7.3102276299699529},{"$f":"((6.26939964294434/(mmBTU_to_GJ))*($C$10))*($G$10/$F$10)","v":7.5355552131290491},{"$f":"((6.47751331329346/(mmBTU_to_GJ))*($C$10))*($G$10/$F$10)","v":7.785699109329328},{"$f":"((6.73541975021362/(mmBTU_to_GJ))*($C$10))*($G$10/$F$10)","v":8.0956918208994786},{"$f":"((7.02784395217896/(mmBTU_to_GJ))*($C$10))*($G$10/$F$10)","v":8.4471734371727294},{"$f":"((7.25390911102295/(mmBTU_to_GJ))*($C$10))*($G$10/$F$10)","v":8.7188942690311428},{"$f":"((7.3283839225769/(mmBTU_to_GJ))*($C$10))*($G$10/$F$10)","v":8.8084098664430517},{"$f":"((7.15062761306763/(mmBTU_to_GJ))*($C$10))*($G$10/$F$10)","v":8.5947542437237932},{"$f":"((7.19241189956665/(mmBTU_to_GJ))*($C$10))*($G$10/$F$10)","v":8.6449772022025897},{"$f":"((7.13988399505615/(mmBTU_to_GJ))*($C$10))*($G$10/$F$10)","v":8.5818408658367442},{"$f":"((7.28062534332275/(mmBTU_to_GJ))*($C$10))*($G$10/$F$10)","v":8.7510060588431848},{"$f":"((7.5354790687561/(mmBTU_to_GJ))*($C$10))*($G$10/$F$10)","v":9.0573295393435789},{"$f":"((7.86007928848267/(mmBTU_to_GJ))*($C$10))*($G$10/$F$10)","v":9.44748537837933},{"$f":"((8.07421207427979/(mmBTU_to_GJ))*($C$10))*($G$10/$F$10)","v":9.7048639986960801},{"$f":"((8.33951759338379/(mmBTU_to_GJ))*($C$10))*($G$10/$F$10)","v":10.023750096475156},{"$f":"($BB10-$AH10)/20+AH10","v":10.108846210851182},10.193942325227207,10.279038439603232,10.364134553979257,10.449230668355282,10.534326782731307,10.619422897107333,10.704519011483358,10.789615125859383,10.874711240235408,10.959807354611433,11.044903468987458,11.129999583363483,11.215095697739509,11.300191812115534,11.385287926491559,11.470384040867584,11.555480155243609,11.640576269619634,{"$f":"1.16978897829057*AH10","v":11.725672383995676},11.841777098943414,11.957881813891152,12.073986528838891,12.190091243786629,12.306195958734367,12.422300673682106,12.538405388629844,12.654510103577582,12.770614818525321,12.886719533473059,13.002824248420797,13.118928963368536,13.235033678316274,13.351138393264012,{"$f":"1.14852629914794*BB10","v":13.467243108211756},13.600592426784317,13.733941745356878,13.867291063929439,14.000640382502,{"$f":"1.04950876638265*BQ10","v":14.133989701074563},{"$f":"+BV10*BW$136/BV$136","v":14.180918702845942},{"$f":"+BW10*BX$136/BW$136","v":14.22800352270222},14.275244678005262,14.322642687834716,14.370198072993734,14.400863044487831,14.431593452830604,14.46238943765959,14.493251138910308,14.524178696816882,14.534220678683244,14.54426960355147,14.554325476221939,14.564388301498344,14.574458084187699,14.577871293518578,14.581285302192933,14.584700110397959,14.5881157183209,14.591532126149042,14.596710020228747,14.601889751715715,14.607071321261961,14.61225472951973,14.617439977141501,14.625420095184293,14.633404569823321,14.641393403436986,14.649386598404989,14.65738415710833]
[{"$f":"'HyARC Physical Property Data'!A75","v":"Bio Methane"},2007,1.1446359956438654,{"$f":"'HyARC Physical Property Data'!H75","v":"mmBtu"},"Feed Utility",{"$f":"'HyARC Physical Property Data'!$E$6","v":47.141269049911173},{"$f":"'HyARC Physical Property Data'!$I$6","v":52.224661236371581},{"$f":"13.11*($C$11/mmBTU_to_GJ)","v":14.223865310797228},14.223865310797228,14.223865310797228,14.223865310797228,14.223865310797228,14.223865310797228,14.223865310797228,14.223865310797228,14.223865310797228,14.223865310797228,14.223865310797228,14.223865310797228,14.223865310797228,14.223865310797228,14.223865310797228,14.223865310797228,14.223865310797228,14.223865310797228,14.223865310797228,14.223865310797228,14.223865310797228,14.223865310797228,14.223865310797228,14.223865310797228,14.223865310797228,14.223865310797228,14.223865310797228,14.223865310797228,14.223865310797228,14.223865310797228,14.223865310797228,14.223865310797228,{"$f":"13.11*($C$11/mmBTU_to_GJ)","v":14.223865310797228},14.223865310797228,14.223865310797228,14.223865310797228,14.223865310797228,14.223865310797228,14.223865310797228,14.223865310797228,14.223865310797228,14.223865310797228,14.223865310797228,14.223865310797228,14.223865310797228,14.223865310797228,14.223865310797228,14.223865310797228,14.223865310797228,14.223865310797228,14.223865310797228,14.223865310797228,14.223865310797228,14.223865310797228,14.223865310797228,14.223865310797228,14.223865310797228,14.223865310797228,14.223865310797228,14.223865310797228,14.223865310797228,14.223865310797228,14.223865310797228,14.223865310797228,14.223865310797228,14.223865310797228,14.223865310797228,{"$f":"+BV11*BW$136/BV$136","v":14.271092726019944},{"$f":"+BW11*BX$136/BW$136","v":14.318476950147966},14.366018503832969,14.413717909455341,14.461575691129934,14.49243565590395,14.523361473628309,14.554353284828478,14.585411230329802,14.616535451258134,14.626641288360148,14.636754112613382,14.646873928848736,14.657000741900452,14.667134556606111,14.670569469948116,14.674005187716483,14.6774417100996,14.6808790372859,14.684317169463862,14.689527988881515,14.69474065739019,14.699955175646044,14.705171544305472,14.710389764025104,14.718420626266095,14.726455872806168,14.734495506038849,14.74253952835897,14.750587942162673]
[{"$f":"'HyARC Physical Property Data'!A85","v":"Woody Biomass"},2005,{"$f":"VLOOKUP(ref_year,DeflatorTable,2,FALSE)/VLOOKUP(B12,DeflatorTable,2,FALSE)","v":1.2112501494873942},{"$f":"+'HyARC Physical Property Data'!$H$85","v":"kg"},"Feed",{"$f":"'HyARC Physical Property Data'!$E$45","v":19.551069237418005},{"$f":"'HyARC Physical Property Data'!$I$45","v":20.588656379262464},{"$f":"1.27*($C$12)","v":1.5382876898489906},1.5382876898489906,1.5382876898489906,1.5382876898489906,1.5382876898489906,1.5382876898489906,1.5382876898489906,1.5382876898489906,{"$f":"1.28*($C$12)","v":1.5504001913438645},{"$f":"1.32*($C$12)","v":1.5988501973233604},{"$f":"1.32*($C$12)","v":1.5988501973233604},{"$f":"1.34*($C$12)","v":1.6230752003131084},{"$f":"1.34*($C$12)","v":1.6230752003131084},{"$f":"1.36*($C$12)","v":1.6473002033028561},{"$f":"1.36*($C$12)","v":1.6473002033028561},{"$f":"1.38*($C$12)","v":1.6715252062926038},{"$f":"1.4*($C$12)","v":1.6957502092823518},{"$f":"1.46*($C$12)","v":1.7684252182515954},{"$f":"1.48*($C$12)","v":1.7926502212413433},{"$f":"1.48*($C$12)","v":1.7926502212413433},{"$f":"1.51*($C$12)","v":1.8289877257259652},{"$f":"1.52*($C$12)","v":1.8411002272208392},{"$f":"1.62*($C$12)","v":1.9622252421695787},{"$f":"1.72*($C$12)","v":2.083350257118318},{"$f":"1.82*($C$12)","v":2.2044752720670573},{"$f":"1.91*($C$12)","v":2.3134877855209228},{"$f":"2.01*($C$12)","v":2.4346128004696621},{"$f":"2.11*($C$12)","v":2.5557378154184014},{"$f":"2.2*($C$12)","v":2.6647503288722674},{"$f":"2.3*($C$12)","v":2.7858753438210062},{"$f":"2.4*($C$12)","v":2.9070003587697459},{"$f":"2.5*($C$12)","v":3.0281253737184857},{"$f":"2.57*($C$12)","v":3.1129128841826028},{"$f":"2.64*($C$12)","v":3.1977003946467208},{"$f":"2.71*($C$12)","v":3.282487905110838},{"$f":"2.78*($C$12)","v":3.3672754155749556},{"$f":"2.85*($C$12)","v":3.4520629260390736},{"$f":"2.92*($C$12)","v":3.5368504365031908},{"$f":"2.99*($C$12)","v":3.6216379469673088},{"$f":"3.07*($C$12)","v":3.7185379589263001},{"$f":"3.14*($C$12)","v":3.8033254693904177},{"$f":"3.21*($C$12)","v":3.8881129798545353},{"$f":"3.28*($C$12)","v":3.9729004903186529},{"$f":"3.35*($C$12)","v":4.0576880007827709},{"$f":"3.42*($C$12)","v":4.1424755112468876},{"$f":"3.49*($C$12)","v":4.2272630217110061},{"$f":"3.56*($C$12)","v":4.3120505321751237},{"$f":"3.64*($C$12)","v":4.4089505441341146},{"$f":"3.71*($C$12)","v":4.4937380545982322},{"$f":"3.78*($C$12)","v":4.5785255650623498},{"$f":"3.85*($C$12)","v":4.6633130755264673},{"$f":"3.92*($C$12)","v":4.7481005859905849},{"$f":"3.99*($C$12)","v":4.8328880964547034},{"$f":"4.06*($C$12)","v":4.9176756069188201},{"$f":"4.14*($C$12)","v":5.0145756188778119},{"$f":"4.21*($C$12)","v":5.0993631293419295},{"$f":"4.28*($C$12)","v":5.1841506398060471},{"$f":"4.35*($C$12)","v":5.2689381502701647},{"$f":"4.42*($C$12)","v":5.3537256607342822},{"$f":"4.49*($C$12)","v":5.4385131711983998},{"$f":"4.56*($C$12)","v":5.5233006816625174},{"$f":"4.63*($C$12)","v":5.608088192126635},{"$f":"4.71*($C$12)","v":5.7049882040856268},{"$f":"4.78*($C$12)","v":5.7897757145497444},{"$f":"4.85*($C$12)","v":5.8745632250138611},{"$f":"4.92*($C$12)","v":5.9593507354779796},{"$f":"4.99*($C$12)","v":6.0441382459420971},{"$f":"+BV12*BW$137/BV$137","v":6.0586659764672328},{"$f":"+BW12*BX$137/BW$137","v":6.0732286259412112},6.0878262782954495,6.1024590176630999,6.1171269283795393,6.1299667153690152,6.1428334529403346,6.155727197662495,6.1686480062232301,6.18159593542926,6.197524392005751,6.2134938923080965,6.229504542095909,6.245556447401321,6.2616497145296828,6.2750522655841658,6.2884835037072264,6.3019434903011975,6.3154322868998385,6.3289499551686168,6.3413225489579119,6.3537193301840116,6.3661403461314299,6.3785856441771198,6.3910552717906537,6.4057772391562917,6.4205331189689208,6.4353229893467718,6.4501469285880244,6.4650050151712186]
[{"$f":"'HyARC Physical Property Data'!A86","v":"Woody Biomass B2A"},2007,{"$f":"VLOOKUP(ref_year,DeflatorTable,2,FALSE)/VLOOKUP(B13,DeflatorTable,2,FALSE)","v":1.1446359956438654},{"$f":"+'HyARC Physical Property Data'!$H$86","v":"kg"},"Feed",{"$f":"'HyARC Physical Property Data'!$E$45","v":19.551069237418005},{"$f":"'HyARC Physical Property Data'!$I$45","v":20.588656379262464},{"$f":"3.80872262322035*($C$13)","v":4.3596010119611401},{"$f":"3.80872262322035*($C$13)","v":4.3596010119611401},{"$f":"3.80872262322035*($C$13)","v":4.3596010119611401},{"$f":"3.80872262322035*($C$13)","v":4.3596010119611401},{"$f":"3.58036841709093*($C$13)","v":4.0982185678687273},{"$f":"3.28153451771169*($C$13)","v":3.756162529920632},{"$f":"3.05599949931226*($C$13)","v":3.498007029582443},{"$f":"2.9206784882726*($C$13)","v":3.3431137293795268},{"$f":"2.85865635821276*($C$13)","v":3.2721209667865292},3.2721209667865292,3.2721209667865292,3.2721209667865292,3.2721209667865292,3.2721209667865292,3.2721209667865292,3.2721209667865292,3.2721209667865292,3.2721209667865292,3.2721209667865292,3.2721209667865292,3.2721209667865292,3.2721209667865292,3.2721209667865292,3.2721209667865292,3.2721209667865292,3.2721209667865292,3.2721209667865292,3.2721209667865292,3.2721209667865292,3.2721209667865292,3.2721209667865292,3.2721209667865292,3.2721209667865292,3.2721209667865292,3.2721209667865292,3.2721209667865292,3.2721209667865292,3.2721209667865292,3.2721209667865292,3.2721209667865292,3.2721209667865292,3.2721209667865292,3.2721209667865292,3.2721209667865292,3.2721209667865292,3.2721209667865292,3.2721209667865292,3.2721209667865292,3.2721209667865292,3.2721209667865292,3.2721209667865292,3.2721209667865292,3.2721209667865292,3.2721209667865292,3.2721209667865292,3.2721209667865292,3.2721209667865292,3.2721209667865292,3.2721209667865292,3.2721209667865292,3.2721209667865292,3.2721209667865292,3.2721209667865292,3.2721209667865292,3.2721209667865292,3.2721209667865292,3.2721209667865292,{"$f":"+BV13*BW$137/BV$137","v":3.2799858583089949},{"$f":"+BW13*BX$137/BW$137","v":3.2878696539365619},3.2957723991072623,3.3036941393683414,3.3116349203765254,3.3185860082748779,3.3255516864357837,3.332531985484056,3.3395269361087871,3.3465365690634874,3.3551597730028546,3.3638051968237757,3.3724728977814351,3.3811629332785507,3.3898753608657524,3.3971311128901611,3.4044023952606257,3.4116892412185864,3.4189916840766337,3.4263097572186623,3.4330079202824653,3.4397191777223193,3.4464435551366885,3.453181078174079,3.4599317725331393,3.467901818241772,3.4758902231646247,3.4838970295926392,3.4919222799141783,3.4999660166152444]
[{"$f":"'HyARC Physical Property Data'!$A$87","v":"Woody Biomass MYPP"},2007,{"$f":"VLOOKUP(ref_year,DeflatorTable,2,FALSE)/VLOOKUP(B14,DeflatorTable,2,FALSE)","v":1.1446359956438654},{"$f":"+'HyARC Physical Property Data'!$H$87","v":"kg"},"Feed",18.608000000000001,null,{"$f":"4.44432502149613*$C$14","v":5.0871343959451663},{"$f":"4.44432502149613*$C$14","v":5.0871343959451663},5.0871343959451663,5.0871343959451663,5.0871343959451663,5.0871343959451663,5.0871343959451663,{"$f":"N14-($N$14-$U$14)/7","v":4.9664808197552768},4.8458272435653873,4.7251736673754978,4.6045200911856083,4.4838665149957189,4.3632129388058294,{"$f":"3.70647033533964*$C$14","v":4.2425593626159408},{"$f":"3.70647033533964*$C$14","v":4.2425593626159408},4.2425593626159408,4.2425593626159408,4.2425593626159408,4.2425593626159408,4.2425593626159408,4.2425593626159408,4.2425593626159408,4.2425593626159408,4.2425593626159408,4.2425593626159408,4.2425593626159408,4.2425593626159408,4.2425593626159408,4.2425593626159408,4.2425593626159408,4.2425593626159408,4.2425593626159408,4.2425593626159408,4.2425593626159408,4.2425593626159408,4.2425593626159408,4.2425593626159408,4.2425593626159408,4.2425593626159408,4.2425593626159408,4.2425593626159408,4.2425593626159408,4.2425593626159408,4.2425593626159408,4.2425593626159408,4.2425593626159408,4.2425593626159408,4.2425593626159408,4.2425593626159408,4.2425593626159408,4.2425593626159408,4.2425593626159408,4.2425593626159408,4.2425593626159408,4.2425593626159408,4.2425593626159408,4.2425593626159408,4.2425593626159408,4.2425593626159408,4.2425593626159408,4.2425593626159408,4.2425593626159408,4.2425593626159408,4.2425593626159408,4.2425593626159408,4.2425593626159408,4.2425593626159408,{"$f":"+BV14*BW$137/BV$137","v":4.2527568062628252},{"$f":"+BW14*BX$137/BW$137","v":4.2629787605524712},4.2732252843988219,4.2834964368574244,4.2937922771257746,4.302804903291757,4.3118364468680763,4.3208869475621841,4.3299564451648767,4.3390449795504713,4.3502256342328796,4.361435098720146,4.3726734472480695,4.3839407542437394,4.3952370943260251,4.4046447412304142,4.4140725244365262,4.4235204870444758,4.4329886722466272,4.4424771233277953,4.4511618127714661,4.4598634800922632,4.4685821584805847,4.4773178811917154,4.486070681545951,4.4964044657748525,4.5067620541531026,4.5171435015141972,4.5275488628179446,4.537978193150753]
[{"$f":"'HyARC Physical Property Data'!A79","v":"Electric Utility Steam Coal"},2007,{"$f":"VLOOKUP(ref_year,DeflatorTable,2,FALSE)/VLOOKUP(B15,DeflatorTable,2,FALSE)","v":1.1446359956438654},{"$f":"+'HyARC Physical Property Data'!$H$79","v":"kg"},"Feed",{"$f":"'HyARC Physical Property Data'!E42","v":22.7322030001394},{"$f":"'HyARC Physical Property Data'!I42","v":23.967615189707661},{"$f":"1.73552525043488*($C$15/mmBTU_to_GJ*$G$15/$F$15)","v":1.9853138567637905},{"$f":"1.73552525043488*($C$15/mmBTU_to_GJ*$G$15/$F$15)","v":1.9853138567637905},{"$f":"1.73552525043488*($C$15/mmBTU_to_GJ*$G$15/$F$15)","v":1.9853138567637905},{"$f":"1.78000020980835*($C$15/mmBTU_to_GJ*$G$15/$F$15)","v":2.0361899549945894},{"$f":"1.9310736656189*($C$15/mmBTU_to_GJ*$G$15/$F$15)","v":2.2090069307975759},{"$f":"1.98230564594269*($C$15/mmBTU_to_GJ*$G$15/$F$15)","v":2.2676125664233231},{"$f":"1.86225914955139*($C$15/mmBTU_to_GJ*$G$15/$F$15)","v":2.13028816121408},{"$f":"1.87335216999054*($C$15/mmBTU_to_GJ*$G$15/$F$15)","v":2.1429777646558565},{"$f":"1.85759365558624*($C$15/mmBTU_to_GJ*$G$15/$F$15)","v":2.1249511776033034},{"$f":"1.88174879550934*($C$15/mmBTU_to_GJ*$G$15/$F$15)","v":2.152582889668214},{"$f":"1.90431761741638*($C$15/mmBTU_to_GJ*$G$15/$F$15)","v":2.1783999700314376},{"$f":"1.90719401836395*($C$15/mmBTU_to_GJ*$G$15/$F$15)","v":2.1816903621806665},{"$f":"1.91704928874969*($C$15/mmBTU_to_GJ*$G$15/$F$15)","v":2.1929640701570041},{"$f":"1.92595064640045*($C$15/mmBTU_to_GJ*$G$15/$F$15)","v":2.203146571785048},{"$f":"1.94080138206482*($C$15/mmBTU_to_GJ*$G$15/$F$15)","v":2.2201347264029208},{"$f":"1.94636797904968*($C$15/mmBTU_to_GJ*$G$15/$F$15)","v":2.2265025059130679},{"$f":"1.95628917217255*($C$15/mmBTU_to_GJ*$G$15/$F$15)","v":2.2378516246755447},{"$f":"1.96225011348724*($C$15/mmBTU_to_GJ*$G$15/$F$15)","v":2.2446705052354474},{"$f":"1.97535526752472*($C$15/mmBTU_to_GJ*$G$15/$F$15)","v":2.2596618422379557},{"$f":"1.98115420341492*($C$15/mmBTU_to_GJ*$G$15/$F$15)","v":2.2662954004500389},{"$f":"1.98549652099609*($C$15/mmBTU_to_GJ*$G$15/$F$15)","v":2.2712626939320582},{"$f":"1.98988306522369*($C$15/mmBTU_to_GJ*$G$15/$F$15)","v":2.2762805794604768},{"$f":"1.99634909629822*($C$15/mmBTU_to_GJ*$G$15/$F$15)","v":2.2836772457361834},{"$f":"2.00744533538818*($C$15/mmBTU_to_GJ*$G$15/$F$15)","v":2.2963705310789013},{"$f":"2.02021908760071*($C$15/mmBTU_to_GJ*$G$15/$F$15)","v":2.3109827686502347},{"$f":"2.03361201286316*($C$15/mmBTU_to_GJ*$G$15/$F$15)","v":2.3263032948710327},{"$f":"2.04451942443848*($C$15/mmBTU_to_GJ*$G$15/$F$15)","v":2.3387805753580104},{"$f":"(($BB$15-$AH$15)/20+AH15)","v":2.3439232584530902},{"$f":"(($BB$15-$AH$15)/20+AI15)","v":2.3490659415481701},2.3542086246432499,2.3593513077383297,2.3644939908334095,2.3696366739284893,2.3747793570235691,2.3799220401186489,2.3850647232137288,2.3902074063088086,2.3953500894038884,2.4004927724989682,2.405635455594048,2.4107781386891278,2.4159208217842076,2.4210635048792875,2.4262061879743673,2.4313488710694471,2.4364915541645269,{"$f":"(1.04397747398165*AH15)","v":2.4416342372596058},{"$f":"(($BQ$15-$BB$15)/15+BB15)","v":2.4462649790511035},{"$f":"(($BQ$15-$BB$15)/15+BC15)","v":2.4508957208426012},2.4555264626340989,2.4601572044255966,2.4647879462170943,2.469418688008592,2.4740494298000897,2.4786801715915874,2.4833109133830851,2.4879416551745828,2.4925723969660805,2.4972031387575782,2.5018338805490759,2.5064646223405735,{"$f":"(1.02844862093285*BB15)","v":2.511095364132073},{"$f":"(($BV$15-$BQ$15)/5+BQ15)","v":2.5158578441414332},{"$f":"(($BV$15-$BQ$15)/5+BR15)","v":2.5206203241507934},{"$f":"(($BV$15-$BQ$15)/5+BS15)","v":2.5253828041601536},{"$f":"(($BV$15-$BQ$15)/5+BT15)","v":2.5301452841695138},{"$f":"(1.00948287364428*BQ15)","v":2.5349077641788749},{"$f":"+BV15*BW$138/BV$138","v":2.5434781738814416},{"$f":"+BW15*BX$138/BW$138","v":2.5520775597556495},2.5607060197686384,2.5693636522187702,2.5780505557367492,2.5854319192311639,2.592834416728135,2.6002581087376306,2.6077030559428676,2.6151693192008074,2.620869818974227,2.6265827445961101,2.6323081231521006,2.6380459817868847,2.6437963477043169,2.6476946163242814,2.6515986329279162,2.6555084059906031,2.6594239440002214,2.6633452554571648,2.6646584413422429,2.6659722747052119,2.6672867558653164,2.6686018851419582,2.6699176628546981,2.6680266065225413,2.6661368895927571,2.6642485111166696,2.662361470146275,2.6604757657342417]
[{"$f":"'HyARC Physical Property Data'!A76","v":"Commercial Electricity"},2007,1.1446359956438654,{"$f":"'HyARC Physical Property Data'!$H$76","v":"kWh"},"Feed Utility Byprod",null,null,{"$f":"(28.3762531280518/(mmBTU_to_GJ))*($C$16)","v":30.787185546796138},{"$f":"(28.3762531280518/(mmBTU_to_GJ))*($C$16)","v":30.787185546796138},{"$f":"(28.3762531280518/(mmBTU_to_GJ))*($C$16)","v":30.787185546796138},{"$f":"(28.0297355651855/(mmBTU_to_GJ))*($C$16)","v":30.411226802170969},{"$f":"(29.057315826416/(mmBTU_to_GJ))*($C$16)","v":31.52611339498382},{"$f":"(27.6067714691162/(mmBTU_to_GJ))*($C$16)","v":29.952326395321784},{"$f":"(24.8355846405029/(mmBTU_to_GJ))*($C$16)","v":26.94569113969624},{"$f":"(25.5812511444092/(mmBTU_to_GJ))*($C$16)","v":27.754711728432792},{"$f":"(25.4402256011963/(mmBTU_to_GJ))*($C$16)","v":27.601704227895624},{"$f":"(25.4701290130615/(mmBTU_to_GJ))*($C$16)","v":27.634148324211708},{"$f":"(25.6722831726074/(mmBTU_to_GJ))*($C$16)","v":27.853478113486943},{"$f":"(25.7632827758789/(mmBTU_to_GJ))*($C$16)","v":27.952209318694404},{"$f":"(26.1006698608398/(mmBTU_to_GJ))*($C$16)","v":28.31826183235469},{"$f":"(26.4680442810059/(mmBTU_to_GJ))*($C$16)","v":28.716849496052234},{"$f":"(26.885612487793/(mmBTU_to_GJ))*($C$16)","v":29.169895562521408},{"$f":"(27.1694507598877/(mmBTU_to_GJ))*($C$16)","v":29.477849593972547},{"$f":"(27.6201095581055/(mmBTU_to_GJ))*($C$16)","v":29.966797728753303},{"$f":"(28.0024471282958/(mmBTU_to_GJ))*($C$16)","v":30.381619857025179},{"$f":"(28.2454071044922/(mmBTU_to_GJ))*($C$16)","v":30.645222448736249},{"$f":"(28.1863746643066/(mmBTU_to_GJ))*($C$16)","v":30.581174433620486},{"$f":"(28.2032489776611/(mmBTU_to_GJ))*($C$16)","v":30.599482439750659},{"$f":"(28.1397113800049/(mmBTU_to_GJ))*($C$16)","v":30.530546495339259},{"$f":"(28.178466796875/(mmBTU_to_GJ))*($C$16)","v":30.572594689818597},{"$f":"(28.4951820373535/(mmBTU_to_GJ))*($C$16)","v":30.916219016473285},{"$f":"(28.9155654907227/(mmBTU_to_GJ))*($C$16)","v":31.372319521401678},{"$f":"(29.2894115447998/(mmBTU_to_GJ))*($C$16)","v":31.777928668630185},{"$f":"(29.6516952514648/(mmBTU_to_GJ))*($C$16)","v":32.170993096387576},{"$f":"($BB16-$AH16)/20+AH16","v":32.16150778317737},32.152022469967164,32.142537156756958,32.133051843546752,32.123566530336547,32.114081217126341,32.104595903916135,32.095110590705929,32.085625277495723,32.076139964285517,32.066654651075311,32.057169337865105,32.047684024654899,32.038198711444693,32.028713398234487,32.019228085024281,32.009742771814075,32.000257458603869,31.990772145393663,{"$f":"0.994103189054944*AH16","v":31.981286832183478},{"$f":"($BQ16-$BB16)/15+BB16","v":32.001602863802262},32.021918895421045,32.042234927039829,32.062550958658612,32.082866990277395,32.103183021896179,32.123499053514962,32.143815085133745,32.164131116752529,32.184447148371312,32.204763179990096,32.225079211608879,32.245395243227662,32.265711274846446,{"$f":"1.00952871208344*BB16","v":32.286027306465265},{"$f":"($BV16-$BQ16)/5+BQ16","v":32.306536923700044},32.327046540934823,32.347556158169603,32.368065775404382,{"$f":"1.00317623736115*BQ16","v":32.388575392639169},{"$f":"+BV16*BW$139/BV$139","v":32.37431458077026},{"$f":"+BW16*BX$139/BW$139","v":32.360060047990594},32.345811791535453,32.331569808641355,32.317334096546027,32.291448416621037,32.265583470721417,32.239739242239537,32.213915714581077,32.188112871164996,32.152568008354812,32.11706239721736,32.081595994407593,32.046168756628319,32.010780640630173,31.972198945666406,31.933663752136113,31.895175003992414,31.856732645255992,31.818336620015,31.773863996680806,31.729453532919873,31.685105141851508,31.640818736716444,31.596594230876679,31.553423239824536,31.510311234068549,31.467258133016063,31.424263856184528,31.381328323201359]
[{"$f":"'HyARC Physical Property Data'!A77","v":"Industrial Electricity"},2007,1.1446359956438654,{"$f":"'HyARC Physical Property Data'!$H$77","v":"kWh"},"Feed Utility Byprod",null,null,{"$f":"(18.4008941650391/(mmBTU_to_GJ))*($C$17)","v":19.964289870461542},{"$f":"(18.4008941650391/(mmBTU_to_GJ))*($C$17)","v":19.964289870461542},{"$f":"(18.4008941650391/(mmBTU_to_GJ))*($C$17)","v":19.964289870461542},{"$f":"(18.6226921081543/(mmBTU_to_GJ))*($C$17)","v":20.204932438660048},{"$f":"(20.3344097137451/(mmBTU_to_GJ))*($C$17)","v":22.062082756893755},{"$f":"(19.1594867706299/(mmBTU_to_GJ))*($C$17)","v":20.787334801635478},{"$f":"(16.8281726837158/(mmBTU_to_GJ))*($C$17)","v":18.257945208238802},{"$f":"(17.2643089294434/(mmBTU_to_GJ))*($C$17)","v":18.731136910480302},{"$f":"(17.1560707092285/(mmBTU_to_GJ))*($C$17)","v":18.61370244321737},{"$f":"(17.0836048126221/(mmBTU_to_GJ))*($C$17)","v":18.535079624532727},{"$f":"(17.1988334655762/(mmBTU_to_GJ))*($C$17)","v":18.660098452874735},{"$f":"(17.3181438446045/(mmBTU_to_GJ))*($C$17)","v":18.789545803101944},{"$f":"(17.6150741577148/(mmBTU_to_GJ))*($C$17)","v":19.111704215029771},{"$f":"(17.9101543426514/(mmBTU_to_GJ))*($C$17)","v":19.431855306290132},{"$f":"(18.2101707458496/(mmBTU_to_GJ))*($C$17)","v":19.757362011867627},{"$f":"(18.456880569458/(mmBTU_to_GJ))*($C$17)","v":20.025033049385286},{"$f":"(18.8030014038086/(mmBTU_to_GJ))*($C$17)","v":20.400561358238349},{"$f":"(19.0852069854736/(mmBTU_to_GJ))*($C$17)","v":20.706743980935386},{"$f":"(19.30615234375/(mmBTU_to_GJ))*($C$17)","v":20.946461526104674},{"$f":"(19.3043308258057/(mmBTU_to_GJ))*($C$17)","v":20.944485246478358},{"$f":"(19.3253479003906/(mmBTU_to_GJ))*($C$17)","v":20.967287995381685},{"$f":"(19.3248138427734/(mmBTU_to_GJ))*($C$17)","v":20.966708562611643},{"$f":"(19.3542194366455/(mmBTU_to_GJ))*($C$17)","v":20.998612544810026},{"$f":"(19.6148834228516/(mmBTU_to_GJ))*($C$17)","v":21.281423332847481},{"$f":"(19.97239112854/(mmBTU_to_GJ))*($C$17)","v":21.669305976118565},{"$f":"(20.29469871521/(mmBTU_to_GJ))*($C$17)","v":22.018997791636661},{"$f":"(20.5609893798828/(mmBTU_to_GJ))*($C$17)","v":22.307913317786817},22.301336040416132,22.294758763045447,22.288181485674762,22.281604208304078,22.275026930933393,22.268449653562708,22.261872376192024,22.255295098821339,22.248717821450654,22.24214054407997,22.235563266709285,22.2289859893386,22.222408711967915,22.215831434597231,22.209254157226546,22.202676879855861,22.196099602485177,22.189522325114492,22.182945047743807,{"$f":"0.994103189054944*AH17","v":22.17636777037313},22.190455251942488,22.204542733511847,22.218630215081205,22.232717696650564,22.246805178219923,22.260892659789281,22.27498014135864,22.289067622927998,22.303155104497357,22.317242586066715,22.331330067636074,22.345417549205433,22.359505030774791,22.37359251234415,{"$f":"1.00952871208344*BB17","v":22.387679993913494},22.401901711038722,22.416123428163949,22.430345145289177,22.444566862414405,{"$f":"1.00317623736115*BQ17","v":22.458788579539629},{"$f":"+BV17*BW$140/BV$140","v":22.465574719294207},{"$f":"+BW17*BX$140/BW$140","v":22.472362909546415},22.479153150915831,22.485945444022224,22.492739789485537,22.49019603346196,22.487652565117642,22.485109384420049,22.482566491336648,22.480023885834914,22.469826748009918,22.459634235696903,22.449446346797696,22.439263079215074,22.429084430852768,22.41659732007183,22.404117161332831,22.39164395076531,22.379177684500963,22.36671835867363,22.349648462331068,22.332591593441013,22.315547742061138,22.2985168982567,22.281499052100536,22.265499049909142,22.249510537073537,22.233533505343395,22.217567946474304,22.20161385222778]
[{"$f":"'HyARC Physical Property Data'!A78","v":"Residential Electricity"},2007,1.1446359956438654,{"$f":"'HyARC Physical Property Data'!$H$78","v":"kWh"},"Feed Utility Byprod",null,null,{"$f":"(31.2067794799805/(mmBTU_to_GJ))*($C$18)","v":33.858201991380128},{"$f":"(31.2067794799805/(mmBTU_to_GJ))*($C$18)","v":33.858201991380128},{"$f":"(31.2067794799805/(mmBTU_to_GJ))*($C$18)","v":33.858201991380128},{"$f":"(31.181957244873/(mmBTU_to_GJ))*($C$18)","v":33.831270783990192},{"$f":"(31.772819519043/(mmBTU_to_GJ))*($C$18)","v":34.472334506722866},{"$f":"(30.736837387085/(mmBTU_to_GJ))*($C$18)","v":33.348332194795859},{"$f":"(28.6163578033447/(mmBTU_to_GJ))*($C$18)","v":31.047690242590104},{"$f":"(29.8736190795898/(mmBTU_to_GJ))*($C$18)","v":32.411772245167633},{"$f":"(30.101655960083/(mmBTU_to_GJ))*($C$18)","v":32.659183829761808},{"$f":"(30.4253902435303/(mmBTU_to_GJ))*($C$18)","v":33.010423558536921},{"$f":"(30.7938537597656/(mmBTU_to_GJ))*($C$18)","v":33.410192851204634},{"$f":"(30.8830280303955/(mmBTU_to_GJ))*($C$18)","v":33.50694363798025},{"$f":"(31.1491451263428/(mmBTU_to_GJ))*($C$18)","v":33.795670848480235},{"$f":"(31.4898681640625/(mmBTU_to_GJ))*($C$18)","v":34.165342747550469},{"$f":"(31.8156299591064/(mmBTU_to_GJ))*($C$18)","v":34.518782251448862},{"$f":"(32.0206985473633/(mmBTU_to_GJ))*($C$18)","v":34.741274088126325},{"$f":"(32.4303588867188/(mmBTU_to_GJ))*($C$18)","v":35.185740410793606},{"$f":"(32.7907905578613/(mmBTU_to_GJ))*($C$18)","v":35.576795448480595},{"$f":"(32.9940071105957/(mmBTU_to_GJ))*($C$18)","v":35.797277895087667},{"$f":"(32.9234657287598/(mmBTU_to_GJ))*($C$18)","v":35.720743103777878},{"$f":"(32.9201545715332/(mmBTU_to_GJ))*($C$18)","v":35.717150620603661},{"$f":"(32.902271270752/(mmBTU_to_GJ))*($C$18)","v":35.69774790041874},{"$f":"(32.9582405090332/(mmBTU_to_GJ))*($C$18)","v":35.758472454717726},{"$f":"(33.321102142334/(mmBTU_to_GJ))*($C$18)","v":36.152163911508453},{"$f":"(33.7343635559082/(mmBTU_to_GJ))*($C$18)","v":36.600537266567883},{"$f":"(34.1495399475098/(mmBTU_to_GJ))*($C$18)","v":37.050988301988475},{"$f":"(34.4904899597167/(mmBTU_to_GJ))*($C$18)","v":37.420906459985844},37.409873259446485,37.398840058907126,37.387806858367767,37.376773657828409,37.36574045728905,37.354707256749691,37.343674056210332,37.332640855670974,37.321607655131615,37.310574454592256,37.299541254052897,37.288508053513539,37.27747485297418,37.266441652434821,37.255408451895462,37.244375251356104,37.233342050816745,37.222308850277386,37.211275649738027,{"$f":"0.994103189054944*AH18","v":37.200242449198683},37.223873809180851,37.24750516916302,37.271136529145188,37.294767889127357,37.318399249109525,37.342030609091694,37.365661969073862,37.389293329056031,37.412924689038199,37.436556049020368,37.460187409002536,37.483818768984705,37.507450128966873,37.531081488949042,{"$f":"1.00952871208344*BB18","v":37.55471284893126},37.578569385338866,37.602425921746473,37.62628245815408,37.650138994561686,{"$f":"1.00317623736115*BQ18","v":37.673995530969293},{"$f":"+BV18*BW$141/BV$141","v":37.657407528684409},{"$f":"+BW18*BX$141/BW$141","v":37.640826830159476},37.62425343217862,37.607687331527387,37.59112852499274,37.561018618089207,37.530932828750899,37.500871137660013,37.47083352551423,37.440819973026684,37.399474622500279,37.358174929040445,37.316920842228761,37.275712311702456,37.234549287154408,37.189671530537417,37.144847863820196,37.100078221809703,37.055362539391488,37.010700751529562,36.958970738942355,36.907313029611991,36.855727522479896,36.804214116628756,36.752772711282311,36.70255674147662,36.652409382647399,36.602330541050243,36.552320123068824,36.502378035214747]
[]
[]
[]
["AEO_2013_Reference_Case",{"$f":"\"Prices are in $(\" & ref_year&\")/GJ LHV\"","v":"Prices are in $(2016)/GJ LHV"},null,null,null,null,null,null,null,null,null,null,null,null,null,null,null,null,null,null,null,null,null,null,null,null,null,null,null,null,null,null,null,null,null,null,null,null,null,null,null,null,null,null,"Except as noted,values are extrapolated based on PNNL mini-CAM model (see AEO Data tab)"]
["Year","Source Data Year","Reference year Conversion","Display Units","Use Category","LHV (MJ/kg)","HHV (MJ/kg)",2004,2005,2006,2007,2008,2009,2010,2011,2012,2013,2014,2015,2016,2017,2018,2019,2020,2021,2022,2023,2024,2025,2026,2027,2028,2029,2030,2031,2032,2033,2034,2035,2036,2037,2038,2039,2040,2041,2042,2043,2044,2045,2046,2047,2048,2049,2050,2051,2052,2053,2054,2055,2056,2057,2058,2059,2060,2061,2062,2063,2064,2065,2066,2067,2068,2069,2070,{"$f":"+BV23+1","v":2071},{"$f":"+BW23+1","v":2072},{"$f":"+BX23+1","v":2073},{"$f":"+BY23+1","v":2074},{"$f":"+BZ23+1","v":2075},{"$f":"+CA23+1","v":2076},{"$f":"+CB23+1","v":2077},{"$f":"+CC23+1","v":2078},{"$f":"+CD23+1","v":2079},{"$f":"+CE23+1","v":2080},{"$f":"+CF23+1","v":2081},{"$f":"+CG23+1","v":2082},{"$f":"+CH23+1","v":2083},{"$f":"+CI23+1","v":2084},{"$f":"+CJ23+1","v":2085},{"$f":"+CK23+1","v":2086},{"$f":"+CL23+1","v":2087},{"$f":"+CM23+1","v":2088},{"$f":"+CN23+1","v":2089},{"$f":"+CO23+1","v":2090},{"$f":"+CP23+1","v":2091},{"$f":"+CQ23+1","v":2092},{"$f":"+CR23+1","v":2093},{"$f":"+CS23+1","v":2094},{"$f":"+CT23+1","v":2095},{"$f":"+CU23+1","v":2096},{"$f":"+CV23+1","v":2097},{"$f":"+CW23+1","v":2098},{"$f":"+CX23+1","v":2099},{"$f":"+CY23+1","v":2100}]
["Feedstock Type"]
[{"$f":"'HyARC Physical Property Data'!A73","v":"Residential Natural Gas"},2011,{"$f":"VLOOKUP(ref_year,DeflatorTable,2,FALSE)/VLOOKUP(B25,DeflatorTable,2,FALSE)","v":1.0784554773635862},{"$f":"'HyARC Physical Property Data'!H73","v":"mmBtu"},"Feed Utility",{"$f":"'HyARC Physical Property Data'!$E$6","v":47.141269049911173},{"$f":"'HyARC Physical Property Data'!$I$6","v":52.224661236371581},14.386141835345208,14.386141835345208,14.386141835345208,13.326716630976858,13.627764477872551,11.254339733155913,{"$f":"((N42/(mmBTU_to_GJ))*($C25))*($G25/$F25)","v":12.864072624231563},12.23325661230241,11.850527062684614,11.865842495866545,11.611695090166418,11.50138750593943,12.075204376866452,12.446344297440779,12.907270435435697,13.164777859640022,13.336162585082695,13.544264034469807,13.819651921148951,14.079086797828554,14.2515190517904,14.353207458115314,14.54298904928118,14.646583391279357,14.81893750527599,14.987454833734297,15.139899111087075,15.341580626230741,15.539442342785032,15.781889138041823,16.136390908341905,16.532635274551915,17.01379173629439,17.457934768717273,17.940794455208763,18.182559507580642,18.530579058157759,{"$f":"($BB25-$AR25)/10+AR25","v":18.537819201300856},{"$f":"($BB25-$AR25)/10+AS25","v":18.545059344443953},18.552299487587049,18.559539630730146,18.566779773873243,18.57401991701634,18.581260060159437,18.588500203302534,18.595740346445631,{"$f":"'AEO Data'!$B$30*AM25","v":18.602980489588727},{"$f":"($BQ25-$BB25)/15+BB25","v":18.754563729723429},{"$f":"($BQ25-$BB25)/15+BC25","v":18.906146969858131},19.057730209992833,19.209313450127535,19.360896690262237,19.512479930396939,19.664063170531641,19.815646410666343,19.967229650801045,20.118812890935747,20.270396131070449,20.42197937120515,20.573562611339852,20.725145851474554,{"$f":"'AEO Data'!$C$30*BB25","v":20.876729091609249},{"$f":"($BV25-$BQ25)/5+BQ25","v":20.996057748553792},{"$f":"($BV25-$BQ25)/5+BR25","v":21.115386405498334},{"$f":"($BV25-$BQ25)/5+BS25","v":21.234715062442877},{"$f":"($BV25-$BQ25)/5+BT25","v":21.35404371938742},{"$f":"'AEO Data'!$D$30*BQ25","v":21.473372376331962},{"$f":"+BV25*BW$133/BV$133","v":21.544670286660121},{"$f":"+BW25*BX$133/BW$133","v":21.616204927015033},21.687977083409997,21.759987544468107,21.832237101430913,21.878825528741867,21.925513372413558,21.972300844593363,22.01918815788137,22.066175525331335,22.081432025482624,22.096699073941053,22.111976677999699,22.127264844956677,22.142563582115145,22.147749174896123,22.152935982097123,22.158124004002548,22.163313240896873,22.16850369306464,22.176370321670593,22.184239741797636,22.19211195443636,22.199986960577704,22.207864761212956,22.219988729743012,22.232119317126994,22.244256526978344,22.256400362912476,22.268550828546775]
[{"$f":"'HyARC Physical Property Data'!A71","v":"Commercial Natural Gas"},2011,{"$f":"VLOOKUP(ref_year,DeflatorTable,2,FALSE)/VLOOKUP(B26,DeflatorTable,2,FALSE)","v":1.0784554773635862},{"$f":"'HyARC Physical Property Data'!H71","v":"mmBtu"},"Feed Utility",{"$f":"'HyARC Physical Property Data'!$E$6","v":47.141269049911173},{"$f":"'HyARC Physical Property Data'!$I$6","v":52.224661236371581},12.491836786393147,12.491836786393147,12.491836786393147,11.540201846875071,11.906633267965836,9.3536765847618941,{"$f":"((N43/(mmBTU_to_GJ))*($C26))*($G26/$F26)","v":10.64172897994356},10.007420451308324,9.1421449075231607,9.5837353677490551,9.3261316841672954,9.1778922429136323,9.6950621689136156,9.9937516197122047,10.387270146845841,10.589454475678709,10.722185964995566,10.884038747145405,11.119862897234498,11.337766948634531,11.475270638145757,11.543938680619837,11.704619363291469,11.764049902921345,11.890869934000278,12.010138700035061,12.114209809067368,12.267307517723458,12.405684336411204,12.591270151184064,12.891290246317817,13.22904741479684,13.658744745824521,14.044020072859722,14.474602990159831,14.664146764040265,14.963148774699713,{"$f":"($BB26-$AR26)/10+AR26","v":14.955403062800835},14.947657350901958,14.93991163900308,14.932165927104203,14.924420215205325,14.916674503306448,14.90892879140757,14.901183079508693,14.893437367609815,{"$f":"'AEO Data'!$B$30*AM26","v":14.885691655710941},{"$f":"($BQ26-$BB26)/15+BB26","v":15.006985196500363},15.128278737289785,15.249572278079206,15.370865818868628,15.49215935965805,15.613452900447472,15.734746441236894,15.856039982026315,15.977333522815737,16.098627063605161,16.219920604394584,16.341214145184008,16.462507685973431,16.583801226762855,{"$f":"'AEO Data'!$C$30*BB26","v":16.705094767552271},{"$f":"($BV26-$BQ26)/5+BQ26","v":16.800578907524393},16.896063047496515,16.991547187468637,17.087031327440759,{"$f":"'AEO Data'!$D$30*BQ26","v":17.182515467412887},{"$f":"+BV26*BW$134/BV$134","v":17.239566471118206},{"$f":"+BW26*BX$134/BW$134","v":17.296806900931124},17.354237385802019,17.41185855676957,17.469671046967683,17.506950071372589,17.544308646540465,17.581746942226928,17.619265128549845,17.656863375990099,17.669071288433191,17.681287641397287,17.693512440718141,17.705745692235549,17.717987401793337,17.722136797920101,17.726287165798784,17.730438505656959,17.734590817722253,17.738744102222352,17.745038803647411,17.751335738785624,17.75763490842964,17.763936313372383,17.770239954407064,17.779941284647286,17.789647911147362,17.799359836798683,17.809077064494225,17.818799597128535]
[{"$f":"'HyARC Physical Property Data'!A72","v":"Industrial Natural Gas"},2011,{"$f":"VLOOKUP(ref_year,DeflatorTable,2,FALSE)/VLOOKUP(B27,DeflatorTable,2,FALSE)","v":1.0784554773635862},{"$f":"'HyARC Physical Property Data'!H72","v":"mmBtu"},"Feed Utility",{"$f":"'HyARC Physical Property Data'!$E$6","v":47.141269049911173},{"$f":"'HyARC Physical Property Data'!$I$6","v":52.224661236371581},8.3524006010892204,8.3524006010892204,8.3524006010892204,7.891606632326889,9.2420298006250725,5.091378564817072,{"$f":"((N44/(mmBTU_to_GJ))*($C27))*($G27/$F27)","v":6.2103832410803772},5.5375335901824529,4.2577062790619404,4.9080821964863821,4.9545856679580433,5.0083584211211258,5.5106070111550416,5.7392570064668833,6.0261280706426819,6.171696031056638,6.2618559613543372,6.3878674136627964,6.5997410981821893,6.8069026030602018,6.91936073502547,6.9660068968683904,7.0844183882123479,7.1287611197763514,7.2441206226239103,7.3454421108512973,7.4306384546630166,7.5610393345826239,7.6680605104175692,7.8321068739097237,8.1183505534372813,8.4316589725104603,8.8481676363659503,9.2337204169008231,9.6247135509558071,9.783781605939545,10.057511566400239,{"$f":"($BB27-$AR27)/10+AR27","v":10.000514100600522},9.9435166348008064,9.8865191690010903,9.8295217032013742,9.7725242374016581,9.715526771601942,9.6585293058022259,9.6015318400025098,9.5445343742027937,{"$f":"'AEO Data'!$B$30*AM27","v":9.4875369084030705},9.5648444982421381,9.6421520880812057,9.7194596779202733,9.7967672677593409,9.8740748575984085,9.9513824474374761,10.028690037276544,10.105997627115611,10.183305216954679,10.260612806793747,10.337920396632814,10.415227986471882,10.492535576310949,10.569843166150017,{"$f":"'AEO Data'!$C$30*BB27","v":10.647150755989088},10.708008479170871,10.768866202352655,10.829723925534438,10.890581648716221,{"$f":"'AEO Data'!$D$30*BQ27","v":10.951439371898008},{"$f":"+BV27*BW$135/BV$135","v":10.987801370778188},{"$f":"+BW27*BX$135/BW$135","v":11.024284102186545},11.060887966990576,11.097613367388767,11.134460706915034,11.158220847063788,11.18203168964661,11.205893342858859,11.229805915126768,11.253769515107949,11.261550344011113,11.26933655256048,11.277128144475522,11.284925123478285,11.292727493293389,11.295372150311067,11.298017426684055,11.300663322557401,11.303309838076188,11.305956973385531,11.309968961103596,11.31398237249995,11.317997208079792,11.3220134683485,11.326031153811636,11.332214388749156,11.338400999308178,11.344590987331557,11.350784354663158,11.356981103147852]
[{"$f":"'HyARC Physical Property Data'!A74","v":"Electric Utility Natural Gas"},2011,1.0784554773635862,{"$f":"'HyARC Physical Property Data'!H74","v":"mmBtu"},"Feed Utility",{"$f":"'HyARC Physical Property Data'!$E$6","v":47.141269049911173},{"$f":"'HyARC Physical Property Data'!$I$6","v":52.224661236371581},7.4079259090132386,7.4079259090132386,7.4079259090132386,7.3706710915002853,9.3158925097981644,4.7837623175056114,{"$f":"((N45/(mmBTU_to_GJ))*($C28))*($G28/$F28)","v":5.9546786983922937},5.4071882009627821,3.7617666418716023,4.2077012311780857,4.2560449554536968,4.351004265064101,4.8499075586162492,5.0379587459147714,5.3255342022407595,5.4610005903401024,5.5453996800139871,5.6707180648048965,5.8914702613138141,6.1025908577626655,6.248858680473754,6.3168359203568114,6.465015341057482,6.5238626621064135,6.6439853054422287,6.7551648863824747,6.8546302673202151,7.0027927010719244,7.1267928986235729,7.2997143767154569,7.5856330392862574,7.9050986611256384,8.3181385900035885,8.6915977953425259,9.0845976543012643,9.2352243281153736,9.4875314810115476,{"$f":"($BB28-$AR28)/10+AR28","v":9.4282819947225889},9.3690325084336301,9.3097830221446713,9.2505335358557126,9.1912840495667538,9.1320345632777951,9.0727850769888363,9.0135355906998775,8.9542861044109188,{"$f":"'AEO Data'!$B$30*AM28","v":8.8950366181219671},8.967516319557248,9.039996020992529,9.1124757224278099,9.1849554238630908,9.2574351252983718,9.3299148267336527,9.4023945281689336,9.4748742296042145,9.5473539310394955,9.6198336324747764,9.6923133339100573,9.7647930353453383,9.8372727367806192,9.9097524382159001,{"$f":"'AEO Data'!$C$30*BB28","v":9.9822321396511793},10.039289274861693,10.096346410072206,10.153403545282719,10.210460680493233,{"$f":"'AEO Data'!$D$30*BQ28","v":10.26751781570375},{"$f":"+BV28*BW$136/BV$136","v":10.301608993916805},{"$f":"+BW28*BX$136/BW$136","v":10.335813364865709},10.37013130438363,10.404563189551611,10.439109398702717,10.461385709057588,10.483709555460226,10.506081039349146,10.528500262379325,10.550967326422667,10.558262239599943,10.565562196462466,10.572867200497431,10.580177255194439,10.587492364045506,10.589971861226042,10.592451939082915,10.594932597752113,10.597413837369656,10.599895658071597,10.603657095629963,10.607419867957365,10.611183975527453,10.614949418814046,10.618716198291134,10.624513287853858,10.630313542229239,10.636116963145044,10.641923552329986,10.647733311513726]
[{"$f":"'HyARC Physical Property Data'!A75","v":"Bio Methane"},2007,1.1446359956438654,{"$f":"'HyARC Physical Property Data'!H75","v":"mmBtu"},"Feed Utility",{"$f":"'HyARC Physical Property Data'!$E$6","v":47.141269049911173},{"$f":"'HyARC Physical Property Data'!$I$6","v":52.224661236371581},12.42654028436019,12.42654028436019,12.42654028436019,12.42654028436019,12.42654028436019,12.42654028436019,{"$f":"13.11*($C$29/mmBTU_to_GJ)","v":14.223865310797228},14.223865310797228,14.223865310797228,14.223865310797228,14.223865310797228,14.223865310797228,14.223865310797228,14.223865310797228,14.223865310797228,14.223865310797228,14.223865310797228,14.223865310797228,14.223865310797228,14.223865310797228,14.223865310797228,14.223865310797228,14.223865310797228,14.223865310797228,14.223865310797228,14.223865310797228,14.223865310797228,14.223865310797228,14.223865310797228,14.223865310797228,14.223865310797228,14.223865310797228,{"$f":"13.11*($C$29/mmBTU_to_GJ)","v":14.223865310797228},14.223865310797228,14.223865310797228,14.223865310797228,14.223865310797228,14.223865310797228,14.223865310797228,14.223865310797228,14.223865310797228,14.223865310797228,14.223865310797228,14.223865310797228,14.223865310797228,14.223865310797228,14.223865310797228,14.223865310797228,14.223865310797228,14.223865310797228,14.223865310797228,14.223865310797228,14.223865310797228,14.223865310797228,14.223865310797228,14.223865310797228,14.223865310797228,14.223865310797228,14.223865310797228,14.223865310797228,14.223865310797228,14.223865310797228,14.223865310797228,14.223865310797228,14.223865310797228,14.223865310797228,14.223865310797228,{"$f":"+BV29*BW$136/BV$136","v":14.271092726019944},{"$f":"+BW29*BX$136/BW$136","v":14.318476950147966},14.366018503832969,14.413717909455341,14.461575691129934,14.49243565590395,14.523361473628309,14.554353284828478,14.585411230329802,14.616535451258134,14.626641288360148,14.636754112613382,14.646873928848736,14.657000741900452,14.667134556606111,14.670569469948116,14.674005187716483,14.6774417100996,14.6808790372859,14.684317169463862,14.689527988881515,14.69474065739019,14.699955175646044,14.705171544305472,14.710389764025104,14.718420626266095,14.726455872806168,14.734495506038849,14.74253952835897,14.750587942162673]
[{"$f":"'HyARC Physical Property Data'!A85","v":"Woody Biomass"},2005,{"$f":"VLOOKUP(ref_year,DeflatorTable,2,FALSE)/VLOOKUP(B30,DeflatorTable,2,FALSE)","v":1.2112501494873942},{"$f":"+'HyARC Physical Property Data'!$H$85","v":"kg"},"Feed",{"$f":"'HyARC Physical Property Data'!$E$45","v":19.551069237418005},{"$f":"'HyARC Physical Property Data'!$I$45","v":20.588656379262464},1.3438238843289665,1.3438238843289665,1.3438238843289665,1.3438238843289665,1.3438238843289665,1.3438238843289665,{"$f":"1.27*($C$30)","v":1.5382876898489906},{"$f":"1.27*($C$30)","v":1.5382876898489906},{"$f":"1.28*($C$30)","v":1.5504001913438645},{"$f":"1.32*($C$30)","v":1.5988501973233604},{"$f":"1.32*($C$30)","v":1.5988501973233604},{"$f":"1.34*($C$30)","v":1.6230752003131084},{"$f":"1.34*($C$30)","v":1.6230752003131084},{"$f":"1.36*($C$30)","v":1.6473002033028561},{"$f":"1.36*($C$30)","v":1.6473002033028561},{"$f":"1.38*($C$30)","v":1.6715252062926038},{"$f":"1.4*($C$30)","v":1.6957502092823518},{"$f":"1.46*($C$30)","v":1.7684252182515954},{"$f":"1.48*($C$30)","v":1.7926502212413433},{"$f":"1.48*($C$30)","v":1.7926502212413433},{"$f":"1.51*($C$30)","v":1.8289877257259652},{"$f":"1.52*($C$30)","v":1.8411002272208392},{"$f":"1.62*($C$30)","v":1.9622252421695787},{"$f":"1.72*($C$30)","v":2.083350257118318},{"$f":"1.82*($C$30)","v":2.2044752720670573},{"$f":"1.91*($C$30)","v":2.3134877855209228},{"$f":"2.01*($C$30)","v":2.4346128004696621},{"$f":"2.11*($C$30)","v":2.5557378154184014},{"$f":"2.2*($C$30)","v":2.6647503288722674},{"$f":"2.3*($C$30)","v":2.7858753438210062},{"$f":"2.4*($C$30)","v":2.9070003587697459},{"$f":"2.5*($C$30)","v":3.0281253737184857},{"$f":"2.57*($C$30)","v":3.1129128841826028},{"$f":"2.64*($C$30)","v":3.1977003946467208},{"$f":"2.71*($C$30)","v":3.282487905110838},{"$f":"2.78*($C$30)","v":3.3672754155749556},{"$f":"2.85*($C$30)","v":3.4520629260390736},{"$f":"2.92*($C$30)","v":3.5368504365031908},{"$f":"2.99*($C$30)","v":3.6216379469673088},{"$f":"3.07*($C$30)","v":3.7185379589263001},{"$f":"3.14*($C$30)","v":3.8033254693904177},{"$f":"3.21*($C$30)","v":3.8881129798545353},{"$f":"3.28*($C$30)","v":3.9729004903186529},{"$f":"3.35*($C$30)","v":4.0576880007827709},{"$f":"3.42*($C$30)","v":4.1424755112468876},{"$f":"3.49*($C$30)","v":4.2272630217110061},{"$f":"3.56*($C$30)","v":4.3120505321751237},{"$f":"3.64*($C$30)","v":4.4089505441341146},{"$f":"3.71*($C$30)","v":4.4937380545982322},{"$f":"3.78*($C$30)","v":4.5785255650623498},{"$f":"3.85*($C$30)","v":4.6633130755264673},{"$f":"3.92*($C$30)","v":4.7481005859905849},{"$f":"3.99*($C$30)","v":4.8328880964547034},{"$f":"4.06*($C$30)","v":4.9176756069188201},{"$f":"4.14*($C$30)","v":5.0145756188778119},{"$f":"4.21*($C$30)","v":5.0993631293419295},{"$f":"4.28*($C$30)","v":5.1841506398060471},{"$f":"4.35*($C$30)","v":5.2689381502701647},{"$f":"4.42*($C$30)","v":5.3537256607342822},{"$f":"4.49*($C$30)","v":5.4385131711983998},{"$f":"4.56*($C$30)","v":5.5233006816625174},{"$f":"4.63*($C$30)","v":5.608088192126635},{"$f":"4.71*($C$30)","v":5.7049882040856268},{"$f":"4.78*($C$30)","v":5.7897757145497444},{"$f":"4.85*($C$30)","v":5.8745632250138611},{"$f":"4.92*($C$30)","v":5.9593507354779796},{"$f":"4.99*($C$30)","v":6.0441382459420971},{"$f":"+BV30*BW$137/BV$137","v":6.0586659764672328},{"$f":"+BW30*BX$137/BW$137","v":6.0732286259412112},6.0878262782954495,6.1024590176630999,6.1171269283795393,6.1299667153690152,6.1428334529403346,6.155727197662495,6.1686480062232301,6.18159593542926,6.197524392005751,6.2134938923080965,6.229504542095909,6.245556447401321,6.2616497145296828,6.2750522655841658,6.2884835037072264,6.3019434903011975,6.3154322868998385,6.3289499551686168,6.3413225489579119,6.3537193301840116,6.3661403461314299,6.3785856441771198,6.3910552717906537,6.4057772391562917,6.4205331189689208,6.4353229893467718,6.4501469285880244,6.4650050151712186]
[{"$f":"'HyARC Physical Property Data'!$A$87","v":"Woody Biomass MYPP"},2007,{"$f":"VLOOKUP(ref_year,DeflatorTable,2,FALSE)/VLOOKUP(B31,DeflatorTable,2,FALSE)","v":1.1446359956438654},{"$f":"+'HyARC Physical Property Data'!$H$87","v":"kg"},"Feed",18.608000000000001,null,4.4443250214961303,4.4443250214961303,4.4443250214961303,4.4443250214961303,4.4443250214961303,4.4443250214961303,{"$f":"4.44432502149613*$C$31","v":5.0871343959451663},{"$f":"N31-($N$31-$U$31)/7","v":4.9664808197552768},4.8458272435653873,4.7251736673754978,4.6045200911856083,4.4838665149957189,4.3632129388058294,{"$f":"3.70647033533964*$C$31","v":4.2425593626159408},{"$f":"3.70647033533964*$C$31","v":4.2425593626159408},4.2425593626159408,4.2425593626159408,4.2425593626159408,4.2425593626159408,4.2425593626159408,4.2425593626159408,4.2425593626159408,4.2425593626159408,4.2425593626159408,4.2425593626159408,4.2425593626159408,4.2425593626159408,4.2425593626159408,4.2425593626159408,4.2425593626159408,4.2425593626159408,4.2425593626159408,4.2425593626159408,4.2425593626159408,4.2425593626159408,4.2425593626159408,4.2425593626159408,4.2425593626159408,4.2425593626159408,4.2425593626159408,4.2425593626159408,4.2425593626159408,4.2425593626159408,4.2425593626159408,4.2425593626159408,4.2425593626159408,4.2425593626159408,4.2425593626159408,4.2425593626159408,4.2425593626159408,4.2425593626159408,4.2425593626159408,4.2425593626159408,4.2425593626159408,4.2425593626159408,4.2425593626159408,4.2425593626159408,4.2425593626159408,4.2425593626159408,4.2425593626159408,4.2425593626159408,4.2425593626159408,4.2425593626159408,4.2425593626159408,4.2425593626159408,4.2425593626159408,4.2425593626159408,{"$f":"+BV31*BW$137/BV$137","v":4.2527568062628252},{"$f":"+BW31*BX$137/BW$137","v":4.2629787605524712},4.2732252843988219,4.2834964368574244,4.2937922771257746,4.302804903291757,4.3118364468680763,4.3208869475621841,4.3299564451648767,4.3390449795504713,4.3502256342328796,4.361435098720146,4.3726734472480695,4.3839407542437394,4.3952370943260251,4.4046447412304142,4.4140725244365262,4.4235204870444758,4.4329886722466272,4.4424771233277953,4.4511618127714661,4.4598634800922632,4.4685821584805847,4.4773178811917154,4.486070681545951,4.4964044657748525,4.5067620541531026,4.5171435015141972,4.5275488628179446,4.537978193150753]
[{"$f":"'HyARC Physical Property Data'!A79","v":"Electric Utility Steam Coal"},2011,{"$f":"VLOOKUP(ref_year,DeflatorTable,2,FALSE)/VLOOKUP(B32,DeflatorTable,2,FALSE)","v":1.0784554773635862},{"$f":"+'HyARC Physical Property Data'!$H$79","v":"kg"},"Feed",{"$f":"'HyARC Physical Property Data'!E42","v":22.7322030001394},{"$f":"'HyARC Physical Property Data'!I42","v":23.967615189707661},1.7344499599167666,1.7344499599167666,1.7344499599167666,1.7788973636542149,1.9298772179141501,1.9810774561110811,{"$f":"N50*($C32/mmBTU_to_GJ*$G32/$F32)","v":2.4767433408545654},2.5651337544408896,2.592373750453385,2.5186929778253004,2.5813167306269946,2.582493674349621,2.6495298883238707,2.6645951990883976,2.6731948638895253,2.6770339422228524,2.7117742599988581,2.7445379158817356,2.7930415773737955,2.8325090702115565,2.8662642904028734,2.9010186194136725,2.940829926397512,2.9767170098519729,3.0091724185694009,3.0482659192169139,3.0901131663949291,3.1223497842921248,3.1512808285654264,3.1840250842770517,3.2199865350546464,3.2659164404939314,3.3055854795552553,3.3425050832352436,3.3788577707997551,3.4165792482248296,3.4505834372805482,{"$f":"($BB32-$AR32)/10+AR32","v":3.4478678685678643},3.44515229985518,3.4424367311424957,3.4397211624298114,3.4370055937171271,3.4342900250044428,3.4315744562917585,3.4288588875790742,3.4261433188663899,{"$f":"('AEO Data'!$B$28*AM32)","v":3.4234277501537074},{"$f":"(($BQ$32-$BB$32)/15+BB32)","v":3.435442052510095},{"$f":"(($BQ$32-$BB$32)/15+BC32)","v":3.4474563548664827},3.4594706572228704,3.4714849595792581,3.4834992619356457,3.4955135642920334,3.5075278666484211,3.5195421690048088,3.5315564713611964,3.5435707737175841,3.5555850760739718,3.5675993784303595,3.5796136807867471,3.5916279831431348,{"$f":"('AEO Data'!$C$28*BB32)","v":3.6036422854995251},{"$f":"(($BV$32-$BQ$32)/5+BQ32)","v":3.6151952056451568},{"$f":"(($BV$32-$BQ$32)/5+BR32)","v":3.6267481257907885},{"$f":"(($BV$32-$BQ$32)/5+BS32)","v":3.6383010459364202},{"$f":"(($BV$32-$BQ$32)/5+BT32)","v":3.6498539660820519},{"$f":"('AEO Data'!$D$28*BQ32)","v":3.6614068862276832},{"$f":"+BV32*BW$138/BV$138","v":3.6737859390461725},{"$f":"+BW32*BX$138/BW$138","v":3.6862068448882255},3.6986697452570407,3.7111747821342336,3.7237220979814545,3.7343836989714818,3.7450758257990131,3.7557985658643127,3.766552006817887,3.7773362365611991,3.7855700072018039,3.7938217256698499,3.8020914310876934,3.8103791626629699,3.818684959688778,3.8243155975254672,3.8299545377182778,3.8356017925090047,3.841257374157494,3.846921294941668,3.8488180534393406,3.8507157471505309,3.852614376536355,3.8545139420581549,3.8564144441775015,3.853683012772128,3.8509535159922028,3.8482259524674642,3.8455003208286209,3.8427766197073518]
[{"$f":"'HyARC Physical Property Data'!A76","v":"Commercial Electricity"},2011,1.0784554773635862,{"$f":"'HyARC Physical Property Data'!$H$76","v":"kWh"},"Feed Utility Byprod",null,null,26.896922396257633,26.896922396257633,26.896922396257633,26.568469730033652,27.542479456318485,26.167555894896875,{"$f":"(N51/(mmBTU_to_GJ))*($C33)","v":31.170510750229255},30.647202241072566,29.096288196984492,28.387905483352725,28.463304343594306,28.350595012766668,28.857908647179944,29.151791342575894,29.281852050913265,29.2121521378625,29.201670163962135,29.313283661356845,29.301901100465429,29.26493001112912,29.269341967375848,29.119158608733361,29.009605932421458,29.000424238490005,29.116216623080415,29.212683698856079,29.289319460640414,29.420953385072249,29.555370849091627,29.728290707001914,29.921887265329854,30.317863405172005,30.770945551447749,31.181233971042094,31.632038582906873,32.176370329359735,32.452971159068191,{"$f":"($BB33-$AR33)/10+AR33","v":32.16388259843756},31.874794037806929,31.585705477176298,31.296616916545666,31.007528355915035,30.718439795284404,30.429351234653772,30.140262674023141,29.85117411339251,{"$f":"'AEO Data'!$B$33*AM33","v":29.562085552761868},{"$f":"($BQ33-$BB33)/15+BB33","v":29.579309127727463},29.596532702693057,29.613756277658652,29.630979852624247,29.648203427589841,29.665427002555436,29.682650577521031,29.699874152486625,29.71709772745222,29.734321302417815,29.751544877383409,29.768768452349004,29.785992027314599,29.803215602280194,{"$f":"'AEO Data'!$C$33*BB33","v":29.82043917724577},{"$f":"($BV33-$BQ33)/5+BQ33","v":29.800359578005001},29.780279978764231,29.760200379523461,29.740120780282691,{"$f":"'AEO Data'!$D$33*BQ33","v":29.720041181041928},{"$f":"+BV33*BW$139/BV$139","v":29.706955334848292},{"$f":"+BW33*BX$139/BW$139","v":29.693875250402076},29.680800925166359,29.667732356605345,29.654669542184347,29.630916614985676,29.607182713510749,29.583467822520262,29.559771926787111,29.536095011096396,29.503478732865982,29.470898472315131,29.438354189670047,29.405845845200851,29.373373399221538,29.33797049714088,29.302610265183901,29.267292651921498,29.232017605986552,29.196785076073859,29.155976606392862,29.115225174882106,29.074530701819103,29.033893107592792,28.993312312703377,28.95369823223389,28.914138277190098,28.874632373619477,28.835180447670528,28.795782425592659]
[{"$f":"'HyARC Physical Property Data'!A77","v":"Industrial Electricity"},2011,1.0784554773635862,{"$f":"'HyARC Physical Property Data'!$H$77","v":"kWh"},"Feed Utility Byprod",null,null,17.44160584363896,17.44160584363896,17.44160584363896,17.651840860809763,19.274322003549859,18.160650967421709,{"$f":"(N52/(mmBTU_to_GJ))*($C34)","v":20.71088694517794},20.419854234493727,18.84589804356655,18.546331734469991,18.447325432717289,18.282111164748592,18.776485377898855,19.0506124045218,19.200702739990415,19.143487354660063,19.136493238663739,19.273625752681113,19.383161051037455,19.514271592337145,19.584716713011606,19.608427400023405,19.702865343929336,19.792952665549336,19.899804603120767,20.04636516914546,20.164927804298578,20.308580118348768,20.474707240100674,20.654018096726102,20.882864304557295,21.257348002303171,21.736726062038347,22.152611205555505,22.558073664667731,22.988629891607754,23.250100655420045,{"$f":"($BB34-$AR34)/10+AR34","v":22.997834080640374},22.745567505860702,22.493300931081031,22.241034356301359,21.988767781521688,21.736501206742016,21.484234631962345,21.231968057182673,20.979701482403001,{"$f":"'AEO Data'!$B$33*AM34","v":20.727434907623323},{"$f":"($BQ34-$BB34)/15+BB34","v":20.739511204755296},20.751587501887268,20.763663799019241,20.775740096151214,20.787816393283187,20.79989269041516,20.811968987547132,20.824045284679105,20.836121581811078,20.848197878943051,20.860274176075023,20.872350473206996,20.884426770338969,20.896503067470942,{"$f":"'AEO Data'!$C$33*BB34","v":20.908579364602893},20.894500568115706,20.880421771628519,20.866342975141333,20.852264178654146,{"$f":"'AEO Data'!$D$33*BQ34","v":20.838185382166952},{"$f":"+BV34*BW$140/BV$140","v":20.844481841022439},{"$f":"+BW34*BX$140/BW$140","v":20.850780202413748},20.857080466915747,20.863382635103481,20.869686707552159,20.867326506359717,20.864966572087891,20.862606904706492,20.860247504185345,20.857888370494265,20.848427047697971,20.838970016641447,20.829517275377921,20.82006882196151,20.810624654447203,20.799038600799683,20.787458997541872,20.775885841082598,20.764319127832685,20.752758854204956,20.736920704111466,20.721094641422845,20.705280656914191,20.689478741367644,20.673688885572378,20.658843427163145,20.644008629049544,20.629184483576587,20.614370983094769,20.59956811996009]
[{"$f":"'HyARC Physical Property Data'!A78","v":"Residential Electricity"},2011,1.0784554773635862,{"$f":"'HyARC Physical Property Data'!$H$78","v":"kWh"},"Feed Utility Byprod",null,null,29.579885763014694,29.579885763014694,29.579885763014694,29.556357578078675,30.116416605727963,29.134443020933652,{"$f":"(N53/(mmBTU_to_GJ))*($C35)","v":35.290357875264071},35.099254542442559,34.006324250330664,33.273068571129983,33.741332917168577,33.797427935481679,34.324839686615753,34.578308413009267,34.586867567238613,34.390554936680012,34.362805408349665,34.407138617447096,34.440296778887124,34.452805840191871,34.592323223051601,34.714384960668241,34.884790126185806,35.027523453056702,35.17875868912688,35.278238284610403,35.329988814033648,35.457572652587459,35.581268940259363,35.700168912196872,35.86250559517147,36.208798160069257,36.632705785658793,36.980264896847054,37.31435507024409,37.726607198816652,37.92339618980413,{"$f":"($BB35-$AR35)/10+AR35","v":37.661673404423048},37.399950619041967,37.138227833660885,36.876505048279803,36.614782262898721,36.35305947751764,36.091336692136558,35.829613906755476,35.567891121374394,{"$f":"'AEO Data'!$B$33*AM35","v":35.306168335993306},{"$f":"($BQ35-$BB35)/15+BB35","v":35.326738550364603},35.347308764735899,35.367878979107196,35.388449193478493,35.40901940784979,35.429589622221087,35.450159836592384,35.470730050963681,35.491300265334978,35.511870479706275,35.532440694077572,35.553010908448869,35.573581122820165,35.594151337191462,{"$f":"'AEO Data'!$C$33*BB35","v":35.614721551562717},35.590740371018178,35.56675919047364,35.542778009929101,35.518796829384563,{"$f":"'AEO Data'!$D$33*BQ35","v":35.494815648840024},{"$f":"+BV35*BW$141/BV$141","v":35.479187147674004},{"$f":"+BW35*BX$141/BW$141","v":35.463565527795978},35.447950786176087,35.432342919785803,35.41674192559794,35.388373668404036,35.360028133741132,35.331705303408839,35.303405159221327,35.275127683007355,35.236173874838393,35.197263082790727,35.158395259362273,35.119570357103413,35.080788328616926,35.03850643960029,34.996275511757105,34.954095483665299,34.911966293976825,34.869887881417597,34.82115009201096,34.772480423618198,34.723878781026279,34.675345069155263,34.626879193058095,34.579567869537456,34.532321188323188,34.485139061093349,34.438021399646672,34.39096811590241]
[]
[]
[]
["AEO 2013 Reference Case Values:"]
["2011 $/MMBtu"]
[]
["Residential Natural Gas",null,null,null,null,null,null,null,null,null,null,null,null,11.359373,10.802343,10.464380999999999,10.477905,10.253485,10.156079999999999,10.662777999999999,10.990506,11.397518,11.624905,11.776242999999999,11.960003,12.203179,12.432268000000001,12.584531,12.674325,12.841908,12.933384999999999,13.085578999999999,13.234385,13.368997999999999,13.547089,13.721807,13.935895,14.248931000000001,14.598827,15.023702999999999,15.415895000000001,15.842275000000001,16.055761,16.363073]
["Commercial Natural Gas",null,null,null,null,null,null,null,null,null,null,null,null,9.3969749999999994,8.8368610000000007,8.0727960000000003,8.4627339999999993,8.2352620000000005,8.1043620000000001,8.5610389999999992,8.8247909999999994,9.1722800000000007,9.3508150000000008,9.4680210000000002,9.6109419999999997,9.8191819999999996,10.011597999999999,10.133018,10.193654,10.33554,10.388019,10.500005,10.605323,10.697221000000001,10.832411,10.954602,11.11848,11.383407,11.681657,12.061093,12.401303,12.781521,12.948893999999999,13.212922000000001]
["Industrial Natural Gas",null,null,null,null,null,null,null,null,null,null,null,null,5.4839599999999997,4.8898130000000002,3.7596859999999999,4.3339879999999997,4.3750520000000002,4.4225349999999999,4.8660360000000003,5.0679410000000003,5.3212570000000001,5.4497980000000004,5.5294119999999998,5.6406840000000003,5.8277749999999999,6.0107049999999997,6.1100089999999998,6.1511990000000001,6.2557600000000004,6.2949159999999997,6.396782,6.4862520000000004,6.561483,6.6766310000000004,6.771134,6.9159920000000001,7.1687539999999998,7.4454149999999997,7.813205,8.1536600000000004,8.4989190000000008,8.6393810000000002,8.8810929999999999]
[{"$f":"'HyARC Physical Property Data'!$A$74","v":"Electric Utility Natural Gas"},null,null,null,null,null,null,null,null,null,null,null,null,5.258165,4.7747140000000003,3.3217560000000002,3.7155300000000002,3.758219,3.8420709999999998,4.2826180000000003,4.4486730000000003,4.7026110000000001,4.8222319999999996,4.8967590000000003,5.0074189999999996,5.20235,5.388776,5.5179349999999996,5.5779610000000002,5.7088080000000003,5.7607720000000002,5.8668440000000004,5.9650189999999998,6.0528500000000003,6.1836820000000001,6.2931780000000002,6.4458729999999997,6.6983480000000002,6.9804459999999997,7.345173,7.6749489999999998,8.0219799999999992,8.1549879999999995,8.3777830000000009]
[{"$f":"'HyARC Physical Property Data'!$A$85","v":"Woody Biomass"}]
["Pyrolysis Oil",null,null,null,null,null,null,null,null,null,null,null,null,13.6,13.6,13.6,13.6,13.6,13.6,13.6,14.11,14.11,14.11,14.11,14.11,14.11,14.11,14.11,14.11,14.11,14.11,14.11,14.11,14.11,14.11,14.11,14.11,14.11,14.11,14.11,14.11,14.11,14.11,14.11,14.11,14.11,14.11,14.11,14.11,14.11,14.11,14.11,14.11,14.11,14.11,14.11,14.11,14.11,14.11,14.11,14.11,14.11,14.11,14.11,14.11,14.11,14.11,14.11,14.11,14.11,14.11,14.11,14.11,14.11]
["Methanol",null,null,null,null,null,null,null,null,null,null,null,null,23.6,23.6,23.6,23.6,23.6,23.6,23.6,23.6,23.6,23.6,23.6,23.6,23.6,23.6,23.6,23.6,23.6,23.6,23.6,23.6,23.6,23.6,23.6,23.6,23.6,23.6,23.6,23.6,23.6,23.6,23.6,23.6,23.6,23.6,23.6,23.6,23.6,23.6,23.6,23.6,23.6,23.6,23.6,23.6,23.6,23.6,23.6,23.6,23.6,23.6,23.6,23.6,23.6,23.6,23.6,23.6,23.6,23.6,23.6,23.6,23.6]
["Ethanol (E85)",null,null,null,null,null,null,null,null,null,null,null,null,25.561684,25.303816000000001,33.642014000000003,31.120284999999999,24.805427999999999,24.941547,24.510408000000002,24.773121,25.840997999999999,26.808551999999999,29.644617,29.383793000000001,28.224442,28.253482999999999,27.145426,27.272445999999999,27.519344,26.363682000000001,26.241467,26.599018000000001,26.941008,27.294556,27.667862,28.194492,28.632065000000001,29.186733,29.790071000000001,30.397635000000001,30.990224999999999,31.671036000000001,30.576360999999999]
["Electric Utility Steam Coal",null,null,null,null,null,null,null,null,null,null,null,null,2.2979889999999998,2.38,2.4052739999999999,2.3369110000000002,2.3950149999999999,2.3961070000000002,2.4583050000000002,2.472283,2.4802620000000002,2.4838239999999998,2.516057,2.5464560000000001,2.591459,2.6280779999999999,2.6593969999999998,2.691643,2.7285810000000001,2.7618779999999998,2.7919909999999999,2.8282630000000002,2.8670900000000001,2.8969999999999998,2.9238430000000002,2.954224,2.98759,3.030205,3.0670109999999999,3.1012659999999999,3.134995,3.169994,3.2015440000000002]
["Commercial Electricity",null,null,null,null,null,null,null,null,null,null,null,null,30.492578999999999,29.980651999999999,28.463469,27.770492999999998,27.844252000000001,27.733993999999999,28.230274000000001,28.517765000000001,28.644997,28.576813000000001,28.566559000000002,28.675744999999999,28.66461,28.628443000000001,28.632759,28.485842000000002,28.378672000000002,28.369689999999999,28.482963999999999,28.577332999999999,28.652301999999999,28.781072999999999,28.912566999999999,29.081726,29.271111999999999,29.658476,30.101704000000002,30.503069,30.944068999999999,31.476562000000001,31.747146999999998]
["Industrial Electricity",null,null,null,null,null,null,null,null,null,null,null,null,20.260442999999999,19.975739999999998,18.436015999999999,18.142965,18.046112000000001,17.884491000000001,18.368113000000001,18.636278000000001,18.783104000000002,18.727132999999998,18.720291,18.854441000000001,18.961594000000002,19.089853000000002,19.158766,19.181961000000001,19.274345,19.362473000000001,19.467001,19.610374,19.726358000000001,19.866886000000001,20.029399999999999,20.204810999999999,20.42868,20.795019,21.263971000000002,21.670811,22.067454999999999,22.488647,22.744430999999999]
["Residential Electricity",null,null,null,null,null,null,null,null,null,null,null,null,34.522823000000002,34.335875999999999,33.266716000000002,32.549408,33.007488000000002,33.062362999999998,33.578304000000003,33.826259999999998,33.834632999999997,33.642589999999998,33.615443999999997,33.658813000000002,33.691249999999997,33.703487000000003,33.839970000000001,33.959377000000003,34.126075999999998,34.265704999999997,34.413651000000002,34.510967000000001,34.561591999999997,34.686400999999996,34.807406999999998,34.923721,35.082526999999999,35.421287999999997,35.835976000000002,36.175975999999999,36.502800000000001,36.906086000000002,37.098595000000003]
[]
[]
["AEO_2013_High_Price_Case",{"$f":"\"Prices are in $(\" & ref_year&\")/GJ LHV\"","v":"Prices are in $(2016)/GJ LHV"},null,null,null,null,null,null,null,null,null,null,null,null,null,null,null,null,null,null,null,null,null,null,null,null,null,null,null,null,null,null,null,null,null,null,null,null,null,null,null,null,null,null,"Except as noted,values are extrapolated based on PNNL mini-CAM model (see AEO Data tab)"]
["Year","Source Data Year","Reference year Conversion","Display Units","Use Category","LHV (MJ/kg)","HHV (MJ/kg)",2004,2005,2006,2007,2008,2009,2010,2011,2012,2013,2014,2015,2016,2017,2018,2019,2020,2021,2022,2023,2024,2025,2026,2027,2028,2029,2030,2031,2032,2033,2034,2035,2036,2037,2038,2039,2040,2041,2042,2043,2044,2045,2046,2047,2048,2049,2050,2051,2052,2053,2054,2055,2056,2057,2058,2059,2060,2061,2062,2063,2064,2065,2066,2067,2068,2069,2070,{"$f":"+BV57+1","v":2071},{"$f":"+BW57+1","v":2072},{"$f":"+BX57+1","v":2073},{"$f":"+BY57+1","v":2074},{"$f":"+BZ57+1","v":2075},{"$f":"+CA57+1","v":2076},{"$f":"+CB57+1","v":2077},{"$f":"+CC57+1","v":2078},{"$f":"+CD57+1","v":2079},{"$f":"+CE57+1","v":2080},{"$f":"+CF57+1","v":2081},{"$f":"+CG57+1","v":2082},{"$f":"+CH57+1","v":2083},{"$f":"+CI57+1","v":2084},{"$f":"+CJ57+1","v":2085},{"$f":"+CK57+1","v":2086},{"$f":"+CL57+1","v":2087},{"$f":"+CM57+1","v":2088},{"$f":"+CN57+1","v":2089},{"$f":"+CO57+1","v":2090},{"$f":"+CP57+1","v":2091},{"$f":"+CQ57+1","v":2092},{"$f":"+CR57+1","v":2093},{"$f":"+CS57+1","v":2094},{"$f":"+CT57+1","v":2095},{"$f":"+CU57+1","v":2096},{"$f":"+CV57+1","v":2097},{"$f":"+CW57+1","v":2098},{"$f":"+CX57+1","v":2099},{"$f":"+CY57+1","v":2100}]
["Feedstock Type"]
[{"$f":"'HyARC Physical Property Data'!A73","v":"Residential Natural Gas"},2011,{"$f":"VLOOKUP(ref_year,DeflatorTable,2,FALSE)/VLOOKUP(B59,DeflatorTable,2,FALSE)","v":1.0784554773635862},{"$f":"'HyARC Physical Property Data'!H73","v":"mmBtu"},"Feed Utility",{"$f":"'HyARC Physical Property Data'!$E$6","v":47.141269049911173},{"$f":"'HyARC Physical Property Data'!$I$6","v":52.224661236371581},13.568796522291001,13.568796522291001,13.568796522291001,12.569562315288914,12.891154499364562,11.574514296329017,{"$f":"N74*(1/mmBTU_to_GJ*$C59*$G59/$F59)","v":12.864072624231566},12.233256612302414,11.861152965490446,11.893055588099742,11.702900284056764,11.584863638053182,12.172704934041207,12.561660766684307,13.040849007274005,13.334636024602869,13.585497021910953,13.826832870705786,14.133121150005612,14.415523514141789,14.555819858061962,14.74260268650484,14.962909824951016,15.13708380741285,15.40515937879654,15.610444392046157,15.844346751976293,16.116906877885302,16.508795790382088,16.937809113598334,17.381004274269273,17.788911879634913,18.311687498791546,18.65334373828842,19.195162859691969,19.682735858288098,20.015032288908259,{"$f":"($BB59-$AR59)/10+AR59","v":20.01518684253227},{"$f":"($BB59-$AR59)/10+AS59","v":20.01534139615628},20.015495949780291,20.015650503404302,20.015805057028313,20.015959610652324,20.016114164276335,20.016268717900346,20.016423271524356,{"$f":"'AEO Data'!$B$30*AM59","v":20.01657782514836},{"$f":"($BQ59-$BB59)/15+BB59","v":20.179679524085394},{"$f":"($BQ59-$BB59)/15+BC59","v":20.342781223022428},20.505882921959461,20.668984620896495,20.832086319833529,20.995188018770563,21.158289717707596,21.32139141664463,21.484493115581664,21.647594814518698,21.810696513455731,21.973798212392765,22.136899911329799,22.300001610266833,{"$f":"'AEO Data'!$C$30*BB59","v":22.463103309203859},{"$f":"($BV59-$BQ59)/5+BQ59","v":22.591499473992489},{"$f":"($BV59-$BQ59)/5+BR59","v":22.719895638781118},22.848291803569747,22.976687968358377,{"$f":"'AEO Data'!$D$30*BQ59","v":23.105084133146999},{"$f":"+BV59*BW$133/BV$133","v":23.181799806296944},{"$f":"+BW59*BX$133/BW$133","v":23.258770198039247},23.335996154114543,23.413478523071561,23.491218156276457,23.541346730111329,23.591582274725578,23.641925018387173,23.692375189851191,23.742933018360848,23.759348824569351,23.775775980626385,23.792214494379209,23.808664373680507,23.825125626388392,23.830705260336195,23.836286200984979,23.841868448640763,23.847452003609632,23.853036866197748,23.861501261663879,23.869968660772315,23.878439064588914,23.886912474179919,23.89538889061194,23.908434131387597,23.921486493968537,23.934545982242778,23.947612600100459,23.960686351433843]
[{"$f":"'HyARC Physical Property Data'!A71","v":"Commercial Natural Gas"},2011,{"$f":"VLOOKUP(ref_year,DeflatorTable,2,FALSE)/VLOOKUP(B60,DeflatorTable,2,FALSE)","v":1.0784554773635862},{"$f":"'HyARC Physical Property Data'!H71","v":"mmBtu"},"Feed Utility",{"$f":"'HyARC Physical Property Data'!$E$6","v":47.141269049911173},{"$f":"'HyARC Physical Property Data'!$I$6","v":52.224661236371581},11.78211597551449,11.78211597551449,11.78211597551449,10.884547954455588,11.412186165255939,10.075756967258858,{"$f":"N75*(1/mmBTU_to_GJ*$C60*$G60/$F60)","v":10.64172897994356},10.007414788992003,9.1519429796830281,9.6083607814240821,9.4170571596314385,9.2604963783141265,9.7880272107161694,10.102152135802671,10.510533110812647,10.749394527375706,10.957396319995588,11.154595545540458,11.419131036760978,11.655986860883548,11.761963905589115,11.916887145026724,12.10487944423552,12.234521573768266,12.450381528976834,12.607433799350707,12.785898685119724,13.004609050363703,13.334459360333689,13.708042004168398,14.091726220317723,14.43493053709644,14.903089717958334,15.194282261949443,15.688899182047464,16.126102479588738,16.399079351978891,{"$f":"($BB60-$AR60)/10+AR60","v":16.383429901231551},16.367780450484211,16.352130999736872,16.336481548989532,16.320832098242192,16.305182647494853,16.289533196747513,16.273883746000173,16.258234295252834,{"$f":"'AEO Data'!$B$30*AM60","v":16.242584844505476},{"$f":"($BQ60-$BB60)/15+BB60","v":16.374934799947876},16.507284755390277,16.639634710832677,16.771984666275078,16.904334621717478,17.036684577159878,17.169034532602279,17.301384488044679,17.433734443487079,17.56608439892948,17.69843435437188,17.83078430981428,17.963134265256681,18.095484220699081,{"$f":"'AEO Data'!$C$30*BB60","v":18.227834176141503},{"$f":"($BV60-$BQ60)/5+BQ60","v":18.332022095700271},18.436210015259039,18.540397934817808,18.644585854376576,{"$f":"'AEO Data'!$D$30*BQ60","v":18.748773773935348},{"$f":"+BV60*BW$134/BV$134","v":18.811025215761521},{"$f":"+BW60*BX$134/BW$134","v":18.873483350678995},18.93614886496961,18.999022447193862,19.062104788198472,19.102781951935423,19.143545917820827,19.184396871084243,19.22533499735049,19.266360482640504,19.279681197473067,19.293011122215507,19.306350263235526,19.319698626905243,19.333056219601172,19.337583850577364,19.342112541884731,19.346642293771598,19.351173106486343,19.355704980277398,19.362573470122019,19.369444397292106,19.376317762652565,19.383193567068602,19.390071811405733,19.400657458561128,19.411248884752663,19.42184609313529,19.432449086865692,19.443057869102269]
[{"$f":"'HyARC Physical Property Data'!A72","v":"Industrial Natural Gas"},2011,1.0784554773635862,{"$f":"'HyARC Physical Property Data'!H72","v":"mmBtu"},"Feed Utility",{"$f":"'HyARC Physical Property Data'!$E$6","v":47.141269049911173},{"$f":"'HyARC Physical Property Data'!$I$6","v":52.224661236371581},7.8800725307970341,7.8800725307970341,7.8800725307970341,7.4431315976064605,8.8750360136942668,6.5580125743803235,{"$f":"N76*(1/mmBTU_to_GJ*$C61*$G61/$F61)","v":6.2103798436905873},5.5365993079896789,4.2658486899298849,4.9262435098506687,5.0011287756439424,5.043267733696263,5.5677692268671866,5.811978134962712,6.1008547915790015,6.2889829863794731,6.4543826434720692,6.6186022738436092,6.8574772799658357,7.0784899430254651,7.1627859785423293,7.2980043571868638,7.4390911604652894,7.5449878002791149,7.7612180709749996,7.9069717553642462,8.0635665105794754,8.2711923253957185,8.5949477180790161,8.9590199354229085,9.332634288229011,9.6599444830979113,10.080315979146802,10.318380141572026,10.748724109123437,11.112492826312584,11.338483797880626,{"$f":"($BB61-$AR61)/10+AR61","v":11.291599206776587},11.244714615672548,11.197830024568509,11.15094543346447,11.104060842360431,11.057176251256392,11.010291660152353,10.963407069048314,10.916522477944275,{"$f":"'AEO Data'!$B$30*AM61","v":10.869637886840229},{"$f":"($BQ61-$BB61)/15+BB61","v":10.958207292742701},11.046776698645173,11.135346104547645,11.223915510450118,11.31248491635259,11.401054322255062,11.489623728157534,11.578193134060006,11.666762539962479,11.755331945864951,11.843901351767423,11.932470757669895,12.021040163572367,12.10960956947484,{"$f":"'AEO Data'!$C$30*BB61","v":12.19817897537731},{"$f":"($BV61-$BQ61)/5+BQ61","v":12.26790217329369},12.33762537121007,12.40734856912645,12.47707176704283,{"$f":"'AEO Data'!$D$30*BQ61","v":12.546794964959213},{"$f":"+BV61*BW$135/BV$135","v":12.588454013507333},{"$f":"+BW61*BX$135/BW$135","v":12.630251382346072},12.672187530739475,12.714262919476461,12.75647801087592,12.78369941955669,12.810978916770198,12.838316626473205,12.865712672886987,12.893167180497899,12.90208148496421,12.911001952758973,12.919928588143499,12.928861395382043,12.937800378741811,12.940830297296499,12.943860925431345,12.946892263312527,12.949924311106264,12.952957068978808,12.957553504715802,12.962151571526023,12.966751269988269,12.971352600681538,12.975955564185037,12.983039544504583,12.990127392190731,12.997219109354795,13.004314698109246,13.011414160567707]
[{"$f":"'HyARC Physical Property Data'!A74","v":"Electric Utility Natural Gas"},2011,1.0784554773635862,{"$f":"'HyARC Physical Property Data'!H74","v":"mmBtu"},"Feed Utility",{"$f":"'HyARC Physical Property Data'!$E$6","v":47.141269049911173},{"$f":"'HyARC Physical Property Data'!$I$6","v":52.224661236371581},6.9870463159656619,6.9870463159656619,6.9870463159656619,6.9519071777354364,9.0904707383294223,6.2626950486669273,{"$f":"N77*(1/mmBTU_to_GJ*$C62*$G62/$F62)","v":5.9546798308555591},5.4071882009627821,3.768852464514262,4.2197914089842286,4.3421608594357606,4.4350092575221245,4.9227430659017379,5.1227134290535421,5.404199630409166,5.5835002740669921,5.7378889908440085,5.8922335415537308,6.1313078612104164,6.355420076223532,6.4754872288594125,6.6246700120119595,6.7907434847466179,6.9234738416002104,7.1128771900359125,7.2589977925226847,7.4163003372778959,7.6223407035245794,7.9461017585241978,8.2927532934784409,8.6454827587704095,8.9495797216544553,9.3600297070477065,9.6003452064417036,10.02812074731043,10.386438918810089,10.572567183486392,{"$f":"($BB62-$AR62)/10+AR62","v":10.522342037462021},10.472116891437651,10.42189174541328,10.371666599388909,10.321441453364539,10.271216307340168,10.220991161315798,10.170766015291427,10.120540869267057,{"$f":"'AEO Data'!$B$30*AM62","v":10.070315723242683},{"$f":"($BQ62-$BB62)/15+BB62","v":10.152371987687129},10.234428252131575,10.316484516576022,10.398540781020468,10.480597045464915,10.562653309909361,10.644709574353808,10.726765838798254,10.808822103242701,10.890878367687147,10.972934632131594,11.05499089657604,11.137047161020487,11.219103425464933,{"$f":"'AEO Data'!$C$30*BB62","v":11.301159689909367},{"$f":"($BV62-$BQ62)/5+BQ62","v":11.365755642742549},11.430351595575731,11.494947548408913,11.559543501242095,{"$f":"'AEO Data'!$D$30*BQ62","v":11.624139454075273},{"$f":"+BV62*BW$136/BV$136","v":11.662735015029273},{"$f":"+BW62*BX$136/BW$136","v":11.701458724594294},11.740311008261404,11.779292292934432,11.818403006934647,11.843622630872503,11.868896071678103,11.894223444192779,11.919604863502929,11.94504044494054,11.95329921688524,11.961563698924795,11.969833895007156,11.978109809082998,11.986391445105726,11.98919855209301,11.992006316479953,11.994814738420512,11.99762381806868,12.000433555578486,12.00469198254312,12.008951920636509,12.013213370394887,12.017476332354676,12.021740807052488,12.028303851667012,12.034870479253032,12.041440691766601,12.048014491164842,12.054591879405951]
[{"$f":"'HyARC Physical Property Data'!A75","v":"Bio Methane"},2007,1.1446359956438654,{"$f":"'HyARC Physical Property Data'!H75","v":"mmBtu"},"Feed Utility",{"$f":"'HyARC Physical Property Data'!$E$6","v":47.141269049911173},{"$f":"'HyARC Physical Property Data'!$I$6","v":52.224661236371581},12.42654028436019,12.42654028436019,12.42654028436019,12.42654028436019,12.42654028436019,12.42654028436019,{"$f":"13.11*($C$63/mmBTU_to_GJ)","v":14.223865310797228},14.223865310797228,14.223865310797228,14.223865310797228,14.223865310797228,14.223865310797228,14.223865310797228,14.223865310797228,14.223865310797228,14.223865310797228,14.223865310797228,14.223865310797228,14.223865310797228,14.223865310797228,14.223865310797228,14.223865310797228,14.223865310797228,14.223865310797228,14.223865310797228,14.223865310797228,14.223865310797228,14.223865310797228,14.223865310797228,14.223865310797228,14.223865310797228,14.223865310797228,{"$f":"13.11*($C$63/mmBTU_to_GJ)","v":14.223865310797228},14.223865310797228,14.223865310797228,14.223865310797228,14.223865310797228,14.223865310797228,14.223865310797228,14.223865310797228,14.223865310797228,14.223865310797228,14.223865310797228,14.223865310797228,14.223865310797228,14.223865310797228,14.223865310797228,14.223865310797228,14.223865310797228,14.223865310797228,14.223865310797228,14.223865310797228,14.223865310797228,14.223865310797228,14.223865310797228,14.223865310797228,14.223865310797228,14.223865310797228,14.223865310797228,14.223865310797228,14.223865310797228,14.223865310797228,14.223865310797228,14.223865310797228,14.223865310797228,14.223865310797228,14.223865310797228,{"$f":"+BV63*BW$136/BV$136","v":14.271092726019944},14.318476950147966,14.366018503832969,14.413717909455341,14.461575691129934,14.49243565590395,14.523361473628309,14.554353284828478,14.585411230329802,14.616535451258134,14.626641288360148,14.636754112613382,14.646873928848736,14.657000741900452,14.667134556606111,14.670569469948116,14.674005187716483,14.6774417100996,14.6808790372859,14.684317169463862,14.689527988881515,14.69474065739019,14.699955175646044,14.705171544305472,14.710389764025104,14.718420626266095,14.726455872806168,14.734495506038849,14.74253952835897,14.750587942162673]
[{"$f":"'HyARC Physical Property Data'!A85","v":"Woody Biomass"},2005,{"$f":"VLOOKUP(ref_year,DeflatorTable,2,FALSE)/VLOOKUP(B64,DeflatorTable,2,FALSE)","v":1.2112501494873942},{"$f":"+'HyARC Physical Property Data'!$H$85","v":"kg"},"Feed",{"$f":"'HyARC Physical Property Data'!$E$45","v":19.551069237418005},{"$f":"'HyARC Physical Property Data'!$I$45","v":20.588656379262464},1.3438238843289665,1.3438238843289665,1.3438238843289665,1.3438238843289665,1.3438238843289665,1.3438238843289665,{"$f":"1.27*($C$64)","v":1.5382876898489906},{"$f":"1.27*($C$64)","v":1.5382876898489906},{"$f":"1.28*($C$64)","v":1.5504001913438645},{"$f":"1.32*($C$64)","v":1.5988501973233604},{"$f":"1.32*($C$64)","v":1.5988501973233604},{"$f":"1.34*($C$64)","v":1.6230752003131084},{"$f":"1.34*($C$64)","v":1.6230752003131084},{"$f":"1.36*($C$64)","v":1.6473002033028561},{"$f":"1.36*($C$64)","v":1.6473002033028561},{"$f":"1.38*($C$64)","v":1.6715252062926038},{"$f":"1.4*($C$64)","v":1.6957502092823518},{"$f":"1.46*($C$64)","v":1.7684252182515954},{"$f":"1.48*($C$64)","v":1.7926502212413433},{"$f":"1.48*($C$64)","v":1.7926502212413433},{"$f":"1.51*($C$64)","v":1.8289877257259652},{"$f":"1.52*($C$64)","v":1.8411002272208392},{"$f":"1.62*($C$64)","v":1.9622252421695787},{"$f":"1.72*($C$64)","v":2.083350257118318},{"$f":"1.82*($C$64)","v":2.2044752720670573},{"$f":"1.91*($C$64)","v":2.3134877855209228},{"$f":"2.01*($C$64)","v":2.4346128004696621},{"$f":"2.11*($C$64)","v":2.5557378154184014},{"$f":"2.2*($C$64)","v":2.6647503288722674},{"$f":"2.3*($C$64)","v":2.7858753438210062},{"$f":"2.4*($C$64)","v":2.9070003587697459},{"$f":"2.5*($C$64)","v":3.0281253737184857},{"$f":"2.57*($C$64)","v":3.1129128841826028},{"$f":"2.64*($C$64)","v":3.1977003946467208},{"$f":"2.71*($C$64)","v":3.282487905110838},{"$f":"2.78*($C$64)","v":3.3672754155749556},{"$f":"2.85*($C$64)","v":3.4520629260390736},{"$f":"2.92*($C$64)","v":3.5368504365031908},{"$f":"2.99*($C$64)","v":3.6216379469673088},{"$f":"3.07*($C$64)","v":3.7185379589263001},{"$f":"3.14*($C$64)","v":3.8033254693904177},{"$f":"3.21*($C$64)","v":3.8881129798545353},{"$f":"3.28*($C$64)","v":3.9729004903186529},{"$f":"3.35*($C$64)","v":4.0576880007827709},{"$f":"3.42*($C$64)","v":4.1424755112468876},{"$f":"3.49*($C$64)","v":4.2272630217110061},{"$f":"3.56*($C$64)","v":4.3120505321751237},{"$f":"3.64*($C$64)","v":4.4089505441341146},{"$f":"3.71*($C$64)","v":4.4937380545982322},{"$f":"3.78*($C$64)","v":4.5785255650623498},{"$f":"3.85*($C$64)","v":4.6633130755264673},{"$f":"3.92*($C$64)","v":4.7481005859905849},{"$f":"3.99*($C$64)","v":4.8328880964547034},{"$f":"4.06*($C$64)","v":4.9176756069188201},{"$f":"4.14*($C$64)","v":5.0145756188778119},{"$f":"4.21*($C$64)","v":5.0993631293419295},{"$f":"4.28*($C$64)","v":5.1841506398060471},{"$f":"4.35*($C$64)","v":5.2689381502701647},{"$f":"4.42*($C$64)","v":5.3537256607342822},{"$f":"4.49*($C$64)","v":5.4385131711983998},{"$f":"4.56*($C$64)","v":5.5233006816625174},{"$f":"4.63*($C$64)","v":5.608088192126635},{"$f":"4.71*($C$64)","v":5.7049882040856268},{"$f":"4.78*($C$64)","v":5.7897757145497444},{"$f":"4.85*($C$64)","v":5.8745632250138611},{"$f":"4.92*($C$64)","v":5.9593507354779796},{"$f":"4.99*($C$64)","v":6.0441382459420971},{"$f":"+BV64*BW$137/BV$137","v":6.0586659764672328},{"$f":"+BW64*BX$137/BW$137","v":6.0732286259412112},6.0878262782954495,6.1024590176630999,6.1171269283795393,6.1299667153690152,6.1428334529403346,6.155727197662495,6.1686480062232301,6.18159593542926,6.197524392005751,6.2134938923080965,6.229504542095909,6.245556447401321,6.2616497145296828,6.2750522655841658,6.2884835037072264,6.3019434903011975,6.3154322868998385,6.3289499551686168,6.3413225489579119,6.3537193301840116,6.3661403461314299,6.3785856441771198,6.3910552717906537,6.4057772391562917,6.4205331189689208,6.4353229893467718,6.4501469285880244,6.4650050151712186]
[{"$f":"'HyARC Physical Property Data'!A79","v":"Electric Utility Steam Coal"},2011,{"$f":"VLOOKUP(ref_year,DeflatorTable,2,FALSE)/VLOOKUP(B65,DeflatorTable,2,FALSE)","v":1.0784554773635862},{"$f":"+'HyARC Physical Property Data'!$H$79","v":"kg"},"Feed",{"$f":"'HyARC Physical Property Data'!$E$42","v":22.7322030001394},{"$f":"'HyARC Physical Property Data'!$I$42","v":23.967615189707661},1.6359074751967535,1.6359074751967535,1.6359074751967535,1.6778298347292193,1.8315470257945772,1.8060149340317679,{"$f":"N79*($C65/mmBTU_to_GJ*$G65/$F65)","v":2.4767433408545654},2.5651337544408896,2.6023831610321637,2.5126832358863247,2.6585542013179602,2.6840072260006811,2.7699747737550795,2.7766301102818329,2.7968493998756609,2.8115213182786878,2.8489776600299841,2.8785704657004394,2.9253496675256483,2.9630312668209267,3.0053645960675355,3.0521599647021214,3.0924023866026737,3.1249741963476141,3.1652489518669196,3.2097820449760555,3.2527092350204363,3.2901989881777776,3.3307065457521077,3.3733136329708291,3.4171795757463519,3.4665778006905912,3.5046355477507012,3.5333294788198106,3.5689945380921646,3.6172858754877444,3.6632858371009949,{"$f":"($BB65-$AR65)/10+AR65","v":3.6603339305711646},{"$f":"($BB65-$AR65)/10+AS65","v":3.6573820240413344},3.6544301175115042,3.6514782109816739,3.6485263044518437,3.6455743979220134,3.6426224913921832,3.639670584862353,3.6367186783325227,{"$f":"('AEO Data'!$B$28*AM65)","v":3.6337667718026938},{"$f":"($BQ65-$BB65)/15+BB65","v":3.6465192456024029},{"$f":"($BQ65-$BB65)/15+BC65","v":3.659271719402112},3.6720241932018212,3.6847766670015303,3.6975291408012394,3.7102816146009485,3.7230340884006576,3.7357865622003668,3.7485390360000759,3.761291509799785,3.7740439835994941,3.7867964573992032,3.7995489311989123,3.8123014049986215,{"$f":"('AEO Data'!$C$28*BB65)","v":3.8250538787983337},{"$f":"($BV65-$BQ65)/5+BQ65","v":3.8373166225762918},3.8495793663542499,3.861842110132208,3.8741048539101661,{"$f":"('AEO Data'!$D$28*BQ65)","v":3.8863675976881238},{"$f":"+BV65*BW$138/BV$138","v":3.8995072326040932},{"$f":"+BW65*BX$138/BW$138","v":3.9126912920376582},3.9259199261861233,3.9391932857546061,3.9525115219577494,3.9638281829885078,3.9751772453965106,3.9865588019519875,3.9979729456907847,4.0094197699151231,4.0181594321320722,4.0269181449099625,4.0356959497748699,4.0444928883433882,4.0533090023228242,4.0592855925032651,4.0652709951453678,4.0712652232430759,4.0772682898094939,4.0832802078769133,4.0852935052227286,4.0873077952425705,4.0893230784258847,4.0913393552623587,4.0933566262419232,4.0904573728021916,4.0875601728533422,4.0846650249409233,4.081771927611511,4.0788808794127149]
[{"$f":"'HyARC Physical Property Data'!A76","v":"Commercial Electricity"},2011,1.0784554773635862,{"$f":"'HyARC Physical Property Data'!$H$76","v":"kWh"},"Feed Utility Byprod",null,null,26.764062885406638,26.764062885406638,26.764062885406638,26.478521097803213,27.879470162766175,27.895326399478549,{"$f":"N80*($C66)","v":32.884888841491865},{"$f":"O80*($C66)","v":32.332798364331552},30.737262309969314,29.97242384233401,30.387977542238183,30.347150453231627,30.940154295836678,31.301692474701618,31.392652645028893,31.248251770431818,31.319545226673895,31.450144028071669,31.542321774632889,31.486595823206557,31.399882610549138,31.493015868663306,31.467305490082953,31.504678286195514,31.506435090168136,31.647141176299762,31.868543771980598,32.132385747606648,32.307495641921648,32.65090606266758,33.217937462011285,33.746086227574118,34.302393465650923,34.800179395704063,35.230419502298972,35.829986824939262,36.211973598110482,{"$f":"($BB66-$AR66)/10+AR66","v":35.881261041922635},35.550548485734787,35.219835929546939,34.889123373359091,34.558410817171243,34.227698260983395,33.896985704795547,33.566273148607699,33.235560592419851,{"$f":"'AEO Data'!$B$33*AM66","v":32.904848036232032},{"$f":"($BQ66-$BB66)/15+BB66","v":32.924019184217244},32.943190332202455,32.962361480187667,32.981532628172879,33.00070377615809,33.019874924143302,33.039046072128514,33.058217220113725,33.077388368098937,33.096559516084149,33.115730664069361,33.134901812054572,33.154072960039784,33.173244108024996,{"$f":"'AEO Data'!$C$33*BB66","v":33.192415256010214},33.170065135939467,33.147715015868719,33.125364895797972,33.103014775727225,{"$f":"'AEO Data'!$D$33*BQ66","v":33.080664655656477},{"$f":"+BV66*BW$139/BV$139","v":33.066099114275488},{"$f":"+BW66*BX$139/BW$139","v":33.051539986157294},33.0369872684781,33.022440958415373,33.007901053147819,32.98146223987488,32.955044603678495,32.928648127596141,32.902272794678915,32.875918587991457,32.839614191376278,32.803349885175919,32.767125625119114,32.730941366983494,32.69479706659552,32.65539094584242,32.616032320180047,32.576721132363886,32.537457325218448,32.498240841637141,32.452817913303896,32.407458472789216,32.362162431355912,32.31692970039083,32.271760191404653,32.22766670904133,32.183633472390525,32.139660399137448,32.09574740707977,32.051894414127482]
[{"$f":"'HyARC Physical Property Data'!A77","v":"Industrial Electricity"},2011,1.0784554773635862,{"$f":"'HyARC Physical Property Data'!$H$77","v":"kWh"},"Feed Utility Byprod",null,null,17.365230901091444,17.365230901091444,17.365230901091444,17.575551809904887,19.530121721487372,19.467200489895287,{"$f":"N81*($C67)","v":21.849987884073684},21.542925726736811,19.902451511088309,19.582235432294034,19.704756602166356,19.619020470171431,20.171031141626411,20.49385492576495,20.594470507981068,20.544822731625157,20.594035890423687,20.76255102949461,20.94633062739214,21.072253245840066,21.100348089480867,21.269441280687655,21.365271755950712,21.508514369365095,21.619174685897374,21.826218725352589,22.023947066394335,22.224293897335123,22.474376937980967,22.838414976642433,23.325651455216004,23.843532246178864,24.337545738972189,24.794215553950846,25.214004348514621,25.744343457151981,26.063271860106287,{"$f":"($BB67-$AR67)/10+AR67","v":25.78185962843024},25.500447396754193,25.219035165078147,24.9376229334021,24.656210701726053,24.374798470050006,24.093386238373959,23.811974006697913,23.530561775021866,{"$f":"'AEO Data'!$B$33*AM67","v":23.24914954334583},{"$f":"($BQ67-$BB67)/15+BB67","v":23.262695051470804},23.276240559595777,23.289786067720751,23.303331575845725,23.316877083970699,23.330422592095672,23.343968100220646,23.35751360834562,23.371059116470594,23.384604624595568,23.398150132720541,23.411695640845515,23.425241148970489,23.438786657095463,{"$f":"'AEO Data'!$C$33*BB67","v":23.45233216522044},23.436540532228719,23.420748899236997,23.404957266245276,23.389165633253555,{"$f":"'AEO Data'!$D$33*BQ67","v":23.373374000261833},{"$f":"+BV67*BW$140/BV$140","v":23.380436490829396},{"$f":"+BW67*BX$140/BW$140","v":23.387501115396649},23.394567874608409,23.401636769109679,23.408707799545656,23.406060454578945,23.403413409006607,23.40076666279478,23.398120215909611,23.395474068317245,23.384861674186023,23.374254093930716,23.363651325367709,23.353053366314384,23.342460214589092,23.329464593323419,23.316476207206502,23.303495052210266,23.290521124308881,23.277554419478744,23.259789388655847,23.242037915800186,23.224299990564553,23.206575602609636,23.188864741604011,23.17221317404951,23.155573563729877,23.138945902058804,23.122330180456149,23.105726390347936]
[{"$f":"'HyARC Physical Property Data'!A78","v":"Residential Electricity"},2011,1.0784554773635862,{"$f":"'HyARC Physical Property Data'!$H$78","v":"kWh"},"Feed Utility Byprod",null,null,29.433773538887177,29.433773538887177,29.433773538887177,29.415861064534436,30.500905105766051,30.574559070308627,37.231327558403592,37.029713542276902,35.904219072357151,35.115964100941852,35.969434353528804,36.116413815172251,36.717853336521245,37.019523216471292,36.994572070547008,36.749885621109897,36.78085131323143,36.866643524911183,36.980382831831335,37.011953537475684,37.116621955375727,37.450882759851702,37.642585770141416,37.813937247117813,37.937612364350912,38.109761898380555,38.292401568838507,38.52845390372385,38.699570277406174,38.991412192591014,39.480914506122524,39.991294639240323,40.444338686904082,40.811228161847694,41.155489483965269,41.648278929791786,41.89880413718334,{"$f":"($BB68-$AR68)/10+AR68","v":41.608361021177913},41.317917905172486,41.027474789167059,40.737031673161631,40.446588557156204,40.156145441150777,39.86570232514535,39.575259209139922,39.284816093134495,{"$f":"'AEO Data'!$B$33*AM68","v":38.994372977129068},{"$f":"($BQ68-$BB68)/15+BB68","v":39.017092027346592},39.039811077564117,39.062530127781642,39.085249177999167,39.107968228216691,39.130687278434216,39.153406328651741,39.176125378869266,39.19884442908679,39.221563479304315,39.24428252952184,39.267001579739365,39.289720629956889,39.312439680174414,{"$f":"'AEO Data'!$C$33*BB68","v":39.335158730391903},39.30867239265946,39.282186054927017,39.255699717194574,39.229213379462131,{"$f":"'AEO Data'!$D$33*BQ68","v":39.202727041729688},{"$f":"+BV68*BW$141/BV$141","v":39.185465933196419},{"$f":"+BW68*BX$141/BW$141","v":39.168212424794326},39.150966513177039,39.133728194999662,39.11649746691878,39.085165763313817,39.053859155914154,39.022577624618116,38.991321149340131,38.960089710010728,38.917066652108652,38.874091103940906,38.831163013043174,38.788282327009078,38.745448993490129,38.698750191886909,38.652107675037847,38.605521375104502,38.558991224330207,38.512517155039959,38.45868804732946,38.404934176789915,38.351255438262001,38.297651726733392,38.244122937338538,38.191869309081618,38.139687075890301,38.087576140216228,38.03553640464434,37.983567771892652]
[]
[]
["AEO 2013 High Oil Price Case Values (except for BioMethane and Woody Biomass):"]
["2011 $/MMBtu"]
[]
["Residential Natural Gas",null,null,null,null,null,null,null,null,null,null,null,null,11.359373,10.802343,10.473763999999999,10.501935,10.334021999999999,10.229792,10.748874000000001,11.092333999999999,11.515472000000001,11.774895000000001,11.996413,12.209519999999999,12.479982,12.729352,12.853237999999999,13.018173000000001,13.212711000000001,13.366512,13.603230999999999,13.784504,13.991047,14.231726,14.577776,14.956607999999999,15.347963,15.708157999999999,16.169785000000001,16.471478000000001,16.949921,17.380462999999999,17.673891000000001]
["Commercial Natural Gas",null,null,null,null,null,null,null,null,null,null,null,null,9.3969749999999994,8.8368559999999992,8.081448,8.4844790000000003,8.3155520000000003,8.1773039999999995,8.6431299999999993,8.9205120000000004,9.2811249999999994,9.4920469999999995,9.6757190000000008,9.8498520000000003,10.083444999999999,10.292596,10.386177,10.522978999999999,10.688981999999999,10.803459999999999,10.994071,11.132752999999999,11.290343,11.483471,11.774739,12.104623999999999,12.443429,12.746489,13.159888,13.417020000000001,13.853782000000001,14.239846,14.480893]
["Industrial Natural Gas",null,null,null,null,null,null,null,null,null,null,null,null,5.4839570000000002,4.8889880000000003,3.7668759999999999,4.3500249999999996,4.4161510000000002,4.4533610000000001,4.916512,5.1321560000000002,5.3872429999999998,5.5533659999999996,5.6994189999999998,5.84443,6.055364,6.2505249999999997,6.3249610000000001,6.4443630000000001,6.5689469999999996,6.6624569999999999,6.8533949999999999,6.9821,7.1203779999999997,7.3037179999999999,7.5896039999999996,7.9110909999999999,8.2410040000000002,8.5300290000000007,8.90123,9.1114479999999993,9.4914550000000002,9.8126739999999995,10.012231]
[{"$f":"'HyARC Physical Property Data'!$A$74","v":"Electric Utility Natural Gas"},null,null,null,null,null,null,null,null,null,null,null,null,5.2581660000000001,4.7747140000000003,3.3280129999999999,3.7262059999999999,3.8342619999999998,3.9162499999999998,4.3469340000000001,4.5235139999999996,4.7720750000000001,4.9304030000000001,5.0667330000000002,5.2030240000000001,5.4141339999999998,5.6120320000000001,5.7180549999999997,5.8497880000000002,5.9964360000000001,6.1136410000000003,6.2808900000000003,6.4099190000000004,6.5488220000000004,6.7307620000000004,7.0166529999999998,7.3227570000000002,7.6342280000000002,7.902755,8.2651950000000003,8.4774010000000004,8.8551400000000005,9.1715459999999993,9.3359030000000001]
["Woody Biomass"]
["Electric Utility Steam Coal",null,null,null,null,null,null,null,null,null,null,null,null,2.2979889999999998,2.38,2.414561,2.3313350000000002,2.4666779999999999,2.490294,2.5700569999999998,2.5762320000000001,2.594992,2.6086049999999998,2.6433580000000001,2.6708150000000002,2.7142179999999998,2.74918,2.7884579999999999,2.8318759999999998,2.8692139999999999,2.899435,2.9368029999999998,2.9781219999999999,3.0179510000000001,3.0527350000000002,3.090319,3.1298509999999999,3.1705510000000001,3.2163840000000001,3.2516949999999998,3.2783180000000001,3.3114089999999998,3.3562150000000002,3.398895]
["Commercial Electricity",null,null,null,null,null,null,null,null,null,null,null,null,30.492578999999999,29.980651999999999,28.501187999999999,27.791989999999998,28.177313000000002,28.139455999999999,28.689319999999999,29.024557000000001,29.108899999999998,28.975003999999998,29.041111000000001,29.162209000000001,29.247681,29.196009,29.115604000000001,29.201962000000002,29.178121999999998,29.212776000000002,29.214404999999999,29.344874999999998,29.550170999999999,29.794819,29.957190000000001,30.275618000000001,30.801399,31.291125999999998,31.806963,32.268535999999997,32.667476999999998,33.223427000000001,33.577624999999998]
["Industrial Electricity",null,null,null,null,null,null,null,null,null,null,null,null,20.260445000000001,19.975721,18.454588000000001,18.157667,18.271274999999999,18.191776000000001,18.703628999999999,19.002967999999999,19.096264000000001,19.050228000000001,19.095860999999999,19.252116999999998,19.422526999999999,19.539289,19.565339999999999,19.722131999999998,19.810991000000001,19.943812999999999,20.046423000000001,20.238405,20.421748999999998,20.607520999999998,20.839410999999998,21.176966,21.628757,22.108962999999999,22.567038,22.990486000000001,23.379736000000001,23.871493999999998,24.167221000000001]
["Residential Electricity",null,null,null,null,null,null,null,null,null,null,null,null,34.522823000000002,34.335875999999999,33.292259000000001,32.561348000000002,33.352730000000001,33.489016999999997,34.046703000000001,34.326427000000002,34.303291000000002,34.076405000000001,34.105117999999997,34.184669,34.290134000000002,34.319408000000003,34.416462000000003,34.726405999999997,34.904162999999997,35.063048999999999,35.177726999999997,35.337353,35.506706000000001,35.725586,35.884253999999999,36.154865000000001,36.608756999999997,37.082008000000002,37.502094,37.842292999999998,38.16151,38.618450000000003,38.850749999999998]
[]
[]
[]
["AEO_2014_Reference_Case",{"$f":"\"Prices are in $(\" & ref_year&\")/GJ LHV\"","v":"Prices are in $(2016)/GJ LHV"},null,null,null,null,null,null,null,null,null,null,null,null,null,null,null,null,null,null,null,null,null,null,null,null,null,null,null,null,null,null,null,null,null,null,null,null,null,null,null,null,null,null,"Except as noted,values are extrapolated based on PNNL mini-CAM model (see AEO Data tab)"]
["Year","Source Data Year","Reference year Conversion","Display Units","Use Category","LHV (MJ/kg)","HHV (MJ/kg)",2004,2005,2006,2007,2008,2009,2010,2011,2012,2013,2014,2015,2016,2017,2018,2019,2020,2021,2022,2023,2024,2025,2026,2027,2028,2029,2030,2031,2032,2033,2034,2035,2036,2037,2038,2039,2040,2041,2042,2043,2044,2045,2046,2047,2048,2049,2050,2051,2052,2053,2054,2055,2056,2057,2058,2059,2060,2061,2062,2063,2064,2065,2066,2067,2068,2069,2070,{"$f":"+BV87+1","v":2071},{"$f":"+BW87+1","v":2072},{"$f":"+BX87+1","v":2073},{"$f":"+BY87+1","v":2074},{"$f":"+BZ87+1","v":2075},{"$f":"+CA87+1","v":2076},{"$f":"+CB87+1","v":2077},{"$f":"+CC87+1","v":2078},{"$f":"+CD87+1","v":2079},{"$f":"+CE87+1","v":2080},{"$f":"+CF87+1","v":2081},{"$f":"+CG87+1","v":2082},{"$f":"+CH87+1","v":2083},{"$f":"+CI87+1","v":2084},{"$f":"+CJ87+1","v":2085},{"$f":"+CK87+1","v":2086},{"$f":"+CL87+1","v":2087},{"$f":"+CM87+1","v":2088},{"$f":"+CN87+1","v":2089},{"$f":"+CO87+1","v":2090},{"$f":"+CP87+1","v":2091},{"$f":"+CQ87+1","v":2092},{"$f":"+CR87+1","v":2093},{"$f":"+CS87+1","v":2094},{"$f":"+CT87+1","v":2095},{"$f":"+CU87+1","v":2096},{"$f":"+CV87+1","v":2097},{"$f":"+CW87+1","v":2098},{"$f":"+CX87+1","v":2099},{"$f":"+CY87+1","v":2100}]
["Feedstock Type"]
[{"$f":"'HyARC Physical Property Data'!A73","v":"Residential Natural Gas"},2012,{"$f":"VLOOKUP(ref_year,DeflatorTable,2,FALSE)/VLOOKUP(B89,DeflatorTable,2,FALSE)","v":1.0589185747008452},{"$f":"'HyARC Physical Property Data'!H73","v":"mmBtu"},"Feed Utility",{"$f":"'HyARC Physical Property Data'!$E$6","v":47.141269049911173},{"$f":"'HyARC Physical Property Data'!$I$6","v":52.224661236371581},12.595706345448797,12.595706345448797,12.595706345448797,12.595706345448797,13.121338604068761,11.086947084595193,10.600250548835966,{"$f":"O106*($C89/mmBTU_to_GJ*$G89/$F89)","v":12.2087929242581},11.62926676611875,11.549569006878718,12.451077492669647,12.228661210695314,11.880721569489316,12.243181027367417,12.738447103720736,12.928721417497503,12.889662020940529,13.126157788188424,13.227924378910403,13.406700038666168,13.682684414389822,13.872072505629625,13.98822325537062,14.139968571775018,14.341810480347306,14.660154514221039,15.014507871353267,15.178056515524123,15.247180761459282,15.504403238981952,15.944730189731404,16.240765211360355,16.673418609126639,16.84862158003515,16.990523932954982,17.36681602365595,17.766490156398653,{"$f":"($BB89-$AR89)/10+AR89","v":17.817297159388684},{"$f":"($BB89-$AR89)/10+AS89","v":17.868104162378714},17.918911165368744,17.969718168358774,18.020525171348805,18.071332174338835,18.122139177328865,18.172946180318895,18.223753183308926,{"$f":"'AEO Data'!$B$30*AM89","v":18.274560186298949},{"$f":"($BQ89-$BB89)/15+BB89","v":18.423467349139123},18.572374511979298,18.721281674819473,18.870188837659647,19.019096000499822,19.168003163339996,19.316910326180171,19.465817489020345,19.61472465186052,19.763631814700695,19.912538977540869,20.061446140381044,20.210353303221218,20.359260466061393,{"$f":"'AEO Data'!$C$30*BB89","v":20.508167628901592},{"$f":"($BV89-$BQ89)/5+BQ89","v":20.62538963666017},20.742611644418748,20.859833652177326,20.977055659935903,{"$f":"'AEO Data'!$D$30*BQ89","v":21.094277667694488},{"$f":"+BV89*BW$133/BV$133","v":21.164316872120814},{"$f":"+BW89*BX$133/BW$133","v":21.234588627300191},21.305093705369501,21.375832881029339,21.446806931552544,21.492572878539132,21.538436486772465,21.584397964654634,21.630457521032444,21.676615365198366,21.691602524401322,21.706600045689747,21.721607936227954,21.736626203185217,21.751654853735772,21.756748899145897,21.76184413753646,21.766940569186843,21.772038194376496,21.777137013384934,21.784864763140046,21.792595255134241,21.800328490340622,21.808064469732635,21.815803194284069,21.827713124132313,21.839629555984068,21.851552493388983,21.863481939898644,21.875417899066573]
[{"$f":"'HyARC Physical Property Data'!A71","v":"Commercial Natural Gas"},2012,1.0589185747008452,{"$f":"'HyARC Physical Property Data'!H71","v":"mmBtu"},"Feed Utility",{"$f":"'HyARC Physical Property Data'!$E$6","v":47.141269049911173},{"$f":"'HyARC Physical Property Data'!$I$6","v":52.224661236371581},10.902002401006685,10.902002401006685,10.902002401006685,10.902002401006685,11.622313273930342,8.8092072972420112,8.4393179300649965,{"$f":"O107*($C90/mmBTU_to_GJ*$G90/$F90)","v":9.9639823425462914},9.0210827052924731,9.2425705107067522,10.103223803959281,9.9169647343242655,9.6996011439533945,10.015602303441456,10.462516434001412,10.615177995538126,10.553246941060452,10.769181678282015,10.850924309850123,11.006898364407682,11.260741632030943,11.438522098348088,11.543080790438088,11.671986695413095,11.850279769747228,12.132482158553312,12.445283131766116,12.558691817798014,12.5569093651923,12.763364745917485,13.063076979503446,13.291592296126769,13.636518558317496,13.752890585705739,13.853987783746099,14.183892740727496,14.541374007516533,{"$f":"($BB90-$AR90)/10+AR90","v":14.582843496133675},14.624312984750818,14.66578247336796,14.707251961985103,14.748721450602245,14.790190939219388,14.83166042783653,14.873129916453673,14.914599405070815,{"$f":"'AEO Data'!$B$30*AM90","v":14.956068893687954},15.077935891497892,15.199802889307831,15.321669887117769,15.443536884927708,15.565403882737646,15.687270880547585,15.809137878357523,15.931004876167462,16.052871873977402,16.174738871787341,16.296605869597279,16.418472867407218,16.540339865217156,16.662206863027095,{"$f":"'AEO Data'!$C$30*BB90","v":16.784073860837033},16.880009434991543,16.975945009146052,17.071880583300562,17.167816157455071,{"$f":"'AEO Data'!$D$30*BQ90","v":17.263751731609581},{"$f":"+BV90*BW$134/BV$134","v":17.321072463598775},{"$f":"+BW90*BX$134/BW$134","v":17.378583517272784},17.436285524555561,17.494179119469241,17.552264938141089,17.589720211982893,17.627255412691312,17.664870710824552,17.702566277304761,17.740342283418837,17.752607912975723,17.764882022959085,17.77716461923227,17.789455707662682,17.801755294121772,17.805924307948906,17.810094298122248,17.81426526487045,17.818437208422218,17.822610129006311,17.828934590801964,17.835261296871419,17.84159024801107,17.847921445017597,17.854254888687954,17.864002085310659,17.873754603233113,17.883512445360374,17.893275614599098,17.903044113857518]
[{"$f":"'HyARC Physical Property Data'!A72","v":"Industrial Natural Gas"},2012,1.0589185747008452,{"$f":"'HyARC Physical Property Data'!H72","v":"mmBtu"},"Feed Utility",{"$f":"'HyARC Physical Property Data'!$E$6","v":47.141269049911173},{"$f":"'HyARC Physical Property Data'!$I$6","v":52.224661236371581},7.3783194821098821,7.3783194821098821,7.3783194821098821,7.3783194821098821,8.8676108815331158,4.0882509003775072,4.7404242582948717,{"$f":"O108*($C91/mmBTU_to_GJ*$G91/$F91)","v":5.6639494209981782},4.1936228360778802,5.1091841203909469,5.3368743716159921,5.4922435264745477,5.7249186404765142,6.0332162243860541,6.5003155465564157,6.6134284544266668,6.4407629487996489,6.5991877366965674,6.6211298061092361,6.729798257918957,6.9245136919123249,7.0285708954650996,7.0676625385133827,7.1490882649082979,7.2626859820961345,7.4897713336221727,7.7715211596019786,7.8991127420692164,8.0328945389194857,8.2510220375499461,8.4203839457399265,8.6260409478182627,8.9436310809641917,9.0003437635899601,9.040412808909247,9.2706004952886456,9.5554192976825281,{"$f":"($BB91-$AR91)/10+AR91","v":9.5705034586117605},9.585587619540993,9.6006717804702255,9.615755941399458,9.6308401023286905,9.645924263257923,9.6610084241871554,9.6760925851163879,9.6911767460456204,{"$f":"'AEO Data'!$B$30*AM91","v":9.7062609069748458},9.7853507323227493,9.8644405576706529,9.9435303830185564,10.02262020836646,10.101710033714363,10.180799859062267,10.259889684410171,10.338979509758074,10.418069335105978,10.497159160453881,10.576248985801785,10.655338811149688,10.734428636497592,10.813518461845495,{"$f":"'AEO Data'!$C$30*BB91","v":10.892608287193402},10.954869013566299,11.017129739939195,11.079390466312091,11.141651192684987,{"$f":"'AEO Data'!$D$30*BQ91","v":11.203911919057887},{"$f":"+BV91*BW$135/BV$135","v":11.241112201031763},{"$f":"+BW91*BX$135/BW$135","v":11.278435998880177},11.315883722712151,11.35345578399839,11.391152595575804,11.415460497794959,11.439820271333133,11.464232026880003,11.488695875361442,11.513211927940032,11.521172134697148,11.529137845121877,11.537109063019443,11.545085792197696,11.553068036467128,11.55577366294014,11.558479923046971,11.56118681693601,11.563894344755685,11.566602506654455,11.570706986028089,11.574812921901238,11.578920314790748,11.583029165213651,11.587139473687161,11.593465255829788,11.599794491414899,11.606127182327835,11.612463330454966,11.618802937683697]
[{"$f":"'HyARC Physical Property Data'!A74","v":"Electric Utility Natural Gas"},2012,1.0589185747008452,{"$f":"'HyARC Physical Property Data'!H74","v":"mmBtu"},"Feed Utility",{"$f":"'HyARC Physical Property Data'!$E$6","v":47.141269049911173},{"$f":"'HyARC Physical Property Data'!$I$6","v":52.224661236371581},7.0668336992239764,7.0668336992239764,7.0668336992239764,7.0668336992239764,8.8481430201027482,4.0298473160863999,4.7209563968645023,{"$f":"O109*($C92/mmBTU_to_GJ*$G92/$F92)","v":5.428419936541526},3.8227359244888057,4.804318007935696,4.9697558517179701,4.9242593883272674,4.9757470274132745,5.2156664824796266,5.6287951857333169,5.7592455864471468,5.6424810414233342,5.8292060172603444,5.8870328717581808,6.0268258593673236,6.2516128144267338,6.4022817651902537,6.4648666450778842,6.5662751885515531,6.7024543452383245,6.9426740262582278,7.2203541226454542,7.3578387062561834,7.4795914499008447,7.7064221653403528,7.8847308069461519,8.102560303519013,8.418335737567924,8.4846512029154173,8.5378634733123793,8.7815535439657371,9.0721244532400576,{"$f":"($BB92-$AR92)/10+AR92","v":9.0766346022812474},9.0811447513224373,9.0856549003636271,9.090165049404817,9.0946751984460068,9.0991853474871967,9.1036954965283865,9.1082056455695763,9.1127157946107662,{"$f":"'AEO Data'!$B$30*AM92","v":9.1172259436519631},9.1915161172266959,9.2658062908014287,9.3400964643761615,9.4143866379508943,9.488676811525627,9.5629669851003598,9.6372571586750926,9.7115473322498254,9.7858375058245581,9.8601276793992909,9.9344178529740237,10.008708026548756,10.082998200123489,10.157288373698222,{"$f":"'AEO Data'!$C$30*BB92","v":10.231578547272965},10.2900609139843,10.348543280695635,10.40702564740697,10.465508014118305,{"$f":"'AEO Data'!$D$30*BQ92","v":10.523990380829638},{"$f":"+BV92*BW$136/BV$136","v":10.558933123372203},{"$f":"+BW92*BX$136/BW$136","v":10.593991886094585},10.6291670542179,10.664459014242302,10.699868153951249,10.722700904777984,10.745582379056525,10.768512680759219,10.791491914080288,10.814520183436294,10.82199731641864,10.829479619072567,10.836967094972369,10.84445974769482,10.851957580819162,10.854499013417151,10.857041041196203,10.859583664295704,10.862126882855071,10.864670697013759,10.868526091607942,10.872382854312388,10.876240985612579,10.88010048599417,10.883961355942985,10.889903251140053,10.895848390203703,10.901796774904867,10.907748407015436,10.913703288308273]
[{"$f":"'HyARC Physical Property Data'!A75","v":"Bio Methane"},2007,1.1446359956438654,{"$f":"'HyARC Physical Property Data'!H75","v":"mmBtu"},"Feed Utility",{"$f":"'HyARC Physical Property Data'!$E$6","v":47.141269049911173},{"$f":"'HyARC Physical Property Data'!$I$6","v":52.224661236371581},12.42654028436019,12.42654028436019,12.42654028436019,12.42654028436019,12.42654028436019,12.42654028436019,12.42654028436019,{"$f":"13.11*($C$93/mmBTU_to_GJ)","v":14.223865310797228},14.223865310797228,14.223865310797228,14.223865310797228,14.223865310797228,14.223865310797228,14.223865310797228,14.223865310797228,14.223865310797228,14.223865310797228,14.223865310797228,14.223865310797228,14.223865310797228,14.223865310797228,14.223865310797228,14.223865310797228,14.223865310797228,14.223865310797228,14.223865310797228,14.223865310797228,14.223865310797228,14.223865310797228,14.223865310797228,14.223865310797228,14.223865310797228,{"$f":"13.11*($C$93/mmBTU_to_GJ)","v":14.223865310797228},14.223865310797228,14.223865310797228,14.223865310797228,14.223865310797228,14.223865310797228,14.223865310797228,14.223865310797228,14.223865310797228,14.223865310797228,14.223865310797228,14.223865310797228,14.223865310797228,14.223865310797228,14.223865310797228,14.223865310797228,14.223865310797228,14.223865310797228,14.223865310797228,14.223865310797228,14.223865310797228,14.223865310797228,14.223865310797228,14.223865310797228,14.223865310797228,14.223865310797228,14.223865310797228,14.223865310797228,14.223865310797228,14.223865310797228,14.223865310797228,14.223865310797228,14.223865310797228,14.223865310797228,14.223865310797228,{"$f":"+BV93*BW$136/BV$136","v":14.271092726019944},{"$f":"+BW93*BX$136/BW$136","v":14.318476950147966},14.366018503832969,14.413717909455341,14.461575691129934,14.49243565590395,14.523361473628309,14.554353284828478,14.585411230329802,14.616535451258134,14.626641288360148,14.636754112613382,14.646873928848736,14.657000741900452,14.667134556606111,14.670569469948116,14.674005187716483,14.6774417100996,14.6808790372859,14.684317169463862,14.689527988881515,14.69474065739019,14.699955175646044,14.705171544305472,14.710389764025104,14.718420626266095,14.726455872806168,14.734495506038849,14.74253952835897,14.750587942162673]
[{"$f":"'HyARC Physical Property Data'!A85","v":"Woody Biomass"},2005,1.2112501494873942,{"$f":"+'HyARC Physical Property Data'!$H$85","v":"kg"},"Feed Utility",{"$f":"'HyARC Physical Property Data'!$E$45","v":19.551069237418005},{"$f":"'HyARC Physical Property Data'!$I$45","v":20.588656379262464},1.3438238843289665,1.3438238843289665,1.3438238843289665,1.3438238843289665,1.3438238843289665,1.3438238843289665,1.3438238843289665,{"$f":"1.27*($C$94)","v":1.5382876898489906},{"$f":"1.28*($C$94)","v":1.5504001913438645},{"$f":"1.32*($C$94)","v":1.5988501973233604},{"$f":"1.32*($C$94)","v":1.5988501973233604},{"$f":"1.34*($C$94)","v":1.6230752003131084},{"$f":"1.34*($C$94)","v":1.6230752003131084},{"$f":"1.36*($C$94)","v":1.6473002033028561},{"$f":"1.36*($C$94)","v":1.6473002033028561},{"$f":"1.38*($C$94)","v":1.6715252062926038},{"$f":"1.4*($C$94)","v":1.6957502092823518},{"$f":"1.46*($C$94)","v":1.7684252182515954},{"$f":"1.48*($C$94)","v":1.7926502212413433},{"$f":"1.48*($C$94)","v":1.7926502212413433},{"$f":"1.51*($C$94)","v":1.8289877257259652},{"$f":"1.52*($C$94)","v":1.8411002272208392},{"$f":"1.62*($C$94)","v":1.9622252421695787},{"$f":"1.72*($C$94)","v":2.083350257118318},{"$f":"1.82*($C$94)","v":2.2044752720670573},{"$f":"1.91*($C$94)","v":2.3134877855209228},{"$f":"2.01*($C$94)","v":2.4346128004696621},{"$f":"2.11*($C$94)","v":2.5557378154184014},{"$f":"2.2*($C$94)","v":2.6647503288722674},{"$f":"2.3*($C$94)","v":2.7858753438210062},{"$f":"2.4*($C$94)","v":2.9070003587697459},{"$f":"2.5*($C$94)","v":3.0281253737184857},{"$f":"2.57*($C$94)","v":3.1129128841826028},{"$f":"2.64*($C$94)","v":3.1977003946467208},{"$f":"2.71*($C$94)","v":3.282487905110838},{"$f":"2.78*($C$94)","v":3.3672754155749556},{"$f":"2.85*($C$94)","v":3.4520629260390736},{"$f":"2.92*($C$94)","v":3.5368504365031908},{"$f":"2.99*($C$94)","v":3.6216379469673088},{"$f":"3.07*($C$94)","v":3.7185379589263001},{"$f":"3.14*($C$94)","v":3.8033254693904177},{"$f":"3.21*($C$94)","v":3.8881129798545353},{"$f":"3.28*($C$94)","v":3.9729004903186529},{"$f":"3.35*($C$94)","v":4.0576880007827709},{"$f":"3.42*($C$94)","v":4.1424755112468876},{"$f":"3.49*($C$94)","v":4.2272630217110061},{"$f":"3.56*($C$94)","v":4.3120505321751237},{"$f":"3.64*($C$94)","v":4.4089505441341146},{"$f":"3.71*($C$94)","v":4.4937380545982322},{"$f":"3.78*($C$94)","v":4.5785255650623498},{"$f":"3.85*($C$94)","v":4.6633130755264673},{"$f":"3.92*($C$94)","v":4.7481005859905849},{"$f":"3.99*($C$94)","v":4.8328880964547034},{"$f":"4.06*($C$94)","v":4.9176756069188201},{"$f":"4.14*($C$94)","v":5.0145756188778119},{"$f":"4.21*($C$94)","v":5.0993631293419295},{"$f":"4.28*($C$94)","v":5.1841506398060471},{"$f":"4.35*($C$94)","v":5.2689381502701647},{"$f":"4.42*($C$94)","v":5.3537256607342822},{"$f":"4.49*($C$94)","v":5.4385131711983998},{"$f":"4.56*($C$94)","v":5.5233006816625174},{"$f":"4.63*($C$94)","v":5.608088192126635},{"$f":"4.71*($C$94)","v":5.7049882040856268},{"$f":"4.78*($C$94)","v":5.7897757145497444},{"$f":"4.85*($C$94)","v":5.8745632250138611},{"$f":"4.92*($C$94)","v":5.9593507354779796},{"$f":"4.99*($C$94)","v":6.0441382459420971},{"$f":"+BV94*BW$137/BV$137","v":6.0586659764672328},{"$f":"+BW94*BX$137/BW$137","v":6.0732286259412112},6.0878262782954495,6.1024590176630999,6.1171269283795393,6.1299667153690152,6.1428334529403346,6.155727197662495,6.1686480062232301,6.18159593542926,6.197524392005751,6.2134938923080965,6.229504542095909,6.245556447401321,6.2616497145296828,6.2750522655841658,6.2884835037072264,6.3019434903011975,6.3154322868998385,6.3289499551686168,6.3413225489579119,6.3537193301840116,6.3661403461314299,6.3785856441771198,6.3910552717906537,6.4057772391562917,6.4205331189689208,6.4353229893467718,6.4501469285880244,6.4650050151712186]
[{"$f":"'HyARC Physical Property Data'!A80","v":"Metallurgical Coal"},2012,1.0589185747008452,{"$f":"+'HyARC Physical Property Data'!H80","v":"kg"},"Feed",{"$f":"'HyARC Physical Property Data'!$E$44","v":28.610197070281195},{"$f":"'HyARC Physical Property Data'!$I$44","v":29.865267156269461},3.3844321322674711,3.3844321322674711,3.3844321322674711,3.3844321322674711,4.1181843560652975,4.3291381204071717,4.4025133427869543,{"$f":"O111*($C95/mmBTU_to_GJ*$G95/$F95)","v":7.4754647098413036},7.5961523788362539,7.7888515723825718,7.8710115565120651,8.1298664269345355,8.3275528874219908,8.4326459175194799,8.5820072281905144,8.6973241555173413,8.8306675382480098,8.9332721736007059,9.0455694993887992,9.1556508441725821,9.2678109153452777,9.379158984022304,9.4759674931736608,9.5858141430425672,9.7090321165885385,9.8280622527471682,9.9673233001172399,10.050780392749491,10.135476967900939,10.225183860386949,10.307087146953293,10.409246490614819,10.490880506676149,10.58291758438844,10.589678683878184,10.619779354456332,10.683904501220734,{"$f":"($BB95-$AR95)/10+AR95","v":10.706641272001209},{"$f":"($BB95-$AR95)/10+AS95","v":10.729378042781683},10.752114813562157,10.774851584342631,10.797588355123105,10.82032512590358,10.843061896684054,10.865798667464528,10.888535438245002,{"$f":"('AEO Data'!$B$28*AM95)","v":10.911272209025483},{"$f":"($BQ95-$BB95)/15+BB95","v":10.949564626152206},10.987857043278929,11.026149460405652,11.064441877532374,11.102734294659097,11.14102671178582,11.179319128912542,11.217611546039265,11.255903963165988,11.294196380292711,11.332488797419433,11.370781214546156,11.409073631672879,11.447366048799601,{"$f":"('AEO Data'!$C$28*BB95)","v":11.485658465926328},{"$f":"($BV95-$BQ95)/5+BQ95","v":11.522480349055732},11.559302232185136,11.59612411531454,11.632945998443944,{"$f":"('AEO Data'!$D$28*BQ95)","v":11.669767881573351},{"$f":"+BV95*BW$138/BV$138","v":11.709222844508201},11.748811202906952,11.788533407773697,11.828389911637355,11.868381168556825,11.902362207175498,11.936440538842751,11.970616442123857,12.004890196381666,12.039262081778887,12.065505052077379,12.091805226337826,12.118162729252409,12.144577685785119,12.171050221172331,12.188996392854733,12.206969026105547,12.224968159942263,12.242993833439904,12.261046085731108,12.267091502720543,12.273139900456183,12.27919128040771,12.285245644045531,12.291302992840782,12.282597276301862,12.273897725870841,12.26520433718037,12.256517105866193,12.247836027567152]
[{"$f":"'HyARC Physical Property Data'!A81","v":"Other Industrial Coal"},2012,1.0589185747008452,{"$f":"+'HyARC Physical Property Data'!H81","v":"kg"},"Feed",{"$f":"'HyARC Physical Property Data'!$E$42","v":22.7322030001394},{"$f":"'HyARC Physical Property Data'!$I$42","v":23.967615189707661},1.7045706620386931,1.7045706620386931,1.7045706620386931,1.7045706620386931,1.9454339077615519,2.0288096466656182,1.8805861108361666,{"$f":"O112*($C96/mmBTU_to_GJ*$G96/$F96)","v":3.5000719734406505},3.4283630486034649,3.5082354103172322,3.4729360065765973,3.5728444520840283,3.6374683095257363,3.6626327333639828,3.7258057129267965,3.7685626924606996,3.8026038220962977,3.8249701999011396,3.8516352399554865,3.8787257015323093,3.9124059636575477,3.9446681540411968,3.9749376361491651,4.0052642644317942,4.0387455732082129,4.0690235214161303,4.1108047829308205,4.1436733577233733,4.1746317687147547,4.2078082978929805,4.2335251347529512,4.2641893487710778,4.2965838219664425,4.3287105547508951,4.3570423582328557,4.3910559730436169,4.4340140224513274,{"$f":"($BB96-$AR96)/10+AR96","v":4.4375972389028373},4.4411804553543472,4.4447636718058572,4.4483468882573671,4.4519301047088771,4.455513321160387,4.4590965376118969,4.4626797540634069,4.4662629705149168,{"$f":"('AEO Data'!$B$28*AM96)","v":4.4698461869664294},{"$f":"($BQ96-$BB96)/15+BB96","v":4.4855328283960176},4.5012194698256058,4.516906111255194,4.5325927526847822,4.5482793941143704,4.5639660355439586,4.5796526769735468,4.595339318403135,4.6110259598327232,4.6267126012623114,4.6423992426918996,4.6580858841214878,4.673772525551076,4.6894591669806642,{"$f":"('AEO Data'!$C$28*BB96)","v":4.705145808410248},4.7202300397216757,4.7353142710331033,4.750398502344531,4.7654827336559586,{"$f":"('AEO Data'!$D$28*BQ96)","v":4.7805669649673872},{"$f":"+BV96*BW$138/BV$138","v":4.7967298479248255},4.8129473768661839,4.8292197365470884,4.8455471123478153,4.8619296902754039,4.8758501583004978,4.8898104828110576,4.9038107779224589,4.9178511580768074,4.9319317380438736,4.9426822755134054,4.9534562468141461,4.9642537030267464,4.9750746953432019,4.9859192750670944,4.993270995886494,5.0006335567929519,5.0080069737701391,5.015391262825295,5.0227864399892601,5.0252629691749675,5.0277407194352479,5.0302196913721628,5.0326998855880705,5.0351813026856274,5.0316149711771789,5.0280511656394289,5.024489884283275,5.0209311253208835,5.0173748869656869]
[{"$f":"'HyARC Physical Property Data'!A79","v":"Electric Utility Steam Coal"},2012,1.0589185747008452,{"$f":"+'HyARC Physical Property Data'!$H$79","v":"kg"},"Feed",{"$f":"'HyARC Physical Property Data'!$E$42","v":22.7322030001394},{"$f":"'HyARC Physical Property Data'!$I$42","v":23.967615189707661},1.6675147780813302,1.6675147780813302,1.6675147780813302,1.6675147780813302,1.899114052814848,1.9917537627082553,1.8435302268788039,{"$f":"O113*($C97/mmBTU_to_GJ*$G97/$F97)","v":2.563508608233021},2.5292473599987289,2.512156420725097,2.4655759388013712,2.5439953061112566,2.5633361114465441,2.6312374078313132,2.6989005951549947,2.7399495390240283,2.7634874134094223,2.7969877709107278,2.8315834300930369,2.8599236996749471,2.8986106016579902,2.9354709425768672,2.9708190263922138,3.0020991491816877,3.0319082871048861,3.0598453586766876,3.0960559264244187,3.1212584477124392,3.1476800873932294,3.1754446621785544,3.2007075044287174,3.2277789172806535,3.2553731118044889,3.279584041135891,3.3026478139240969,3.3375450779171172,3.3755134196669223,{"$f":"($BB97-$AR97)/10+AR97","v":3.3763071676042595},3.3771009155415967,3.377894663478934,3.3786884114162712,3.3794821593536084,3.3802759072909456,3.3810696552282828,3.3818634031656201,3.3826571511029573,{"$f":"('AEO Data'!$B$28*AM97)","v":3.3834508990402963},{"$f":"($BQ97-$BB97)/15+BB97","v":3.3953249051755909},3.4071989113108856,3.4190729174461802,3.4309469235814749,3.4428209297167696,3.4546949358520642,3.4665689419873589,3.4784429481226535,3.4903169542579482,3.5021909603932428,3.5140649665285375,3.5259389726638322,3.5378129787991268,3.5496869849344215,{"$f":"('AEO Data'!$C$28*BB97)","v":3.5615609910697135},3.5729790027545003,3.5843970144392872,3.595815026124074,3.6072330378088608,{"$f":"('AEO Data'!$D$28*BQ97)","v":3.6186510494936472},{"$f":"+BV97*BW$138/BV$138","v":3.6308855467416481},3.6431614082772978,3.6554787739514016,3.6678377840875944,3.6802385794839378,3.6907756803336049,3.701342950557327,3.7119404765347586,3.7225683448928724,3.7332266425066685,3.7413642638352314,3.7495196234066683,3.7576927598864862,3.7658837120244759,3.7740925186548933,3.7796574050906777,3.785230496932368,3.7908118062788079,3.7964013452466796,3.8019991259705304,3.803873735196305,3.8057492687147039,3.807625726981458,3.8095031104525217,3.8113814195840758,3.808681884288271,3.8059842610264538,3.8032885484443635,3.8005947451886986,3.7979028499071168]
[{"$f":"'HyARC Physical Property Data'!A76","v":"Commercial Electricity"},2012,1.0589185747008452,{"$f":"'HyARC Physical Property Data'!$H$76","v":"kWh"},"Feed Utility Byprod",null,null,26.706046857142852,26.706046857142852,26.706046857142852,26.706046857142852,28.244819428571425,26.82655314285714,25.371207999999996,{"$f":"O114*($C98)","v":32.330007136570579},{"$f":"P114*($C98)","v":31.294588082879496},31.198589701652843,31.36496487027269,31.759086951346323,31.913488927642028,32.158172183779577,32.533567289859626,32.841645883227365,32.614198644730223,32.436733421877534,32.079793148717371,31.936446282341542,32.294334287626057,32.349416055126277,32.432684117247874,32.648171929362348,32.727937088838836,32.843544524231802,33.101402845275778,33.362655000351673,33.40757114953476,33.395441237261558,33.59644198435555,33.868319328409996,34.152252460437403,34.36864670685182,34.442402503416886,34.677078979023513,34.95210131124481,{"$f":"($BB98-$AR98)/10+AR98","v":34.759294585447087},34.566487859649364,34.37368113385164,34.180874408053917,33.988067682256194,33.795260956458471,33.602454230660747,33.409647504863024,33.216840779065301,{"$f":"'AEO Data'!$B$33*AM98","v":33.024034053267563},{"$f":"($BQ98-$BB98)/15+BB98","v":33.043274641864315},33.062515230461067,33.081755819057818,33.10099640765457,33.120236996251322,33.139477584848073,33.158718173444825,33.177958762041577,33.197199350638328,33.21643993923508,33.235680527831832,33.254921116428584,33.274161705025335,33.293402293622087,{"$f":"'AEO Data'!$C$33*BB98","v":33.312642882218888},33.29021180684974,33.267780731480592,33.245349656111443,33.222918580742295,{"$f":"'AEO Data'!$D$33*BQ98","v":33.200487505373161},{"$f":"+BV98*BW$139/BV$139","v":33.185869205539639},{"$f":"+BW98*BX$139/BW$139","v":33.171257342198651},33.156651912516189,33.142052913659484,33.127460342797029,33.100925764400195,33.074412439786272,33.047920351931317,33.021449483825023,32.994999818470696,32.958563922192354,32.922168261541977,32.885812792087954,32.849497469447741,32.81322224928779,32.773673393987664,32.734172205812207,32.694718627309562,32.65531260109713,32.615954069861473,32.57036661325251,32.524842874423982,32.479382764317279,32.433986193998265,32.388653074657114,32.344399879459552,32.300207148193003,32.256074798244526,32.212002747114042,32.167990912414197]
[{"$f":"'HyARC Physical Property Data'!A77","v":"Industrial Electricity"},2012,1.0589185747008452,{"$f":"'HyARC Physical Property Data'!$H$77","v":"kWh"},"Feed Utility Byprod",null,null,17.630996571428568,17.630996571428568,17.630996571428568,17.630996571428568,18.734092571428569,18.576507428571425,17.751502857142853,{"$f":"O115*($C99)","v":21.546913279081487},20.644255082774947,21.265150930132211,21.043453619495697,21.290934538507603,21.295208333875095,21.481681777042766,21.805181401613872,22.088499301949383,21.993341702071042,21.973911605143858,21.871052490471715,21.880460982007932,22.180329779666014,22.321195599821319,22.488160586087275,22.726148300076993,22.858293925769633,23.018536896923386,23.283823531768892,23.547517553078045,23.658798247174783,23.759156196173482,23.989354505127697,24.26178778143386,24.557527855569184,24.788558474523114,24.907507856937837,25.164130420005137,25.469928102762971,{"$f":"($BB99-$AR99)/10+AR99","v":25.288633153422833},25.107338204082694,24.926043254742556,24.744748305402418,24.563453356062279,24.382158406722141,24.200863457382003,24.019568508041864,23.838273558701726,{"$f":"'AEO Data'!$B$33*AM99","v":23.65697860936158},{"$f":"($BQ99-$BB99)/15+BB99","v":23.670761728411506},23.684544847461432,23.698327966511357,23.712111085561283,23.725894204611208,23.739677323661134,23.753460442711059,23.767243561760985,23.781026680810911,23.794809799860836,23.808592918910762,23.822376037960687,23.836159157010613,23.849942276060538,{"$f":"'AEO Data'!$C$33*BB99","v":23.863725395110453},23.847656750397427,23.8315881056844,23.815519460971373,23.799450816258346,{"$f":"'AEO Data'!$D$33*BQ99","v":23.783382171545323},{"$f":"+BV99*BW$140/BV$140","v":23.79056855003947},{"$f":"+BW99*BX$140/BW$140","v":23.797757099967246},23.804947821984772,23.812140716748367,23.819335784914539,23.816642001078176,23.813948521888062,23.811255347309746,23.808562477308776,23.805869911850717,23.795071358532098,23.784277703532847,23.773488944631048,23.762705079605791,23.751926106237168,23.738702519984074,23.725486295796383,23.712277429575355,23.699075917224537,23.685881754649749,23.667805095398695,23.649742231944352,23.631693153758011,23.613657850318987,23.595636311114628,23.578692647144699,23.561761150159583,23.544841811422359,23.527934622202373,23.511039573775246]
[{"$f":"'HyARC Physical Property Data'!A78","v":"Residential Electricity"},2012,1.0589185747008452,{"$f":"'HyARC Physical Property Data'!$H$78","v":"kWh"},"Feed Utility Byprod",null,null,29.496230857142855,29.496230857142855,29.496230857142855,29.496230857142855,30.858878857142852,29.96898628571428,28.680495999999998,{"$f":"O116*($C100)","v":37.012259165882554},36.883387716422881,36.020153058652454,36.437036594489285,37.000471284308979,37.234901031887702,37.611895105015549,38.029256213129564,38.30980398247366,38.276616415423959,38.186511974984086,37.913659366922346,37.798756112381561,38.164246094113849,38.270815659471751,38.382554865311334,38.619545078003675,38.734851780521424,38.88910974389097,39.160747772347534,39.451321382756888,39.535438697575401,39.570735630425908,39.780803897275057,40.046078884016239,40.326008244912707,40.555429307633098,40.630021649872177,40.855427293357288,41.122689870263187,{"$f":"($BB100-$AR100)/10+AR100","v":40.915200036704469},40.707710203145751,40.500220369587034,40.292730536028316,40.085240702469598,39.87775086891088,39.670261035352162,39.462771201793444,39.255281368234726,{"$f":"'AEO Data'!$B$33*AM100","v":39.047791534675994},{"$f":"($BQ100-$BB100)/15+BB100","v":39.070541707817128},39.093291880958262,39.116042054099395,39.138792227240529,39.161542400381663,39.184292573522796,39.20704274666393,39.229792919805064,39.252543092946198,39.275293266087331,39.298043439228465,39.320793612369599,39.343543785510732,39.366293958651866,{"$f":"'AEO Data'!$C$33*BB100","v":39.389044131793007},39.362521510313748,39.335998888834489,39.30947626735523,39.28295364587597,{"$f":"'AEO Data'!$D$33*BQ100","v":39.256431024396711},{"$f":"+BV100*BW$141/BV$141","v":39.239146269797381},{"$f":"+BW100*BX$141/BW$141","v":39.221869125740675},39.204599588875645,39.187337655852808,39.170083323324171,39.138708698285058,39.107359203830633,39.076034819831698,39.044735526175167,39.013461302764064,38.970379307391816,38.927344886837673,38.884357988565462,38.841418560097019,38.798526549012138,38.751763774521798,38.70505736189034,38.658407243186389,38.61181335056046,38.565275616244847,38.511372767810535,38.457545259614896,38.403792986354553,38.350115842873322,38.296513724162004,38.244188513437287,38.191934795582569,38.139752472915873,38.087641447888679,38.035601623085753]
[]
[]
["AEO 2014 Reference Case Values:"]
["2012 $/MMBtu"]
[]
["Residential Natural Gas",null,null,null,null,null,null,null,null,null,null,null,null,null,10.979644,10.458463,10.386789,11.197535999999999,10.997512,10.684602,11.01057,11.455973999999999,11.627091999999999,11.591965,11.804651,11.896172,12.056948999999999,12.305148000000001,12.475469,12.579926,12.716393999999999,12.897914999999999,13.184208999999999,13.502886999999999,13.64997,13.712135,13.943460999999999,14.339456999999999,14.605688000000001,14.994783,15.152347000000001,15.279963,15.618371,15.977807]
["Commercial Natural Gas",null,null,null,null,null,null,null,null,null,null,null,null,null,8.9608349999999994,8.1128640000000001,8.3120530000000006,9.0860579999999995,8.9185510000000008,8.7230709999999991,9.0072580000000002,9.4091780000000007,9.5464699999999993,9.490774,9.6849690000000006,9.7584820000000008,9.8987529999999992,10.127039999999999,10.286922000000001,10.380953999999999,10.496881999999999,10.657225,10.911016,11.192325,11.294316,11.292712999999999,11.478382999999999,11.747921,11.953430000000001,12.263629999999999,12.368285999999999,12.459205000000001,12.755896,13.077387]
["Industrial Natural Gas",null,null,null,null,null,null,null,null,null,null,null,null,null,5.093718,3.77142,4.594805,4.7995720000000004,4.9392990000000001,5.148549,5.425808,5.8458810000000003,5.9476060000000004,5.7923239999999998,5.9347989999999999,5.9545320000000004,6.0522600000000004,6.2273719999999999,6.3209530000000003,6.356109,6.4293370000000003,6.531498,6.7357209999999998,6.9891050000000003,7.1038509999999997,7.224164,7.420331,7.5726420000000001,7.7575940000000001,8.0432100000000002,8.0942129999999999,8.1302479999999999,8.3372609999999998,8.5934050000000006]
[{"$f":"'HyARC Physical Property Data'!$A$74","v":"Electric Utility Natural Gas"},null,null,null,null,null,null,null,null,null,null,null,null,null,4.881901,3.4378730000000002,4.3206319999999998,4.4694140000000004,4.4284980000000003,4.4748020000000004,4.6905669999999997,5.0621029999999996,5.1794200000000004,5.0744109999999996,5.242337,5.2943420000000003,5.4200609999999996,5.622217,5.7577170000000004,5.8140010000000002,5.9051999999999998,6.0276690000000004,6.2437040000000001,6.4934279999999998,6.6170710000000001,6.726566,6.9305599999999998,7.0909170000000001,7.286816,7.5708000000000002,7.630439,7.6782940000000002,7.8974500000000001,8.1587669999999992]
["Woody Biomass"]
["Metallurgical Coal",null,null,null,null,null,null,null,null,null,null,null,null,null,7.1348120000000002,7.25,7.4339180000000002,7.5123340000000001,7.7593930000000002,7.9480709999999997,8.0483750000000001,8.1909299999999998,8.3009920000000008,8.4282590000000006,8.5261879999999994,8.6333680000000008,8.7384330000000006,8.8454820000000005,8.9517559999999996,9.0441529999999997,9.1489940000000001,9.2665970000000009,9.3802029999999998,9.5131180000000004,9.5927720000000001,9.6736090000000008,9.7592280000000002,9.8373989999999996,9.9349030000000003,10.012817,10.10066,10.107113,10.135842,10.197044999999999]
["Other Industrial Coal",null,null,null,null,null,null,null,null,null,null,null,null,null,3.3073760000000001,3.2396150000000001,3.3150900000000001,3.2817340000000002,3.3761420000000002,3.437208,3.4609869999999998,3.5206819999999999,3.5610849999999998,3.5932520000000001,3.6143869999999998,3.6395840000000002,3.6651829999999999,3.697009,3.7274949999999998,3.7560980000000002,3.7847550000000001,3.8163930000000001,3.8450039999999999,3.8844850000000002,3.9155440000000001,3.944798,3.9761479999999998,4.0004489999999997,4.0294249999999998,4.0600360000000002,4.0903939999999999,4.1171660000000001,4.1493070000000003,4.1898999999999997]
["Electric Utility Steam Coal",null,null,null,null,null,null,null,null,null,null,null,null,null,2.4223750000000002,2.39,2.37385,2.329834,2.4039359999999999,2.422212,2.4863749999999998,2.5503130000000001,2.589102,2.6113439999999999,2.6429999999999998,2.675691,2.7024710000000001,2.7390279999999998,2.7738589999999999,2.807261,2.8368190000000002,2.8649870000000002,2.8913859999999998,2.9256030000000002,2.9494180000000001,2.9743849999999998,3.0006210000000002,3.0244930000000001,3.050074,3.076149,3.099027,3.1208209999999998,3.153797,3.1896749999999998]
["Commercial Electricity",null,null,null,null,null,null,null,null,null,null,null,null,null,30.531154999999998,29.553346999999999,29.462689999999998,29.619807999999999,29.992000999999998,30.137812,30.368880999999998,30.723389000000001,31.014326000000001,30.799534000000001,30.631943,30.294862999999999,30.159492,30.497467,30.549484,30.628119000000002,30.831617000000001,30.906943999999999,31.016119,31.259630000000001,31.506346000000001,31.548763000000001,31.537307999999999,31.727125000000001,31.983875000000001,32.252009999999999,32.456364000000001,32.526015999999998,32.747635000000002,33.007354999999997]
["Industrial Electricity",null,null,null,null,null,null,null,null,null,null,null,null,null,20.348036,19.495602000000002,20.081951,19.872589000000001,20.106300000000001,20.110336,20.286434,20.591933999999998,20.859487999999999,20.769625000000001,20.751276000000001,20.654140000000002,20.663025000000001,20.946209,21.079236999999999,21.236912,21.461658,21.586451,21.737777999999999,21.988303999999999,22.237325999999999,22.342414999999999,22.437189,22.654578999999998,22.911854000000002,23.191139,23.409314999999999,23.521646,23.76399,24.052772999999998]
["Residential Electricity",null,null,null,null,null,null,null,null,null,null,null,null,null,34.952885000000002,34.831184,34.015979999999999,34.409668000000003,34.941752999999999,35.163139000000001,35.519157,35.913296000000003,36.178234000000003,36.146892999999999,36.061802,35.804130999999998,35.695621000000003,36.040774999999996,36.141415000000002,36.246937000000003,36.470740999999997,36.579631999999997,36.725307000000001,36.981831,37.256236999999999,37.335673999999997,37.369007000000003,37.567386999999997,37.817901999999997,38.082256000000001,38.298912000000001,38.369354000000001,38.582217999999997,38.834609999999998]
[]
[]
[]
[]
[]
[]
[]
[]
[]
[]
[]
[]
[]
["AEO_2017_Reference_Case","Prices are in $(2012)/GJ LHV",null,null,null,null,null,null,null,null,null,null,null,null,null,null,null,null,null,null,null,null,null,null,null,null,null,null,null,null,null,null,null,null,null,null,null,null,null,null,null,null,null,null,null,null,null,null,null,null,null,null,null,"Values are extrapolated based on PNNL GCAM model for years 2050-2100"]
["Year","Source Data Year","Reference year Conversion","Display Units","Use Category","LHV (MJ/kg)","HHV (MJ/kg)",2004,{"$f":"+H131+1","v":2005},{"$f":"+I131+1","v":2006},2007,2008,2009,2010,2011,2012,2013,2014,2015,2016,2017,2018,2019,2020,2021,2022,2023,2024,2025,2026,2027,2028,2029,2030,2031,2032,2033,2034,2035,2036,2037,2038,2039,2040,2041,2042,2043,2044,2045,2046,2047,2048,2049,2050,2051,2052,2053,2054,2055,2056,2057,2058,2059,2060,2061,2062,2063,2064,2065,2066,2067,2068,2069,{"$f":"+BU131+1","v":2070},2071,2072,2073,2074,2075,2076,2077,2078,2079,2080,2081,2082,2083,2084,2085,2086,2087,2088,2089,2090,2091,2092,2093,2094,2095,2096,2097,2098,2099,2100]
["Feedstock Type"]
["Residential Natural Gas",2016,{"$f":"VLOOKUP(ref_year,DeflatorTable,2,FALSE)/VLOOKUP(B133,DeflatorTable,2,FALSE)","v":1},"mmBtu","Feed Utility",47.141269049911173,52.224661236371581,13.604875014867702,15.571757228276402,16.331995797204218,15.155672177020728,15.783516201764996,13.69149010361817,12.691188457250465,12.04142243701838,11.415954621928984,10.886628367710442,11.368469484946878,10.641362038493474,10.173400019832483,10.023002570479671,10.033707215541167,10.158951752324048,10.289627280447673,10.38663350570965,10.458822090960101,10.541361785535555,10.671303703310535,10.821196220864106,10.961130973142659,11.387951919139837,11.524366479125279,11.653679994237272,11.727599293307653,11.827238554162054,11.877874728924342,11.891573527850655,11.9827791131466,12.163475682807357,12.259449735369497,12.356256919064013,12.41256198723101,12.490714236969412,12.496378391289182,12.55376491863939,12.651412816002184,12.770777096192051,12.886454368298935,13.010888521557151,13.118997475015544,13.217679440712152,13.363983523149482,13.453606254075613,13.593337225701765,13.668907227280409,13.744897348292845,13.821309924326409,13.898147303952761,13.975411848800078,14.050424531225174,14.12583984239463,14.201659943408417,14.277887006966159,14.354523217429389,14.422221698840277,14.490239458315362,14.558578001626712,14.627238841647882,14.696223498387408,14.75529333521281,14.814600596681556,14.874146237095607,14.933931214592636,14.993956491161448,15.043740835540882,15.093690478582264,15.143805969125756,15.19408785783383,15.244536697197322,15.277067444573643,15.309667610230484,15.342337342301477,15.375076789236356,15.407886099801638,15.41853907481957,15.42919941527855,15.439867126271025,15.450542212892964,15.461224680243861,15.464845562477739,15.468467292690251,15.472089871079984,15.475713297845573,15.479337573185701,15.484830510437597,15.490325396891745,15.49582223323983,15.501321020173785,15.506821758385787,15.515287417782641,15.523757698847955,15.532232604104841,15.540712136077792,15.549196297292674]
["Commercial Natural Gas",2016,1,"mmBtu","Feed Utility",47.141269049911173,52.224661236371581,11.934322920018829,13.90423046997279,14.274140536522257,13.139550648884942,13.897221248926272,11.345666428533674,10.551848524158197,9.7270239269114924,8.6825570363966911,8.5236392646415098,9.2232797097563566,8.1091689522623707,7.3693882730726834,7.4731047451509687,7.9843107853990691,8.5650780622071245,9.1477570858798014,9.2514909161219876,9.3094669856386769,9.3761326413005577,9.4891655040111615,9.6143446414218783,9.7258827967425425,10.087086372666475,10.198695614261233,10.304737378868989,10.357640731866367,10.427655972763532,10.453569289213085,10.441948105124277,10.506270757192036,10.658282593530579,10.722901912315555,10.786351624937444,10.817805879498341,10.86596540847121,10.838793391061706,10.868085675073171,10.937640276914211,11.027299024885883,11.114692490256441,11.212257927541287,11.293368314098968,11.35816487466068,11.46581792814789,11.521194135666732,11.628119265707223,11.692763949840026,11.757768015837698,11.823133461626696,11.888862296240635,11.954956539882032,12.019124477688386,12.083636835336717,12.148495461492134,12.213702214742405,12.279258963651227,12.337170130194249,12.395354416085945,12.453813109405683,12.512547504307637,12.571558901049444,12.622088884688262,12.672821967979766,12.723758967260437,12.774900702147928,12.826247995554251,12.868834910334423,12.911563226193937,12.954433412625956,12.997445940682496,13.040601282979605,13.06842899033459,13.096316080020177,13.124262678753999,13.152268913524093,13.180334911589481,13.189447763127433,13.198566915268799,13.207692372369801,13.216824138789674,13.225962218890665,13.22905962240266,13.232157751299196,13.23525660575015,13.23835618592544,13.241456491995026,13.246155303510076,13.250855782427021,13.255557929337549,13.260261744833558,13.264967229507157,13.272208990341527,13.279454704679821,13.286704374680379,13.293958002502723,13.30121559030755]
["Industrial Natural Gas",2016,1,"mmBtu","Feed Utility",47.141269049911173,52.224661236371581,8.2641705904266125,10.495609596381577,9.3614571685358463,8.8987432965993278,10.965509816201024,6.0111731674040234,6.1171751211856922,5.6004077154944953,4.1590520124961925,4.894763142071362,5.8241384234641265,4.0289549914527321,3.5632207034637156,3.8686572087168831,4.230424735748624,4.6374903322667231,5.0398775041324821,5.0452222441273262,4.9894479534735598,5.0008757828968315,5.0866427943161305,5.1985543895300337,5.3142743134013735,5.4069765017212355,5.498883471588238,5.5761078084954727,5.5953977798334869,5.6194116710392619,5.6053299540498323,5.5496627667157004,5.5482476759527453,5.6344516310034729,5.6381945602887429,5.6485162872871211,5.6430123140383071,5.6644386648670784,5.6215300420072483,5.6260767200982693,5.6802473044084865,5.7631623345111542,5.819991545472468,5.8947240715184783,5.9518546882819487,6.0145186606208574,6.1247620979360331,6.1606322318436177,6.238633778680942,6.2733164733478626,6.3081919809530058,6.3432613734093088,6.3785257285888406,6.4139861303559274,6.4484130445592944,6.4830247443854354,6.5178222216666768,6.5528064735589808,6.5879785025705191,6.6190485794679574,6.6502651883672899,6.6816290203394662,6.7131407697146503,6.7448011340975915,6.7719111125525773,6.7991300565526132,6.8264584040725946,6.8538965948478108,6.8814450703810159,6.904293491437457,6.9272177759701634,6.9502181758681845,6.9732949438569127,6.996448333500866,7.0113782521851409,7.0263400302445289,7.0413337356646508,7.0563594365762032,7.0714172012552687,7.0763063619291211,7.0811989029567863,7.0860948266754322,7.090994135423843,7.0958968315424205,7.0975586278944007,7.0992208134244059,7.1008833882235782,7.1025463523830812,7.1042097059940996,7.1067306780935082,7.1092525447752264,7.1117753063567024,7.1142989631554965,7.1168235154892816,7.1207088122192239,7.1245962300542702,7.1284857701523974,7.1323774336722154,7.1362712217729669]
["Electric Utility Natural Gas",2016,1,"mmBtu","Feed Utility",47.141269049911173,52.224661236371581,8.4160389626855991,10.630483084185546,10.241695834954719,9.4549147526367854,10.431438353650302,7.3081429877632402,6.8860004096407268,6.1462564207083838,5.0701845410069568,5.147940545971605,5.9174075441245835,4.3672641892083037,3.755553639162041,3.3468214009493336,3.6078009129373227,3.9595869792693468,4.2992239274502966,4.3362295461094007,4.2972619462853157,4.3209431537283329,4.4388231525151278,4.5598555906037213,4.6705511366221319,4.7905826799714895,4.8909868291351355,4.9795195705251665,5.0140428564929254,5.034241784322349,5.0303794300966009,4.9817061843162831,5.005816752854825,5.1117353012541518,5.1218001698488047,5.1563490468752367,5.1654177598155924,5.1952502995101684,5.1548078964528896,5.1691436283950809,5.2239208155775625,5.3036701369405987,5.3698761013633396,5.4477553798092231,5.5105548899774046,5.5735610242489493,5.6745566112130543,5.7069198222653581,5.8107835034348891,5.8430876323795795,5.8755713510037442,5.9082356577077126,5.9410815564422617,5.974110056739474,6.006175946840397,6.0384139498247791,6.0708249895043265,6.1034099946492821,6.1361698990150408,6.1651091662794615,6.1941849162690321,6.2233977926605295,6.2527484421664239,6.2822375145491964,6.3074882699506478,6.3328405179567433,6.3582946665057261,6.3838511251755019,6.4095103051902287,6.4307917640583545,6.4521438836275307,6.473566898512062,6.4950610441052419,6.5166265565819383,6.5305325700258869,6.5444682579046409,6.5584336835413142,6.5724289103941489,6.5864540020568016,6.5910078603528843,6.5955648671755291,6.6001250247016205,6.6046883351095476,6.6092548005792047,6.6108026296665843,6.6123508212418631,6.6138993753899316,6.6154482921957012,6.6169975717441041,6.6193456536491393,6.6216945687853457,6.6240443174483996,6.6263948999340831,6.6287463165382841,6.6323651566473876,6.6359859723945851,6.6396087648584388,6.6432335351180996,6.6468602842533091]
["Woody Biomass",2016,1,"kg","Feed Utility",19.551069237418005,20.588656379262464,5.0967849132778742,5.0967849132778742,5.0967849132778742,5.0967849132778742,5.0967849132778742,5.0967849132778742,5.0967849132778742,5.0967849132778742,5.0967849132778742,5.0967849132778742,5.0967849132778742,5.0967849132778742,5.0967849132778742,5.0967849132778742,5.0967849132778742,5.0967849132778742,5.0967849132778742,5.0967849132778742,5.0967849132778742,5.0967849132778742,5.0967849132778742,5.0967849132778742,5.0967849132778742,5.0967849132778742,5.0967849132778742,5.0967849132778742,5.0967849132778742,5.0967849132778742,5.0967849132778742,5.0967849132778742,5.0967849132778742,5.0967849132778742,5.0967849132778742,5.0967849132778742,5.0967849132778742,5.0967849132778742,5.0967849132778742,5.0967849132778742,5.0967849132778742,5.0967849132778742,5.0967849132778742,5.0967849132778742,5.0967849132778742,5.0967849132778742,5.0967849132778742,5.0967849132778742,5.0967849132778742,5.1179587571540939,5.1392205646528959,5.1605707012062227,5.1820095337641501,5.2035374308011946,5.2223240063357927,5.2411784079262249,5.2601008804480855,5.2790916696610548,5.2981510222120916,5.3113630812048802,5.3246080872582748,5.3378861225327325,5.3511972693935945,5.3645416104115968,5.3779717491778074,5.3914355103185612,5.4049329780075288,5.4184642366291094,5.4320293707789578,5.4450858323773135,5.458173676572823,5.471292978796904,5.4844438146622805,5.4976262599634209,5.509165721372697,5.5207294039936956,5.5323173586664938,5.5439296363378796,5.5555662880615797,5.5698816197819898,5.5842338386011479,5.598623039568059,5.6130493179766479,5.6275127693663878,5.6395580019552014,5.6516290163830023,5.6637258678337163,5.6758486116093856,5.6879973031304223,5.6991168854631553,5.7102582056949531,5.7214213063216786,5.732606229922272,5.7438130191589121,5.7570440466225028,5.7703055521130002,5.7835976058373566,5.796920278164249,5.8102736396244499]
["Electric Utility Steam Coal",2016,1,"kg","Feed",22.7322030001394,23.967615189707661,{"$error":"#N/A"},{"$error":"#N/A"},{"$error":"#N/A"},{"$error":"#N/A"},2.2148742453355847,2.3408877437334223,2.3629142410275352,2.4181318326423913,2.3501923436687169,2.2749877363600257,2.2671813119268305,2.0920368648072634,1.9706687398025258,2.067600203211962,2.1142782942327232,2.1573963846468813,2.1900363582596567,2.1929897559939948,2.2028650611910647,2.2090827406317772,2.2092997907220093,2.2079918032786887,2.2065492258230841,2.1995552842692714,2.1903510334996437,2.1795345460335755,2.1771697426487315,2.177831318906295,2.1809505846135182,2.1861806387528246,2.1973402359685172,2.2020565733003745,2.2177912831167257,2.2206593773221517,2.2289385587115755,2.2351116907538557,2.2481536525075447,2.2492673374683427,2.2496910116619402,2.2544263053335558,2.2540196918457411,2.2546357728878843,2.2490256441364247,2.2531477002168603,2.2540841434009193,2.2596705767276806,2.2620458060993922,2.2703711301923084,2.2787270951418623,2.2871138137198912,2.2955313991132824,2.3039799649255008,2.3125787529279784,2.3212096328567045,2.3298727244834101,2.338568148026833,2.3472960241543843,2.3559838582312191,2.3647038478010849,2.3734561118781943,2.3822407699172565,2.3910579418151077,2.3997099382358895,2.4083932417365861,2.4171079656012542,2.4258542235238663,2.434632129609795,2.4428635118796533,2.4511227240845761,2.4594098603163279,2.467725014984794,2.476068282819055,2.4831576550549128,2.4902673252765117,2.4973973516001715,2.5045477923086086,2.5117187058514112,2.5171937058097216,2.5226806400759916,2.5281795346644143,2.5336904156458884,2.539213309148141,2.5429573704375228,2.5467069523323964,2.5504620629728754,2.554222710511076,2.5579889031111347,2.5592501421168059,2.5605120029875006,2.5617744860298348,2.5630375915505756,2.564301319856642,2.5624850697467836,2.5606701060553489,2.5588564278711901,2.5570440342838041,2.555232924383334]
["Commercial Electricity",2016,1,"kWh","Feed Utility Byprod",null,null,28.373013628420669,29.17093293229123,30.878569780545078,30.682595180991225,31.992353762541459,31.4429334181984,31.156600892671783,30.676058322376605,29.679126186318804,29.700131988890092,30.54196479432273,29.932211922183079,28.972214109999999,29.128232055928784,28.995688380521983,29.39475155821113,29.885964346916182,30.089071101439163,31.081689502737298,31.400245105473072,31.337976372818122,31.854564117923594,32.189964324168578,32.274661250208517,32.347049824843424,32.398275541772193,32.473329377777105,32.424485524938959,32.33705604252286,32.213589610409308,32.123147965605618,32.189031672252469,32.20134665837643,32.137342472816606,32.106067355666433,32.055398007309563,31.985796962436115,31.883579639374592,31.88043762605966,31.921825950470875,31.967798865652629,32.011030694105337,32.04019407500644,32.084258086774547,32.12290532445671,32.1438833578502,32.210559439498944,32.212518425109167,32.214477529861206,32.216436753762309,32.218396096819724,32.220355559040698,32.225068562587758,32.229782255525173,32.234496637953782,32.239211709974448,32.243927471688032,32.234738373564198,32.225551894213289,32.216368032888994,32.207186788845206,32.198008161336034,32.188328675270981,32.178652099089362,32.168978431916393,32.15930767287756,32.14963982109861,32.135484213462775,32.121334838594358,32.107191693749044,32.093054776183735,32.078924083156537,32.05322936592912,32.027555229768936,32.001901658190874,31.976268634723027,31.950656142906677,31.915373500092528,31.880129819385399,31.844925057760001,31.809759172238564,31.774632119890772,31.736335048107414,31.698084134709202,31.659879324062725,31.621720560601634,31.583607788826551,31.539463246970023,31.495380406125889,31.451359180054389,31.407399482636293,31.363501227872742,31.320648715953933,31.277854754187555,31.235119262575491,31.192442161228929,31.1498233703682]
["Industrial Electricity",2016,1,"kWh","Feed Utility Byprod",null,null,18.232352698801531,19.279059481202857,20.106975671052609,20.31728323383771,21.702415417864383,21.137326303769196,20.699724047437488,20.430734156114106,19.619402543384187,19.94482547791937,20.190684361237558,19.439058682545589,18.777772519999996,19.537493744407882,19.094688812726531,19.340880484069093,19.700726786066333,19.809231927025674,20.448628319255093,20.513438149254636,20.459361398826221,20.950622526197662,21.163384692376518,21.285322295688569,21.423623959296947,21.53228264660833,21.607771530610695,21.635145433038627,21.585785019942069,21.508628925857963,21.446118499871098,21.521952389257063,21.600204159779199,21.583872325260458,21.588666383585327,21.605374501448264,21.554715579078266,21.491324631109631,21.516251270074765,21.58191413536343,21.663232093841465,21.742367229796333,21.822824570449338,21.895024529503647,21.976239175929997,22.046603213478718,22.114819497732821,22.13487665280584,22.15495199882406,22.175045552285859,22.195157329704575,22.215287347608523,22.237407284551185,22.259549246489641,22.281713255354351,22.303899333097611,22.326107501693581,22.336823207612067,22.347544056673097,22.358270051345187,22.369001194098043,22.379737487402554,22.390100389733625,22.400468090590362,22.410840592194713,22.421217896769658,22.431600006539206,22.438377931004013,22.44515790348412,22.451939924598356,22.458723994965737,22.465510115205461,22.462969438648798,22.46042904942313,22.45788894749596,22.455349132834797,22.452809605407158,22.442624812220661,22.432444638946507,22.422269083489063,22.412098143753649,22.401931817646531,22.389459823741635,22.376994773462549,22.364536662943497,22.352085488320853,22.339641245733144,22.322592014179389,22.305555794307125,22.288532576186064,22.271522349893491,22.254525105514261,22.238544472899552,22.222575315731635,22.206617625770171,22.190671394780733,22.174736614534808]
["Residential Electricity",2016,1,"kWh","Feed Utility Byprod",null,null,31.081820315099751,31.795307521355493,33.946842042036877,33.862138723062856,35.110516897292094,35.620882248372396,35.284315436843215,35.109707376782602,34.944303180720262,35.113313940081568,35.603854676435802,35.586699324775935,34.861101349999998,34.664653819323334,34.410290069910978,34.908531869398402,35.616671532127199,35.947520321196222,36.987705865849776,37.546039262370911,37.510823122184988,38.008797637281816,38.419808048103611,38.480927078752217,38.529894147798792,38.610432052895767,38.669048846696292,38.631731396248163,38.567872226687491,38.465126969563705,38.413723063041203,38.515467425425761,38.527084818246614,38.521472793861179,38.546973809920992,38.560691565187064,38.568356561168315,38.569368829711408,38.651143635977618,38.781520601750053,38.929117506558889,39.08758776785308,39.228047610742941,39.393119417357944,39.595269824540118,39.769550621009692,39.980674011616443,39.983105560972888,39.985537258211586,39.987969103341534,39.990401096371727,39.99283323731116,39.998683153044055,40.00453392446812,40.010385551708517,40.016238034890421,40.022091374139045,40.01068560090993,39.999283078177193,39.987883805014484,39.976487780495717,39.965095003695069,39.953080546830584,39.941069701797218,39.929062467509169,39.917058842880955,39.905058826827435,39.887488478960996,39.869925867384971,39.852370988693046,39.8348238394804,39.817284416343718,39.785391393336162,39.75352391614198,39.721681964299371,39.689865517362925,39.658074554903607,39.614280722534119,39.57053525105394,39.526838087058842,39.48318917720357,39.439588468201791,39.392053039782866,39.344574904480901,39.297153993242112,39.249790237095944,39.202483567154964,39.147690090479308,39.092973198877175,39.038332785305279,38.983768742869955,38.929280964826951,38.876091192919297,38.822974095147039,38.769929572214203,38.716957524960492,38.66405785436109]

{"sheet":"Non-Energy Material Prices","index":12,"n_rows":8,"n_cols":104,"rows_kept":8,"cut":false,"hidden":false,"merged":[]}
["Other Inputs and Byproducts","Units","Source Data Year","Reference Year Conversion - Chemical price indexes are used to update costs to reference year dollars",2001,2002,2003,2004,2005,2006,2007,2008,2009,2010,2011,2012,2013,2014,2015,2016,2017,2018,2019,2020,2021,2022,2023,2024,2025,2026,2027,2028,2029,2030,2031,2032,2033,2034,2035,2036,2037,2038,2039,2040,2041,2042,2043,2044,2045,2046,2047,2048,2049,2050,2051,2052,2053,2054,2055,2056,2057,2058,2059,2060,2061,2062,2063,2064,2065,2066,2067,2068,2069,2070,{"$f":"+BV1+1","v":2071},{"$f":"+BW1+1","v":2072},2073,2074,2075,2076,2077,2078,2079,2080,2081,2082,2083,2084,2085,2086,2087,2088,2089,2090,2091,2092,2093,2094,2095,2096,2097,2098,2099,2100]
["Cooling Water","gal",2005,{"$f":"VLOOKUP(ref_year,Chemical_price_indexes,2,FALSE)/VLOOKUP(C2,Chemical_price_indexes,2,FALSE)","v":1.4260544580886279},{"$f":"0.000079485*($D$2)","v":1.1334993860117458E-4},1.1334993860117458E-4,1.1334993860117458E-4,1.1334993860117458E-4,1.1334993860117458E-4,1.1334993860117458E-4,1.1334993860117458E-4,1.1334993860117458E-4,1.1334993860117458E-4,1.1334993860117458E-4,1.1334993860117458E-4,1.1334993860117458E-4,1.1334993860117458E-4,1.1334993860117458E-4,1.1334993860117458E-4,1.1334993860117458E-4,1.1334993860117458E-4,1.1334993860117458E-4,1.1334993860117458E-4,1.1334993860117458E-4,1.1334993860117458E-4,1.1334993860117458E-4,1.1334993860117458E-4,1.1334993860117458E-4,1.1334993860117458E-4,1.1334993860117458E-4,1.1334993860117458E-4,1.1334993860117458E-4,1.1334993860117458E-4,1.1334993860117458E-4,1.1334993860117458E-4,1.1334993860117458E-4,{"$f":"0.000079485*($D$2)","v":1.1334993860117458E-4},1.1334993860117458E-4,1.1334993860117458E-4,1.1334993860117458E-4,1.1334993860117458E-4,1.1334993860117458E-4,1.1334993860117458E-4,1.1334993860117458E-4,1.1334993860117458E-4,1.1334993860117458E-4,1.1334993860117458E-4,1.1334993860117458E-4,1.1334993860117458E-4,1.1334993860117458E-4,1.1334993860117458E-4,1.1334993860117458E-4,1.1334993860117458E-4,1.1334993860117458E-4,1.1334993860117458E-4,1.1334993860117458E-4,1.1334993860117458E-4,1.1334993860117458E-4,1.1334993860117458E-4,1.1334993860117458E-4,1.1334993860117458E-4,1.1334993860117458E-4,1.1334993860117458E-4,1.1334993860117458E-4,1.1334993860117458E-4,1.1334993860117458E-4,1.1334993860117458E-4,1.1334993860117458E-4,{"$f":"0.000079485*($D$2)","v":1.1334993860117458E-4},1.1334993860117458E-4,1.1334993860117458E-4,1.1334993860117458E-4,1.1334993860117458E-4,1.1334993860117458E-4,{"$f":"+BV2","v":1.1334993860117458E-4},{"$f":"+BW2","v":1.1334993860117458E-4},1.1334993860117458E-4,1.1334993860117458E-4,1.1334993860117458E-4,1.1334993860117458E-4,1.1334993860117458E-4,1.1334993860117458E-4,1.1334993860117458E-4,1.1334993860117458E-4,1.1334993860117458E-4,1.1334993860117458E-4,1.1334993860117458E-4,1.1334993860117458E-4,1.1334993860117458E-4,1.1334993860117458E-4,1.1334993860117458E-4,1.1334993860117458E-4,1.1334993860117458E-4,1.1334993860117458E-4,1.1334993860117458E-4,1.1334993860117458E-4,1.1334993860117458E-4,1.1334993860117458E-4,1.1334993860117458E-4,1.1334993860117458E-4,1.1334993860117458E-4,1.1334993860117458E-4,1.1334993860117458E-4,1.1334993860117458E-4]
["Demineralized Water","gal",2005,1.4260544580886279,{"$f":"0.0049962*($D$3)","v":7.1248532835024025E-3},7.1248532835024025E-3,7.1248532835024025E-3,7.1248532835024025E-3,7.1248532835024025E-3,7.1248532835024025E-3,7.1248532835024025E-3,7.1248532835024025E-3,7.1248532835024025E-3,7.1248532835024025E-3,7.1248532835024025E-3,7.1248532835024025E-3,7.1248532835024025E-3,7.1248532835024025E-3,7.1248532835024025E-3,7.1248532835024025E-3,7.1248532835024025E-3,7.1248532835024025E-3,7.1248532835024025E-3,7.1248532835024025E-3,7.1248532835024025E-3,7.1248532835024025E-3,7.1248532835024025E-3,7.1248532835024025E-3,7.1248532835024025E-3,7.1248532835024025E-3,7.1248532835024025E-3,7.1248532835024025E-3,7.1248532835024025E-3,7.1248532835024025E-3,7.1248532835024025E-3,7.1248532835024025E-3,{"$f":"0.0049962*($D$3)","v":7.1248532835024025E-3},7.1248532835024025E-3,7.1248532835024025E-3,7.1248532835024025E-3,7.1248532835024025E-3,7.1248532835024025E-3,7.1248532835024025E-3,7.1248532835024025E-3,7.1248532835024025E-3,7.1248532835024025E-3,7.1248532835024025E-3,7.1248532835024025E-3,7.1248532835024025E-3,7.1248532835024025E-3,7.1248532835024025E-3,7.1248532835024025E-3,7.1248532835024025E-3,7.1248532835024025E-3,7.1248532835024025E-3,7.1248532835024025E-3,7.1248532835024025E-3,7.1248532835024025E-3,7.1248532835024025E-3,7.1248532835024025E-3,7.1248532835024025E-3,7.1248532835024025E-3,7.1248532835024025E-3,7.1248532835024025E-3,7.1248532835024025E-3,7.1248532835024025E-3,7.1248532835024025E-3,7.1248532835024025E-3,{"$f":"0.0049962*($D$3)","v":7.1248532835024025E-3},7.1248532835024025E-3,7.1248532835024025E-3,7.1248532835024025E-3,7.1248532835024025E-3,7.1248532835024025E-3,{"$f":"+BV3","v":7.1248532835024025E-3},7.1248532835024025E-3,7.1248532835024025E-3,7.1248532835024025E-3,7.1248532835024025E-3,7.1248532835024025E-3,7.1248532835024025E-3,7.1248532835024025E-3,7.1248532835024025E-3,7.1248532835024025E-3,7.1248532835024025E-3,7.1248532835024025E-3,7.1248532835024025E-3,7.1248532835024025E-3,7.1248532835024025E-3,7.1248532835024025E-3,7.1248532835024025E-3,7.1248532835024025E-3,7.1248532835024025E-3,7.1248532835024025E-3,7.1248532835024025E-3,7.1248532835024025E-3,7.1248532835024025E-3,7.1248532835024025E-3,7.1248532835024025E-3,7.1248532835024025E-3,7.1248532835024025E-3,7.1248532835024025E-3,7.1248532835024025E-3,7.1248532835024025E-3]
["Process Water","gal",2005,1.4260544580886279,{"$f":"0.0016654*($D$4)","v":2.374951094500801E-3},2.374951094500801E-3,2.374951094500801E-3,2.374951094500801E-3,2.374951094500801E-3,2.374951094500801E-3,2.374951094500801E-3,2.374951094500801E-3,2.374951094500801E-3,2.374951094500801E-3,2.374951094500801E-3,2.374951094500801E-3,2.374951094500801E-3,2.374951094500801E-3,2.374951094500801E-3,2.374951094500801E-3,2.374951094500801E-3,2.374951094500801E-3,2.374951094500801E-3,2.374951094500801E-3,2.374951094500801E-3,2.374951094500801E-3,2.374951094500801E-3,2.374951094500801E-3,2.374951094500801E-3,2.374951094500801E-3,2.374951094500801E-3,2.374951094500801E-3,2.374951094500801E-3,2.374951094500801E-3,2.374951094500801E-3,2.374951094500801E-3,{"$f":"0.0016654*($D$4)","v":2.374951094500801E-3},2.374951094500801E-3,2.374951094500801E-3,2.374951094500801E-3,2.374951094500801E-3,2.374951094500801E-3,2.374951094500801E-3,2.374951094500801E-3,2.374951094500801E-3,2.374951094500801E-3,2.374951094500801E-3,2.374951094500801E-3,2.374951094500801E-3,2.374951094500801E-3,2.374951094500801E-3,2.374951094500801E-3,2.374951094500801E-3,2.374951094500801E-3,2.374951094500801E-3,2.374951094500801E-3,2.374951094500801E-3,2.374951094500801E-3,2.374951094500801E-3,2.374951094500801E-3,2.374951094500801E-3,2.374951094500801E-3,2.374951094500801E-3,2.374951094500801E-3,2.374951094500801E-3,2.374951094500801E-3,2.374951094500801E-3,2.374951094500801E-3,{"$f":"0.0016654*($D$4)","v":2.374951094500801E-3},2.374951094500801E-3,2.374951094500801E-3,2.374951094500801E-3,2.374951094500801E-3,2.374951094500801E-3,2.374951094500801E-3,2.374951094500801E-3,2.374951094500801E-3,2.374951094500801E-3,2.374951094500801E-3,2.374951094500801E-3,2.374951094500801E-3,2.374951094500801E-3,2.374951094500801E-3,2.374951094500801E-3,2.374951094500801E-3,2.374951094500801E-3,2.374951094500801E-3,2.374951094500801E-3,2.374951094500801E-3,2.374951094500801E-3,2.374951094500801E-3,2.374951094500801E-3,2.374951094500801E-3,2.374951094500801E-3,2.374951094500801E-3,2.374951094500801E-3,2.374951094500801E-3,2.374951094500801E-3,2.374951094500801E-3,2.374951094500801E-3,2.374951094500801E-3,2.374951094500801E-3,2.374951094500801E-3,2.374951094500801E-3]
["Oxygen","kg",2005,1.4260544580886279,{"$f":"0.02*($D$5)","v":2.8521089161772557E-2},2.8521089161772557E-2,2.8521089161772557E-2,2.8521089161772557E-2,2.8521089161772557E-2,2.8521089161772557E-2,2.8521089161772557E-2,2.8521089161772557E-2,2.8521089161772557E-2,2.8521089161772557E-2,2.8521089161772557E-2,2.8521089161772557E-2,2.8521089161772557E-2,2.8521089161772557E-2,2.8521089161772557E-2,2.8521089161772557E-2,2.8521089161772557E-2,2.8521089161772557E-2,2.8521089161772557E-2,2.8521089161772557E-2,2.8521089161772557E-2,2.8521089161772557E-2,2.8521089161772557E-2,2.8521089161772557E-2,2.8521089161772557E-2,2.8521089161772557E-2,2.8521089161772557E-2,2.8521089161772557E-2,2.8521089161772557E-2,2.8521089161772557E-2,2.8521089161772557E-2,2.8521089161772557E-2,{"$f":"0.02*($D$5)","v":2.8521089161772557E-2},2.8521089161772557E-2,2.8521089161772557E-2,2.8521089161772557E-2,2.8521089161772557E-2,2.8521089161772557E-2,2.8521089161772557E-2,2.8521089161772557E-2,2.8521089161772557E-2,2.8521089161772557E-2,2.8521089161772557E-2,2.8521089161772557E-2,2.8521089161772557E-2,2.8521089161772557E-2,2.8521089161772557E-2,2.8521089161772557E-2,2.8521089161772557E-2,2.8521089161772557E-2,2.8521089161772557E-2,2.8521089161772557E-2,2.8521089161772557E-2,2.8521089161772557E-2,2.8521089161772557E-2,2.8521089161772557E-2,2.8521089161772557E-2,2.8521089161772557E-2,2.8521089161772557E-2,2.8521089161772557E-2,2.8521089161772557E-2,2.8521089161772557E-2,2.8521089161772557E-2,2.8521089161772557E-2,{"$f":"0.02*($D$5)","v":2.8521089161772557E-2},2.8521089161772557E-2,2.8521089161772557E-2,2.8521089161772557E-2,2.8521089161772557E-2,2.8521089161772557E-2,2.8521089161772557E-2,2.8521089161772557E-2,2.8521089161772557E-2,2.8521089161772557E-2,2.8521089161772557E-2,2.8521089161772557E-2,2.8521089161772557E-2,2.8521089161772557E-2,2.8521089161772557E-2,2.8521089161772557E-2,2.8521089161772557E-2,2.8521089161772557E-2,2.8521089161772557E-2,2.8521089161772557E-2,2.8521089161772557E-2,2.8521089161772557E-2,2.8521089161772557E-2,2.8521089161772557E-2,2.8521089161772557E-2,2.8521089161772557E-2,2.8521089161772557E-2,2.8521089161772557E-2,2.8521089161772557E-2,2.8521089161772557E-2,2.8521089161772557E-2,2.8521089161772557E-2,2.8521089161772557E-2,2.8521089161772557E-2,2.8521089161772557E-2,2.8521089161772557E-2]
["Sulfuric Acid","kg",2005,1.4260544580886279,{"$f":"0*($D$6)","v":0},0,0,0,0,0,0,0,0,0,0,0,0,0,0,0,0,0,0,0,0,0,0,0,0,0,0,0,0,0,0,0,{"$f":"0*($D$6)","v":0},0,0,0,0,0,0,0,0,0,0,0,0,0,0,0,0,0,0,0,0,0,0,0,0,0,0,0,0,0,0,0,{"$f":"0*($D$6)","v":0},0,0,0,0,0,0,0,0,0,0,0,0,0,0,0,0,0,0,0,0,0,0,0,0,0,0,0,0,0,0,0,0,0,0,0]
["Steam","kg",2007,1.3138219380226268,{"$f":"0.0135*($D$7)","v":1.7736596163305463E-2},1.7736596163305463E-2,1.7736596163305463E-2,1.7736596163305463E-2,1.7736596163305463E-2,1.7736596163305463E-2,1.7736596163305463E-2,1.7736596163305463E-2,1.7736596163305463E-2,1.7736596163305463E-2,1.7736596163305463E-2,1.7736596163305463E-2,1.7736596163305463E-2,1.7736596163305463E-2,1.7736596163305463E-2,1.7736596163305463E-2,1.7736596163305463E-2,1.7736596163305463E-2,1.7736596163305463E-2,1.7736596163305463E-2,1.7736596163305463E-2,1.7736596163305463E-2,1.7736596163305463E-2,1.7736596163305463E-2,1.7736596163305463E-2,1.7736596163305463E-2,1.7736596163305463E-2,1.7736596163305463E-2,1.7736596163305463E-2,1.7736596163305463E-2,1.7736596163305463E-2,1.7736596163305463E-2,{"$f":"0.0135*($D$7)","v":1.7736596163305463E-2},1.7736596163305463E-2,1.7736596163305463E-2,1.7736596163305463E-2,1.7736596163305463E-2,1.7736596163305463E-2,1.7736596163305463E-2,1.7736596163305463E-2,1.7736596163305463E-2,1.7736596163305463E-2,1.7736596163305463E-2,1.7736596163305463E-2,1.7736596163305463E-2,1.7736596163305463E-2,1.7736596163305463E-2,1.7736596163305463E-2,1.7736596163305463E-2,1.7736596163305463E-2,1.7736596163305463E-2,1.7736596163305463E-2,1.7736596163305463E-2,1.7736596163305463E-2,1.7736596163305463E-2,1.7736596163305463E-2,1.7736596163305463E-2,1.7736596163305463E-2,1.7736596163305463E-2,1.7736596163305463E-2,1.7736596163305463E-2,1.7736596163305463E-2,1.7736596163305463E-2,1.7736596163305463E-2,{"$f":"0.0135*($D$7)","v":1.7736596163305463E-2},1.7736596163305463E-2,1.7736596163305463E-2,1.7736596163305463E-2,1.7736596163305463E-2,1.7736596163305463E-2,1.7736596163305463E-2,1.7736596163305463E-2,1.7736596163305463E-2,1.7736596163305463E-2,1.7736596163305463E-2,1.7736596163305463E-2,1.7736596163305463E-2,1.7736596163305463E-2,1.7736596163305463E-2,1.7736596163305463E-2,1.7736596163305463E-2,1.7736596163305463E-2,1.7736596163305463E-2,1.7736596163305463E-2,1.7736596163305463E-2,1.7736596163305463E-2,1.7736596163305463E-2,1.7736596163305463E-2,1.7736596163305463E-2,1.7736596163305463E-2,1.7736596163305463E-2,1.7736596163305463E-2,1.7736596163305463E-2,1.7736596163305463E-2,1.7736596163305463E-2,1.7736596163305463E-2,1.7736596163305463E-2,1.7736596163305463E-2,1.7736596163305463E-2,1.7736596163305463E-2]
["Compressed Inert Gas","kg",2002,1.6980292434837889,{"$f":"0.0256*($D$8)","v":4.3469548633185001E-2},4.3469548633185001E-2,4.3469548633185001E-2,4.3469548633185001E-2,4.3469548633185001E-2,4.3469548633185001E-2,4.3469548633185001E-2,4.3469548633185001E-2,4.3469548633185001E-2,4.3469548633185001E-2,4.3469548633185001E-2,4.3469548633185001E-2,4.3469548633185001E-2,4.3469548633185001E-2,4.3469548633185001E-2,4.3469548633185001E-2,4.3469548633185001E-2,4.3469548633185001E-2,4.3469548633185001E-2,4.3469548633185001E-2,4.3469548633185001E-2,4.3469548633185001E-2,4.3469548633185001E-2,4.3469548633185001E-2,4.3469548633185001E-2,4.3469548633185001E-2,4.3469548633185001E-2,4.3469548633185001E-2,4.3469548633185001E-2,4.3469548633185001E-2,4.3469548633185001E-2,4.3469548633185001E-2,{"$f":"0.0256*($D$8)","v":4.3469548633185001E-2},4.3469548633185001E-2,4.3469548633185001E-2,4.3469548633185001E-2,4.3469548633185001E-2,4.3469548633185001E-2,4.3469548633185001E-2,4.3469548633185001E-2,4.3469548633185001E-2,4.3469548633185001E-2,4.3469548633185001E-2,4.3469548633185001E-2,4.3469548633185001E-2,4.3469548633185001E-2,4.3469548633185001E-2,4.3469548633185001E-2,4.3469548633185001E-2,4.3469548633185001E-2,4.3469548633185001E-2,4.3469548633185001E-2,4.3469548633185001E-2,4.3469548633185001E-2,4.3469548633185001E-2,4.3469548633185001E-2,4.3469548633185001E-2,4.3469548633185001E-2,4.3469548633185001E-2,4.3469548633185001E-2,4.3469548633185001E-2,4.3469548633185001E-2,4.3469548633185001E-2,4.3469548633185001E-2,{"$f":"0.0256*($D$8)","v":4.3469548633185001E-2},4.3469548633185001E-2,4.3469548633185001E-2,4.3469548633185001E-2,4.3469548633185001E-2,4.3469548633185001E-2,4.3469548633185001E-2,4.3469548633185001E-2,4.3469548633185001E-2,4.3469548633185001E-2,4.3469548633185001E-2,4.3469548633185001E-2,4.3469548633185001E-2,4.3469548633185001E-2,4.3469548633185001E-2,4.3469548633185001E-2,4.3469548633185001E-2,4.3469548633185001E-2,4.3469548633185001E-2,4.3469548633185001E-2,4.3469548633185001E-2,4.3469548633185001E-2,4.3469548633185001E-2,4.3469548633185001E-2,4.3469548633185001E-2,4.3469548633185001E-2,4.3469548633185001E-2,4.3469548633185001E-2,4.3469548633185001E-2,4.3469548633185001E-2,4.3469548633185001E-2,4.3469548633185001E-2,4.3469548633185001E-2,4.3469548633185001E-2,4.3469548633185001E-2,4.3469548633185001E-2]

{"sheet":"AEO Data","index":13,"n_rows":929,"n_cols":72,"rows_kept":929,"cut":false,"hidden":false,"merged":[[0,0,0,71],[1,0,2,71],[4,0,4,71],[8,0,8,71],[748,4,748,8],[735,0,735,2],[731,0,731,12],[618,2,618,24],[619,2,619,24],[13,0,13,71],[18,0,18,71],[20,0,20,19],[22,0,22,19],[24,0,24,10],[25,0,25,10],[26,4,36,8],[26,9,26,10],[27,9,28,9],[27,10,28,10],[35,0,36,3],[55,0,55,10],[37,0,37,1],[37,4,37,8],[44,9,47,10],[52,0,52,10],[53,0,54,10]]}
["Hydrogen Analysis Resource Center:  Feedstock and Utility Assumptions"]
["Feedstock and Utility Price Projections for 2001 - 2070 With EIA Units, Year 2005"]
[]
[null,"Units",2001,2002,2003,2004,2005,2006,2007,2008,2009,2010,2011,2012,2013,2014,2015,2016,2017,2018,2019,2020,2021,2022,2023,2024,2025,2026,2027,2028,2029,2030,2031,2032,2033,2034,2035,2036,2037,2038,2039,2040,2041,2042,2043,2044,2045,2046,2047,2048,2049,2050,2051,2052,2053,2054,2056,2056,2057,2058,2059,2060,2061,2062,2063,2064,2065,2066,2067,2068,2069,2070]
["Natural Gas Prices (HHV Basis)"]
["Commercial Natural Gas Prices","$(2005)/MMBtu",8.9541000728991982,6.8979457774252282,8.4197996967243682,8.8059982398770913,8.8656468751295598,8.2234977371287847,7.8073426530046319,7.4325694992857168,7.297531685739191,7.1966502441550162,7.2405429268783017,7.2944294079294778,7.4037989917791105,7.5440859727139706,7.6385998163583153,7.6698249061152577,7.596507558282819,7.644327174942454,7.7875295315148705,8.0180296178133954,8.1425457338117244,8.1602542175436898,8.1927349319997838,8.2544961582939571,8.3511330316651513,8.4290329061652454,8.5069327806653394,8.5848326551654335,8.6627325296655275,8.7406324041656216,8.8185322786657157,8.8964321531658097,8.9743320276659038,9.0522319021659978,9.1301317766660848,9.2578200706648097,9.3855083646635347,9.5131966586622596,9.6408849526609846,9.7685732466597095,9.8962615406584344,10.023949834657159,10.151638128655884,10.279326422654609,10.407014716653334,10.534703010652059,10.662391304650784,10.790079598649509,10.917767892648234,11.045456186646948,11.066404719719236,11.087353252791523,11.10830178586381,11.129250318936098,11.150198852008385,11.171147385080673,11.19209591815296,11.213044451225247,11.233992984297535,11.254941517369822,11.27589005044211,11.296838583514397,11.317787116586684,11.338735649658972,11.359684182731248,11.381228672680008,11.402773162628767,11.424317652577527,11.445862142526286,11.467406632475045]
["Industrial Natural Gas Prices","$(2005)/MMBtu",5.2088497969877503,4.0515519538015683,5.7953765594734321,6.3059286733843276,6.3351569917966728,5.6603640970194089,5.2154936812958672,4.824472465605103,4.7214620293311338,4.5987567766657387,4.6224680014376371,4.6768878495918127,4.7861952984108127,4.922351045428587,5.0173813554475863,5.0686005039035118,5.0229759936062797,5.0914502886106439,5.2365480121576597,5.4816269649649545,5.5841408180740668,5.5850370537559959,5.6052826350589937,5.6612136071582997,5.7676752715740598,5.8539244792759346,5.9401736869778095,6.0264228946796843,6.1126721023815591,6.1989213100834339,6.2851705177853088,6.3714197254871836,6.4576689331890584,6.5439181408909333,6.6301673485928063,6.7228927087931387,6.8156180689934711,6.9083434291938035,7.0010687893941359,7.0937941495944683,7.1865195097948007,7.2792448699951331,7.3719702301954655,7.4646955903957979,7.5574209505961303,7.6501463107964627,7.7428716709967951,7.8355970311971275,7.9283223913974599,8.021047751597786,8.0362602680624171,8.0514727845270482,8.0666853009916792,8.0818978174563103,8.0971103339209414,8.1123228503855724,8.1275353668502035,8.1427478833148346,8.1579603997794656,8.1731729162440967,8.1883854327087278,8.2035979491733588,8.2188104656379899,8.234022982102621,8.2492354985672645,8.2648807901462327,8.2805260817252009,8.2961713733041691,8.3118166648831373,8.3274619564621091]
["Electric Utility Natural Gas Prices","$(2005)/MMBtu",5.6269638934579786,3.8422456293735823,5.691139826234779,6.2376343214286925,6.1731978092553481,5.4998161252939477,5.0667498741509744,4.6999946247856554,4.5877827360944901,4.4974766767249967,4.5471429464952013,4.6470168064225401,4.7885290901615907,4.9298490038457894,5.0143193411377212,5.0431599369588911,4.9958503246307417,5.071809156885692,5.2209958625289659,5.4542850660827948,5.5514960671370845,5.5489887943807661,5.5622220646660265,5.6263508841676488,5.730461856104295,5.8123040182474703,5.8941461803906456,5.9759883425338209,6.0578305046769962,6.1396726668201715,6.2215148289633468,6.3033569911065221,6.3851991532496974,6.4670413153928727,6.5488834775360516,6.6404720525202734,6.7320606275044952,6.823649202488717,6.9152377774729388,7.0068263524571606,7.0984149274413824,7.1900035024256042,7.2815920774098259,7.3731806523940477,7.4647692273782695,7.5563578023624913,7.6479463773467131,7.7395349523309349,7.8311235273151567,7.9227121022993829,7.9377381178566102,7.9527641334138375,7.9677901489710647,7.982816164528292,7.9978421800855193,8.0128681956427457,8.0278942111999729,8.0429202267572002,8.0579462423144275,8.0729722578716547,8.087998273428882,8.1030242889861093,8.1180503045433365,8.1330763201005638,8.1481023356577857,8.1635558206357306,8.1790093056136755,8.1944627905916203,8.2099162755695652,8.2253697605475136]
["Electricity Prices"]
["Commercial Electricity","$(2005)/MMBtu",24.866788774356646,24.345010037692106,24.223933219909672,24.020635352944481,23.91295186528621,22.837542614846832,21.69091966017233,21.090846376599046,21.058556043876806,20.987678365887316,20.983490961902529,21.313707333690761,21.638938984780914,22.13258341123478,22.313049388381657,22.486876361774936,22.494946956634521,22.662665807975912,22.922821701697636,23.270139622238439,23.509686568997985,23.493712398241108,23.423848763951703,23.513217827059155,23.645542576627872,23.786749293232678,23.927956009837484,24.06916272644229,24.210369443047096,24.351576159651902,24.492782876256708,24.633989592861514,24.77519630946632,24.916403026071126,25.057609742675933,25.047759076850095,25.037908411024258,25.028057745198421,25.018207079372583,25.008356413546746,24.998505747720909,24.988655081895072,24.978804416069234,24.968953750243397,24.95910308441756,24.949252418591723,24.939401752765885,24.929551086940048,24.919700421114211,24.90984975528837,24.925673674379027,24.941497593469684,24.957321512560341,24.973145431650998,24.988969350741655,25.004793269832312,25.020617188922969,25.036441108013626,25.052265027104283,25.068088946194941,25.083912865285598,25.099736784376255,25.115560703466912,25.131384622557569,25.147208541648205,25.163183242307905,25.179157942967606,25.195132643627307,25.211107344287008,25.227082044946716]
["Industrial Electricity","$(2005)/MMBtu",16.038863482553147,15.36037109932807,15.664056310113844,16.390134465019642,16.26049394877451,15.718549229064077,15.083546116666987,14.764544869368896,14.679648534306921,14.510741661179726,14.370329416023063,14.522587083420669,14.791267903345901,15.142176731577413,15.304996360023072,15.443286072533045,15.485992224711291,15.663456831338236,15.910829809476709,16.241389166634008,16.419768400912066,16.405212897174714,16.372526888577397,16.449089176249931,16.568027554817903,16.704753726753587,16.841479898689272,16.978206070624957,17.114932242560641,17.251658414496326,17.388384586432011,17.525110758367695,17.66183693030338,17.798563102239065,17.935289274174743,17.928238540168429,17.921187806162116,17.914137072155803,17.90708633814949,17.900035604143177,17.892984870136864,17.885934136130551,17.878883402124238,17.871832668117925,17.864781934111612,17.857731200105299,17.850680466098986,17.843629732092673,17.83657899808636,17.829528264080036,17.840854426840831,17.852180589601627,17.863506752362422,17.874832915123218,17.886159077884013,17.897485240644809,17.908811403405604,17.9201375661664,17.931463728927195,17.94278989168799,17.954116054448786,17.965442217209581,17.976768379970377,17.988094542731172,17.999420705491971,18.010854791996724,18.022288878501477,18.033722965006231,18.045157051510984,18.056591138015737]
["Coal Prices (HHV Basis)"]
["Electric Utility Steam Coal","$(2005)/MMBtu",1.3268491834774256,1.32388562245189,1.3334961719108085,1.3380821099821107,1.3443425871291239,1.3528785733681756,1.3415886383011697,1.3403624656065469,1.330997225248586,1.3164209684110997,1.3072140481112184,1.3019573002491378,1.2978333982656636,1.295833644439585,1.2953486183904279,1.2970626753456174,1.2955796364343368,1.3002382724914889,1.3044509032987155,1.3304805103337984,1.3397570218680066,1.3519914094007222,1.3569265463442153,1.3726611244228613,1.3854931266802686,1.3951349014789893,1.4047766762777101,1.4144184510764308,1.4240602258751516,1.4337020006738723,1.4433437754725931,1.4529855502713138,1.4626273250700346,1.4722690998687553,1.481910874667477,1.4862555877963981,1.4906003009253193,1.4949450140542404,1.4992897271831616,1.5036344403120827,1.5079791534410039,1.512323866569925,1.5166685796988462,1.5210132928277673,1.5253580059566885,1.5297027190856096,1.5340474322145308,1.5383921453434519,1.5427368584723731,1.5470815716012942,1.5500157274134729,1.5529498832256516,1.5558840390378303,1.5588181948500091,1.5617523506621878,1.5646865064743665,1.5676206622865452,1.5705548180987239,1.5734889739109026,1.5764231297230813,1.57935728553526,1.5822914413474387,1.5852255971596174,1.5881597529717961,1.5910939087839742,1.5941115372826113,1.5971291657812485,1.6001467942798857,1.6031644227785229,1.6061820512771605]
["Transportation Fuels (HHV Basis)"]
["Distillate (Diesel) Fuel Oil for Transportation","$(2005)/MMBtu",10.789461735918687,9.9590971559848445,11.383831536994775,12.531178240506115,12.036300060884058,12.613383383121093,13.01890940036416,12.908589399085846,12.946875513724528,13.039098811599491,13.088955960183741,13.133508268392355,13.038477461293056,12.989168095138872,12.752903866318045,12.539506322932722,12.335074118848111,12.292193988584152,12.304560350921868,12.340337204483362,12.418707870087554,12.438495640484758,12.492141534697302,12.624332072599859,13.025979869770596,13.053872203635709,13.081764537500822,13.109656871365935,13.137549205231048,13.165441539096161,13.193333872961274,13.221226206826387,13.2491185406915,13.277010874556613,13.304903208421727,13.445726499778688,13.586549791135649,13.72737308249261,13.868196373849571,14.009019665206532,14.149842956563493,14.290666247920454,14.431489539277415,14.572312830634376,14.713136121991337,14.853959413348298,14.994782704705258,15.135605996062219,15.27642928741918,15.417252578776129,15.505038084680947,15.592823590585766,15.680609096490585,15.768394602395404,15.856180108300222,15.943965614205041,16.03175112010986,16.119536626014678,16.207322131919497,16.295107637824316,16.382893143729135,16.470678649633953,16.558464155538772,16.646249661443591,16.734035167348416,16.829318405103567,16.924601642858718,17.019884880613869,17.11516811836902,17.210451356124164]
["Motor Gasoline","$(2005)/MMBtu",12.730520250245322,11.801320287416596,13.477350603859424,15.275134761378448,14.956036086352325,15.333911517881027,14.969645149302909,14.856007634468792,14.855665643260203,14.676357863084307,14.660823111264261,14.621396694543213,14.496914877081778,14.525867813038341,14.406443289990676,14.511791494657368,14.408484301477108,14.421367627269808,14.483474821414545,14.423047758498246,14.678410804496627,14.842794247393387,14.985196801851416,15.125157698145465,15.225733932459173,15.312322281050708,15.398910629642243,15.485498978233778,15.572087326825313,15.658675675416848,15.745264024008383,15.831852372599919,15.918440721191454,16.005029069782989,16.091617418374518,16.26193617174043,16.432254925106342,16.602573678472254,16.772892431838166,16.943211185204078,17.113529938569989,17.283848691935901,17.454167445301813,17.624486198667725,17.794804952033637,17.965123705399549,18.135442458765461,18.305761212131372,18.476079965497284,18.646398718863171,18.752570913712709,18.858743108562248,18.964915303411786,19.071087498261324,19.177259693110862,19.283431887960401,19.389604082809939,19.495776277659477,19.601948472509015,19.708120667358553,19.814292862208092,19.92046505705763,20.026637251907168,20.132809446756706,20.238981641606255,20.354221969500514,20.469462297394774,20.584702625289033,20.699942953183292,20.815183281077545]
["Ethanol","$(2005)/MMBtu",15.730049999999999,15.730049999999999,15.730049999999999,15.730049999999999,15.730049999999999,15.730049999999999,15.730049999999999,15.730049999999999,15.730049999999999,15.730049999999999,15.730049999999999,15.730049999999999,15.730049999999999,15.730049999999999,15.730049999999999,15.730049999999999,15.730049999999999,15.730049999999999,15.730049999999999,15.730049999999999,15.730049999999999,15.730049999999999,15.730049999999999,15.730049999999999,15.730049999999999,15.730049999999999,15.730049999999999,15.730049999999999,15.730049999999999,15.730049999999999,15.730049999999999,15.730049999999999,15.730049999999999,15.730049999999999,15.730049999999999,15.730049999999999,15.730049999999999,15.730049999999999,15.730049999999999,15.730049999999999,15.730049999999999,15.730049999999999,15.730049999999999,15.730049999999999,15.730049999999999,15.730049999999999,15.730049999999999,15.730049999999999,15.730049999999999,15.730049999999999,15.730049999999999,15.730049999999999,15.730049999999999,15.730049999999999,15.730049999999999,15.730049999999999,15.730049999999999,15.730049999999999,15.730049999999999,15.730049999999999,15.730049999999999,15.730049999999999,15.730049999999999,15.730049999999999,15.730049999999999,15.730049999999999,15.730049999999999,15.730049999999999,15.730049999999999,15.730049999999999]
["Methanol","$(2005)/MMBtu",8.7353999999999985,8.7353999999999985,8.7353999999999985,8.7353999999999985,8.7353999999999985,8.7353999999999985,8.7353999999999985,8.7353999999999985,8.7353999999999985,8.7353999999999985,8.7353999999999985,8.7353999999999985,8.7353999999999985,8.7353999999999985,8.7353999999999985,8.7353999999999985,8.7353999999999985,8.7353999999999985,8.7353999999999985,8.7353999999999985,8.7353999999999985,8.7353999999999985,8.7353999999999985,8.7353999999999985,8.7353999999999985,8.7353999999999985,8.7353999999999985,8.7353999999999985,8.7353999999999985,8.7353999999999985,8.7353999999999985,8.7353999999999985,8.7353999999999985,8.7353999999999985,8.7353999999999985,8.7353999999999985,8.7353999999999985,8.7353999999999985,8.7353999999999985,8.7353999999999985,8.7353999999999985,8.7353999999999985,8.7353999999999985,8.7353999999999985,8.7353999999999985,8.7353999999999985,8.7353999999999985,8.7353999999999985,8.7353999999999985,8.7353999999999985,8.7353999999999985,8.7353999999999985,8.7353999999999985,8.7353999999999985,8.7353999999999985,8.7353999999999985,8.7353999999999985,8.7353999999999985,8.7353999999999985,8.7353999999999985,8.7353999999999985,8.7353999999999985,8.7353999999999985,8.7353999999999985,8.7353999999999985,8.7353999999999985,8.7353999999999985,8.7353999999999985,8.7353999999999985,8.7353999999999985]
["Biomass (HHV Basis)"]
["Biomass Prices (Dry Biomass Delivered)*","$(2005)/MMBtu",1.2696286520685174,1.2696286520685174,1.2696286520685174,1.2696286520685174,1.2696286520685174,1.2696286520685174,1.2696286520685174,1.2696286520685174,1.2696286520685174,1.2696286520685174,1.2716814065585227,1.2809188017635484,1.3178683825836508,1.3209475143186591,1.3435278137087219,1.3466069454437304,1.3630289813637759,1.3578970951387617,1.383556526263833,1.4030576939188868,1.460534819639046,1.4800359872941,1.4861942507641173,1.5118536818891883,1.5262229633192279,1.6236006669873051,1.7209783706553823,1.8183560743234595,1.9157337779915367,2.0131114816596138,2.1104891853276913,2.2078668889957687,2.3052445926638461,2.4026222963319235,2.5,2.5714285714285716,2.6428571428571432,2.7142857142857149,2.7857142857142865,2.8571428571428581,2.9285714285714297,3,3.071428571428573,3.1428571428571446,3.2142857142857162,3.2857142857142878,3.3571428571428594,3.428571428571431,3.5,3.5714285714285743,3.6428571428571459,3.7142857142857175,3.7857142857142891,3.8571428571428608,3.9285714285714324,4,4.0714285714285747,4.1428571428571459,4.2142857142857171,4.2857142857142883,4.3571428571428594,4.4285714285714306,4.5,4.571428571428573,4.6428571428571441,4.7142857142857153,4.7857142857142865,4.8571428571428577,4.9285714285714288,5]
["* Biomass prices shown for years 2001 through 2009 are the same as the EIA value for 2010.  For the post-2025 biomass prices:  The value for 2035 was chosen based on a review of the literature, which indicated a price of $2.50/MMBtu delivered dry English ton (in 2000$) was a reasonable mid-range projection.  Values for the 2026 through 2034 were interpolated from the 2025 and 2035 values.  The value of $5.00/MMBtu delivered dry English ton in 2065 was based on judgment.  An EIA paper by Zia Haq entitled, “Biomass for Electricity Generation” (available from EIA’s website) indicates that about 7 quads of biomass per year  would be available if the price rose to  $5/MMBtu."]
[]
["Table 1 reflects values for base case feedstock and fuel values, based on the H2A analysis done for DOE's Hydrogen, Fuel Cells and Infrastructure Program.  Values from 2001 through 2025 were derived from EIA AEO 2004, and 2002 dollars are converted to 2005 dollars by multiplying the prices in 2002$/MMBtu by the GDP Implicit Price Deflator for 2005, divided by that for 2002 (from AEO 2004 Table A2; see table 2 below). For the period between 2025 and 2035, the 2025 values were extrapolated based on the ratio of the 2025 and 2015 values. For the period between 2035 and 2070, ratios in Table 2, derived from projections of a long-term model (MiniCAM) developed by Pacific Northwest National Laboratory were used to extrapolate the 2035 values (except for ethanol, methanol and biomass; see footnote)."]
[]
["Hydrogen Analysis Resource Center:  Price Ratios from PNNL GCAM Model"]
[]
[null,"Ratio 2050 to 2035 Price","Ratio 2065 to 2050 Price","Ratio 2070 to 2065 Price",null,null,null,null,null,"GDP Implicit Deflator Price Index [1]"]
["Coal Delivered to Utilities",{"$f":"G40/F40","v":1.0482288241385485},{"$f":"H40/G40","v":1.0526415477404851},{"$f":"I40/H40","v":1.0160295046377366},null,null,null,null,null,"Year","Value"]
["Wellhead Gas",{"$f":"G41/F41","v":1.1441282284851997},{"$f":"H41/G41","v":1.1360328119345371},{"$f":"I41/H41","v":1.0363018547359477}]
["Gas Delivered to Utilities",1.1252277801242987,1.1222249629995065,1.0285793469898747,null,null,null,null,null,1991,84.5]
["Crude Oil Price",1.0687839040840581,1.0213566498986533,1.0031375164207406,null,null,null,null,null,1992,86.4]
["Delivered Diesel",1.03736526166104,1.0084486821562659,1.0010687685088917,null,null,null,null,null,1993,88.4]
["Average Electricity",0.975071533164794,1.0087393571750138,0.99663324890666094,null,null,null,null,null,1994,90.3]
["Dry Biomass at Farmgate",1.0938371922267365,1.0852680569229392,1.0142672175626977,null,null,null,null,null,1995,92.1]
["Ethanol",1.0046194107582356,1.003094645903579,0.99710816742279029,null,null,null,null,null,1996,93.9]
[null,null,null,null,null,null,null,null,null,1997,95.4]
[null,null,null,null,null,null,null,null,null,1998,96.5]
["In Units Consistent with EIA AEO",null,"From AEO","From AEO","From GCAM",null,null,null,null,1999,97.9]
[null,"Units",2000,2005,2020,2035,2050,2065,2070,2000,100]
["Coal Delivered to Utilities","$/English ton",25.276500000000002,25.071000000000002,49.911552427759986,51.73380738099187,54.228868079187265,57.083559627090274,57.998580810871225,2001,102.4]
["Wellhead Gas","$/mcf",3.83,2.88,3.4820792312666162,3.718467288972283,4.254403392012021,4.8331418485312492,5.0085938618348607,2002,104.1]
["Gas Delivered to Utilities","$/mcf",4.333333333333333,3.2058823529411766,5.3135477999345282,5.6703709369749671,6.3804589018936815,7.1603102550975084,7.3649472464330987,2003,106]
["Crude Oil Price","$/bbl",28.35,23.27,38.166254666132858,44.018296607182357,47.046046898954408,48.050792851691,48.201553003292787,2004,108.3]
["Delivered Diesel","$/gallon",1.5176666666666667,1.2925714285714285,1.9428327208531595,2.1262391061548653,2.2056865867102777,2.2243217316177319,2.2266990166381286,2005,110.5]
["Average Electricity","c/kWh",6.9,6.4,7.2674708046079139,7.0885496188632935,6.9118429447797478,6.9722480090117775,6.9487741854044058,"[2]"]
["Dry Biomass at Farmgate","$/mmBtu",null,null,3.9267286033597717,3.4025762910602637,3.7218644965506216,4.0392206503019663,4.0968490901035652]
["Ethanol","$/mmBtu",null,null,24.686324737923844,23.090083577893328,23.196746158381607,23.268531873857007,23.201243175360347]
["Biomass delivery (assuming $10/English ton average delivery price)","$/English ton",null,null,10,10,10,10]
[null,"$/mmBtu HHV",null,null,{"$f":"E48*$B$61","v":0.65713983050847458},{"$f":"F48*$B$61","v":0.65713983050847458},{"$f":"G48*$B$61","v":0.65713983050847458},{"$f":"H48*$B$61","v":0.65713983050847458}]
["Biomass delivered $/mmBtu HHV","$/mmBtu",null,null,{"$f":"E49+E46","v":4.5838684338682461},{"$f":"F49+F46","v":4.0597161215687381},{"$f":"G49+G46","v":4.3790043270590964},{"$f":"H49+H46","v":4.6963604808104407}]
[]
["Note:"]
["[2] values in italics are projections"]
["Source:"]
[]
["[1] Available from Short Term Energy Outlook, Table A.2 at http://www.eia.doe.gov/emeu/steo/pub/a2tab.html"]
[]
["Biomass conversion $/dry English ton to $/mmBtu HHV"]
["Biomass LHV (kJ/kg)",19022]
["Biomass HHV (kJ/kg)",17700]
["Conversion factor",{"$f":"2.205/2000/B60*mmBTU_to_GJ*1000000","v":6.5713983050847455E-2}]
[]
[]
[null,"Report","Annual Energy Outlook 2010"]
[null,"Scenario","aeo2010r",null,null,"Reference case"]
[null,"Datekey","d111809a"]
[null,"Release Date",null," December 2009"]
[]
[]
[]
[]
["aeo2010r.d111809a"]
[]
["Table 3.  Energy Prices by Sector and Source"]
["(2008 dollars per million Btu, unless otherwise noted)"]
[null,null,null,null,null,null,null,null,null,null,null,null,null,null,null,null,null,null,null,null,null,null,null,null,null,null,null,null,null,null,"2008-"]
[" Sector and Source",2007,2008,2009,2010,2011,2012,2013,2014,2015,2016,2017,2018,2019,2020,2021,2022,2023,2024,2025,2026,2027,2028,2029,2030,2031,2032,2033,2034,2035,2035]
[]
[" Residential"]
["   Liquefied Petroleum Gases",26.25,29.35,24.9,24.01,24.09,25.25,26.47,27.44,28.03,28.67,29.21,29.8,30.06,30.29,30.53,30.73,31.01,31.28,31.55,31.7,31.98,32.229999999999997,32.590000000000003,32.81,33.17,33.51,33.9,34.26,34.65,6.0000000000000001E-3]
["   Distillate Fuel Oil",20.3,24.47,17.98,17.57,17.72,18.84,19.86,20.58,21.08,22,22.66,23.32,23.74,24.1,24.24,24.44,24.76,24.94,25.23,25.5,25.72,26.04,26.44,26.61,27.05,27.45,27.82,28.24,28.66,6.0000000000000001E-3]
["   Natural Gas",12.94,13.48,11.39,10.89,11.78,11.87,11.48,11.41,11.56,11.65,11.69,11.76,11.83,11.95,12.07,12.26,12.29,12.2,12.29,12.46,12.66,12.9,13.16,13.44,13.78,13.93,14.03,14.25,14.4,2E-3]
["   Electricity",31.82,33.29,32.33,30.94,29.9,31.08,31.47,31.49,31.43,31.64,31.8,31.78,31.68,31.84,32.01,32.08,32.200000000000003,32.28,32.26,32.4,32.57,32.729999999999997,33.130000000000003,33.46,33.81,34.11,34.26,34.49,34.71,2E-3]
[]
[" Commercial"]
["   Liquefied Petroleum Gases",20.65,26.15,19.82,20.78,20.86,22.02,23.23,24.19,24.77,25.41,25.95,26.53,26.79,27.02,27.25,27.46,27.73,28,28.26,28.41,28.68,28.93,29.28,29.5,29.86,30.19,30.58,30.94,31.32,7.0000000000000001E-3]
["   Distillate Fuel Oil",17.48,21.5,15.8,14.82,15.24,16.38,17.399999999999999,18.11,18.72,19.559999999999999,20.2,20.84,21.26,21.6,21.78,22.04,22.29,22.43,22.72,22.97,23.21,23.53,23.93,24.11,24.54,24.94,25.28,25.69,26.13,7.0000000000000001E-3]
["   Residual Fuel",8.39,15.52,9.27,9.4499999999999993,9.6300000000000008,10.85,11.98,12.76,13.13,13.68,14.17,14.69,15.26,15.46,15.68,15.89,16.12,16.34,16.54,16.63,16.82,17.059999999999999,17.28,17.54,17.89,18.12,18.25,18.68,18.84,7.0000000000000001E-3]
["   Natural Gas",11.2,11.94,9.0500000000000007,8.67,9.7200000000000006,10.07,9.92,9.85,9.99,10.08,10.11,10.16,10.23,10.35,10.46,10.65,10.69,10.62,10.7,10.86,11.04,11.28,11.52,11.78,12.11,12.26,12.32,12.52,12.66,2E-3]
["   Electricity",28.81,30.47,28.94,27.37,25.72,26.72,26.81,26.55,26.55,26.81,26.97,26.98,26.93,27.12,27.31,27.42,27.62,27.77,27.72,27.87,28.05,28.25,28.67,28.99,29.37,29.73,29.9,30.15,30.37,0]
[]
[" Industrial 1/"]
["   Liquefied Petroleum Gases",22.01,24.2,18.64,18.36,18.46,19.61,20.9,21.9,22.49,23.25,23.76,24.31,24.62,24.86,25.09,25.3,25.59,25.86,26.12,26.27,26.55,26.8,27.15,27.38,27.74,28.08,28.48,28.86,29.25,7.0000000000000001E-3]
["   Distillate Fuel Oil",18.07,22.31,16.399999999999999,14.38,15.38,16.55,17.59,18.32,19,19.8,20.440000000000001,21.08,21.49,21.83,22.03,22.36,22.56,22.67,22.97,23.22,23.48,23.81,24.22,24.4,24.84,25.25,25.6,26.02,26.48,6.0000000000000001E-3]
["   Residual Fuel Oil",8.84,16.309999999999999,9.75,13.12,13.24,14.32,15.31,16.079999999999998,16.47,16.96,17.37,17.82,18.09,18.2,18.43,18.61,18.82,19.03,19.23,19.3,19.489999999999998,19.73,19.98,20.27,20.61,20.87,21.12,21.44,21.72,1.0999999999999999E-2]
["   Natural Gas 2/",7.58,9.11,4.2,4.87,5.97,6.39,6.33,6.28,6.45,6.52,6.51,6.55,6.6,6.7,6.78,6.96,7.01,6.96,7.02,7.15,7.29,7.51,7.73,7.98,8.2899999999999991,8.4,8.42,8.61,8.73,-2E-3]
["   Metallurgical Coal",3.69,4.49,4.72,4.8,4.8600000000000003,5.0199999999999996,5.05,5.08,5.08,5.09,5.16,5.22,5.29,5.32,5.35,5.36,5.35,5.32,5.24,5.16,5.14,5.14,5.1100000000000003,5.1100000000000003,5.09,5.08,5.08,5.0599999999999996,5.0599999999999996,4.0000000000000001E-3]
["   Other Industrial Coal",2.48,2.84,2.79,2.69,2.69,2.69,2.66,2.68,2.69,2.68,2.69,2.68,2.67,2.66,2.65,2.65,2.63,2.63,2.63,2.64,2.63,2.64,2.65,2.66,2.67,2.67,2.69,2.7,2.71,-2E-3]
["   Coal to Liquids","- -","- -","- -","- -",1.26,1.04,1.04,1.41,1.42,1.46,1.48,1.48,1.47,1.46,1.49,1.5,1.52,1.49,1.49,1.47,1.46,1.45,1.44,1.44,1.44,1.44,1.46,1.48,1.51,"- -"]
["   Electricity",19.02,20.21,20.04,19.149999999999999,17.11,17.73,17.62,17.350000000000001,17.37,17.62,17.75,17.77,17.75,17.920000000000002,18.07,18.190000000000001,18.38,18.53,18.5,18.61,18.78,18.97,19.3,19.579999999999998,19.88,20.16,20.3,20.52,20.71,1E-3]
[]
[" Transportation"]
["   Liquefied Petroleum Gases 3/",23.83,29.93,25.2,23.89,23.98,25.13,26.33,27.29,27.88,28.53,29.07,29.65,29.91,30.13,30.36,30.56,30.83,31.1,31.36,31.5,31.77,32.01,32.36,32.58,32.93,33.26,33.64,34,34.380000000000003,5.0000000000000001E-3]
["   E85 4/",27.43,26.93,23.29,20.64,20.97,22.13,24.21,25.23,25.55,25.08,25.9,26.54,26.68,26.95,27.32,27.82,28.31,28.55,28.86,29.22,29.49,30.03,30.44,30.64,30.86,31.29,31.49,31.77,32.229999999999997,7.0000000000000001E-3]
["   Motor Gasoline 5/",23.66,26.76,19.14,20.55,20.88,22.03,24.02,24.94,25.37,25.94,26.47,26.89,27.2,27.59,27.82,28.18,28.42,28.54,28.87,29.19,29.47,29.9,30.27,30.42,30.77,31.16,31.44,31.81,32.33,7.0000000000000001E-3]
["   Jet Fuel 6/",15.77,22.71,12.73,14.79,15.16,16.54,17.690000000000001,18.46,19.04,19.760000000000002,20.41,20.97,21.35,21.69,21.85,22.09,22.41,22.61,22.92,23.19,23.48,23.9,24.26,24.51,24.9,25.3,25.64,26.05,26.48,6.0000000000000001E-3]
["   Diesel Fuel (distillate fuel oil) 7/",21.55,27.65,17.77,19.12,19.309999999999999,20.51,21.54,22.25,22.93,23.68,24.26,24.91,25.29,25.6,25.79,26.12,26.26,26.34,26.63,26.83,27.09,27.4,27.8,27.96,28.38,28.78,29.09,29.49,29.96,3.0000000000000001E-3]
["   Residual Fuel Oil",9.19,14.49,8.86,10.210000000000001,10.32,11.5,12.44,13.18,13.58,13.9,14.43,14.81,14.97,14.99,15.23,15.34,15.55,15.75,15.93,15.98,16.27,16.5,16.8,17.100000000000001,17.420000000000002,17.690000000000001,17.93,18.239999999999998,18.600000000000001,8.9999999999999993E-3]
["   Natural Gas 8/",13.84,15.96,11.36,12,13.09,13.49,13.36,13.25,13.37,13.41,13.38,13.37,13.38,13.44,13.46,13.58,13.54,13.41,13.43,13.54,13.65,13.83,14,14.19,14.46,14.54,14.55,14.7,14.78,-3.0000000000000001E-3]
["   Electricity",32.03,33.729999999999997,32.299999999999997,30.29,27.63,29.66,29.72,29.07,28.79,29.01,29.04,28.87,28.59,28.55,28.54,28.43,28.48,28.64,28.63,28.88,29.32,29.79,30.51,31.01,31.61,32.15,32.47,32.89,33.26,-1E-3]
[]
[" Electric Power 9/"]
["   Distillate Fuel Oil",15.75,19.37,14.24,13.91,14.06,15.2,16.21,16.89,17.36,18.22,18.88,19.510000000000002,19.920000000000002,20.25,20.399999999999999,20.58,20.89,21.07,21.35,21.6,21.83,22.14,22.54,22.71,23.14,23.54,23.87,24.28,24.7,8.9999999999999993E-3]
["   Residual Fuel Oil",9.0399999999999991,14.56,8.7799999999999994,12,12.17,13.34,14.37,15.11,15.53,15.93,16.45,16.89,17.14,17.22,17.47,17.63,17.850000000000001,18.079999999999998,18.3,18.38,18.68,18.940000000000001,19.23,19.55,19.899999999999999,20.190000000000001,20.43,20.77,21.12,1.4E-2]
["   Natural Gas",7.26,9.09,4.1399999999999997,4.8499999999999996,5.82,6.17,5.94,5.9,6.08,6.16,6.17,6.22,6.29,6.42,6.52,6.69,6.74,6.7,6.75,6.91,7.05,7.27,7.51,7.73,8.02,8.14,8.17,8.35,8.4600000000000009,-3.0000000000000001E-3]
["   Steam Coal",1.8,2.0499999999999998,2.15,1.99,1.98,1.99,1.99,1.99,2.0099999999999998,1.99,2,1.99,1.99,1.98,1.98,1.99,1.99,1.99,1.99,2,2,2.0099999999999998,2.02,2.0299999999999998,2.04,2.0499999999999998,2.06,2.0699999999999998,2.09,1E-3]
[]
[" Average Price to All Users 10/"]
["   Liquefied Petroleum Gases",18.940000000000001,20.190000000000001,18.36,16.850000000000001,16.87,17.87,18.97,19.82,20.3,20.84,21.26,21.71,21.93,22.15,22.36,22.56,22.83,23.09,23.34,23.49,23.75,24,24.34,24.55,24.91,25.25,25.63,25.99,26.37,0.01]
["   E85 4/",27.43,26.93,23.29,20.64,20.97,22.13,24.21,25.23,25.55,25.08,25.9,26.54,26.68,26.95,27.32,27.82,28.31,28.55,28.86,29.22,29.49,30.03,30.44,30.64,30.86,31.29,31.49,31.77,32.229999999999997,7.0000000000000001E-3]
["   Motor Gasoline 5/",23.55,26.54,19.149999999999999,20.55,20.88,22.03,24.01,24.94,25.36,25.93,26.46,26.89,27.2,27.59,27.82,28.17,28.41,28.54,28.87,29.18,29.47,29.9,30.27,30.41,30.76,31.16,31.43,31.81,32.32,7.0000000000000001E-3]
["   Jet Fuel",15.77,22.71,12.73,14.79,15.16,16.54,17.690000000000001,18.46,19.04,19.760000000000002,20.41,20.97,21.35,21.69,21.85,22.09,22.41,22.61,22.92,23.19,23.48,23.9,24.26,24.51,24.9,25.3,25.64,26.05,26.48,6.0000000000000001E-3]
["   Distillate Fuel Oil",20.71,26.27,17.46,17.73,18.149999999999999,19.45,20.62,21.35,22.03,22.8,23.45,24.07,24.47,24.79,24.99,25.32,25.5,25.59,25.89,26.12,26.38,26.71,27.11,27.29,27.73,28.13,28.46,28.87,29.34,4.0000000000000001E-3]
["   Residual Fuel Oil",9.07,14.77,8.9600000000000009,10.9,11.01,12.17,13.13,13.86,14.26,14.63,15.14,15.55,15.76,15.81,16.05,16.190000000000001,16.399999999999999,16.600000000000001,16.8,16.850000000000001,17.13,17.37,17.66,17.96,18.3,18.559999999999999,18.79,19.12,19.46,0.01]
["   Natural Gas",9.19,10.53,6.57,6.87,7.87,8.1999999999999993,8.0500000000000007,8.02,8.14,8.2200000000000006,8.2200000000000006,8.27,8.33,8.44,8.5500000000000007,8.73,8.77,8.68,8.75,8.89,9.0399999999999991,9.26,9.49,9.74,10.050000000000001,10.17,10.210000000000001,10.4,10.54,0]
["   Metallurgical Coal",3.69,4.49,4.72,4.8,4.8600000000000003,5.0199999999999996,5.05,5.08,5.08,5.09,5.16,5.22,5.29,5.32,5.35,5.36,5.35,5.32,5.24,5.16,5.14,5.14,5.1100000000000003,5.1100000000000003,5.09,5.08,5.08,5.0599999999999996,5.0599999999999996,4.0000000000000001E-3]
["   Other Coal",1.84,2.1,2.19,2.0299999999999998,2.02,2.0299999999999998,2.0299999999999998,2.0299999999999998,2.0499999999999998,2.0299999999999998,2.04,2.0299999999999998,2.02,2.02,2.02,2.0299999999999998,2.02,2.02,2.02,2.0299999999999998,2.0299999999999998,2.04,2.0499999999999998,2.06,2.0699999999999998,2.08,2.09,2.1,2.12,0]
["   Coal to Liquids","- -","- -","- -","- -",1.26,1.04,1.04,1.41,1.42,1.46,1.48,1.48,1.47,1.46,1.49,1.5,1.52,1.49,1.49,1.47,1.46,1.45,1.44,1.44,1.44,1.44,1.46,1.48,1.51,"- -"]
["   Electricity",27.25,28.81,28.07,26.77,25.2,26.1,26.17,25.97,25.95,26.2,26.36,26.37,26.31,26.51,26.7,26.84,27.04,27.19,27.17,27.33,27.53,27.74,28.16,28.49,28.86,29.21,29.38,29.64,29.87,1E-3]
[]
["Non-Renewable Energy Expenditures by Sector"]
["(billion 2008 dollars)"]
[" Residential",241.67,254.66,231.65,223.76,222.61,230.62,228.9,229.4,230.89,234.53,236.76,239.14,241.36,245.14,247.96,251.14,253.92,256.67,258.7,262.54000000000002,266.58999999999997,271.26,275.8,280.39999999999998,285.83,290.58999999999997,292.89999999999998,297.16000000000003,301.11,6.0000000000000001E-3]
[" Commercial",176.61,191.19,168.7,163.43,163.69,172.64,173.85,174.18,176.9,180.82,184.11,186.86,189.36,193.15,196.83,200.4,204.1,207.27,210.07,214.23,218.63,223.34,229.36,234.79,240.94,246.37,250.61,256.01,261.07,1.2E-2]
[" Industrial",219.69,244.81,175.42,163.24,173.51,191.66,201.52,207.49,213.14,218.86,223.15,228.05,231.33,234.86,236.42,237.67,239.07,240.3,241.75,242.96,245.17,247.67,250.95,253.51,257.7,259.55,261.58,265.05,267.18,3.0000000000000001E-3]
[" Transportation",613.37,705.86,465.68,508.22,528.5,567.33000000000004,615.79,640.91999999999996,655.77,671.91,690.32,704.34,717.08,729.77,737.71,743.52,757.24,767.89,782.71,795.25,808.06,822.03,834.45,846.64,856.24,869.12,883.55,894.05,908.01,8.9999999999999993E-3]
["   Total Non-Renewable Expenditures",1251.3499999999999,1396.52,1041.45,1058.6500000000001,1088.31,1162.25,1220.05,1251.99,1276.69,1306.1199999999999,1334.33,1358.39,1379.14,1402.91,1418.92,1432.73,1454.32,1472.13,1493.23,1514.98,1538.45,1564.3,1590.55,1615.34,1640.71,1665.62,1688.65,1712.28,1737.37,8.0000000000000002E-3]
[" Transportation Renewable Expenditures",0.05,0.17,0.04,0.09,0.11,0.13,0.15,0.17,0.21,2.34,3.15,4,5.31,7.12,9.59,17.39,15.56,14.53,15.06,16.98,18.95,20.57,23.66,25.05,31.91,36.74,40.74,48.35,56.42,0.24099999999999999]
["   Total Expenditures",1251.3900000000001,1396.69,1041.49,1058.74,1088.42,1162.3699999999999,1220.2,1252.1600000000001,1276.9000000000001,1308.46,1337.48,1362.4,1384.44,1410.03,1428.51,1450.12,1469.88,1486.66,1508.29,1531.96,1557.41,1584.86,1614.21,1640.39,1672.62,1702.37,1729.39,1760.62,1793.79,8.9999999999999993E-3]
[]
[]
["Prices in Nominal Dollars"]
[" Residential"]
["   Liquefied Petroleum Gases",25.67,29.35,25.28,24.73,25.15,26.73,28.51,30.06,31.23,32.520000000000003,33.75,35.06,36.020000000000003,37.020000000000003,38.1,39.200000000000003,40.409999999999997,41.61,42.82,43.92,45.24,46.58,48.12,49.52,51.18,52.85,54.62,56.39,58.23,2.5999999999999999E-2]
["   Distillate Fuel Oil",19.86,24.47,18.260000000000002,18.100000000000001,18.489999999999998,19.940000000000001,21.4,22.55,23.49,24.96,26.17,27.44,28.46,29.45,30.25,31.17,32.25,33.17,34.24,35.33,36.380000000000003,37.630000000000003,39.049999999999997,40.159999999999997,41.73,43.3,44.82,46.47,48.16,2.5000000000000001E-2]
["   Natural Gas",12.66,13.48,11.57,11.22,12.29,12.56,12.36,12.51,12.88,13.22,13.5,13.83,14.18,14.61,15.06,15.64,16.010000000000002,16.22,16.68,17.260000000000002,17.91,18.649999999999999,19.440000000000001,20.29,21.26,21.98,22.61,23.44,24.2,2.1999999999999999E-2]
["   Electricity",31.12,33.29,32.83,31.88,31.21,32.9,33.9,34.5,35.020000000000003,35.89,36.74,37.39,37.97,38.92,39.950000000000003,40.92,41.95,42.94,43.78,44.88,46.07,47.3,48.93,50.5,52.16,53.81,55.2,56.77,58.33,2.1000000000000001E-2]
[]
[" Commercial"]
["   Liquefied Petroleum Gases",20.2,26.15,20.12,21.4,21.77,23.3,25.02,26.51,27.61,28.83,29.98,31.22,32.11,33.020000000000003,34.01,35.020000000000003,36.130000000000003,37.24,38.35,39.36,40.57,41.81,43.24,44.53,46.07,47.62,49.27,50.92,52.64,2.5999999999999999E-2]
["   Distillate Fuel Oil",17.100000000000001,21.5,16.04,15.27,15.91,17.34,18.739999999999998,19.850000000000001,20.86,22.18,23.33,24.52,25.47,26.39,27.18,28.11,29.04,29.83,30.83,31.82,32.83,34.01,35.340000000000003,36.380000000000003,37.86,39.340000000000003,40.74,42.29,43.92,2.7E-2]
["   Residual Fuel",8.2100000000000009,15.52,9.41,9.74,10.050000000000001,11.48,12.9,13.98,14.63,15.52,16.37,17.29,18.29,18.899999999999999,19.57,20.27,21.01,21.73,22.45,23.04,23.8,24.66,25.52,26.47,27.6,28.58,29.4,30.75,31.66,2.7E-2]
["   Natural Gas",10.96,11.94,9.18,8.93,10.15,10.65,10.68,10.8,11.14,11.44,11.67,11.96,12.27,12.65,13.05,13.58,13.92,14.13,14.53,15.05,15.62,16.3,17.010000000000002,17.78,18.690000000000001,19.329999999999998,19.86,20.61,21.27,2.1999999999999999E-2]
["   Electricity",28.18,30.47,29.38,28.19,26.85,28.28,28.88,29.09,29.58,30.41,31.16,31.75,32.270000000000003,33.15,34.090000000000003,34.97,35.99,36.94,37.619999999999997,38.61,39.68,40.82,42.33,43.75,45.32,46.89,48.18,49.63,51.04,1.9E-2]
[]
[" Industrial 1/"]
["   Liquefied Petroleum Gases",21.53,24.2,18.920000000000002,18.920000000000002,19.260000000000002,20.76,22.51,24,25.06,26.38,27.45,28.6,29.51,30.38,31.31,32.270000000000003,33.340000000000003,34.39,35.450000000000003,36.4,37.549999999999997,38.729999999999997,40.1,41.33,42.81,44.29,45.9,47.5,49.15,2.7E-2]
["   Distillate Fuel Oil",17.68,22.31,16.649999999999999,14.82,16.05,17.52,18.95,20.07,21.18,22.46,23.62,24.81,25.76,26.68,27.5,28.52,29.39,30.15,31.18,32.159999999999997,33.21,34.409999999999997,35.770000000000003,36.83,38.33,39.83,41.25,42.82,44.51,2.5999999999999999E-2]
["   Residual Fuel Oil",8.65,16.309999999999999,9.89,13.52,13.82,15.16,16.489999999999998,17.62,18.350000000000001,19.239999999999998,20.059999999999999,20.97,21.68,22.24,23,23.74,24.52,25.31,26.1,26.74,27.57,28.51,29.51,30.6,31.8,32.92,34.03,35.29,36.5,0.03]
["   Natural Gas 2/",7.41,9.11,4.26,5.0199999999999996,6.23,6.76,6.82,6.89,7.18,7.39,7.52,7.71,7.91,8.19,8.4700000000000006,8.8800000000000008,9.14,9.26,9.52,9.9,10.31,10.85,11.41,12.04,12.79,13.25,13.56,14.17,14.67,1.7999999999999999E-2]
["   Metallurgical Coal",3.61,4.49,4.79,4.9400000000000004,5.07,5.31,5.44,5.56,5.66,5.77,5.97,6.14,6.34,6.5,6.68,6.84,6.98,7.07,7.11,7.15,7.27,7.43,7.55,7.72,7.86,8.02,8.18,8.33,8.5,2.4E-2]
["   Other Industrial Coal",2.4300000000000002,2.84,2.83,2.77,2.81,2.85,2.86,2.93,3,3.04,3.11,3.16,3.2,3.26,3.31,3.38,3.43,3.5,3.56,3.65,3.72,3.82,3.91,4.01,4.12,4.21,4.33,4.4400000000000004,4.55,1.7999999999999999E-2]
["   Coal to Liquids","- -","- -","- -","- -",1.32,1.1000000000000001,1.1200000000000001,1.55,1.58,1.65,1.72,1.74,1.76,1.79,1.86,1.91,1.98,1.99,2.02,2.04,2.0699999999999998,2.1,2.13,2.1800000000000002,2.2200000000000002,2.2799999999999998,2.35,2.44,2.5299999999999998,"- -"]
["   Electricity",18.600000000000001,20.21,20.350000000000001,19.73,17.86,18.77,18.98,19.010000000000002,19.36,19.989999999999998,20.51,20.91,21.27,21.9,22.56,23.2,23.95,24.64,25.11,25.79,26.57,27.41,28.5,29.55,30.67,31.8,32.71,33.76,34.799999999999997,0.02]
[]
[" Transportation"]
["   Liquefied Petroleum Gases 3/",23.31,29.93,25.58,24.61,25.02,26.61,28.36,29.9,31.07,32.36,33.58,34.89,35.840000000000003,36.82,37.89,38.979999999999997,40.17,41.36,42.56,43.64,44.94,46.27,47.79,49.17,50.81,52.46,54.21,55.95,57.77,2.5000000000000001E-2]
["   E85 4/",26.83,26.93,23.64,21.26,21.89,23.43,26.07,27.64,28.47,28.45,29.92,31.23,31.97,32.94,34.090000000000003,35.479999999999997,36.880000000000003,37.979999999999997,39.17,40.479999999999997,41.72,43.4,44.96,46.25,47.62,49.36,50.75,52.29,54.17,2.5999999999999999E-2]
["   Motor Gasoline 5/",23.15,26.76,19.43,21.17,21.79,23.32,25.87,27.33,28.27,29.42,30.58,31.65,32.6,33.72,34.72,35.94,37.020000000000003,37.96,39.18,40.44,41.69,43.21,44.7,45.91,47.47,49.16,50.66,52.36,54.33,2.7E-2]
["   Jet Fuel 6/",15.42,22.71,12.92,15.23,15.82,17.510000000000002,19.05,20.23,21.21,22.42,23.58,24.67,25.58,26.51,27.27,28.18,29.2,30.07,31.1,32.130000000000003,33.21,34.54,35.83,36.99,38.42,39.92,41.32,42.87,44.51,2.5000000000000001E-2]
["   Diesel Fuel (distillate fuel oil) 7/",21.08,27.65,18.04,19.7,20.149999999999999,21.71,23.2,24.38,25.56,26.86,28.03,29.31,30.31,31.28,32.19,33.32,34.22,35.03,36.130000000000003,37.17,38.32,39.61,41.05,42.2,43.79,45.41,46.88,48.53,50.35,2.1999999999999999E-2]
["   Residual Fuel Oil",8.99,14.49,9,10.51,10.77,12.17,13.4,14.45,15.13,15.77,16.670000000000002,17.43,17.940000000000001,18.32,19,19.57,20.260000000000002,20.94,21.63,22.13,23.02,23.85,24.8,25.81,26.88,27.91,28.9,30.02,31.26,2.9000000000000001E-2]
["   Natural Gas 8/",13.54,15.96,11.54,12.36,13.66,14.28,14.39,14.52,14.9,15.21,15.46,15.74,16.04,16.43,16.8,17.32,17.64,17.829999999999998,18.23,18.760000000000002,19.309999999999999,19.98,20.67,21.42,22.31,22.94,23.44,24.19,24.84,1.7000000000000001E-2]
["   Electricity",31.32,33.729999999999997,32.79,31.2,28.83,31.39,32.01,31.85,32.08,32.909999999999997,33.549999999999997,33.97,34.26,34.89,35.61,36.26,37.11,38.1,38.86,40,41.47,43.05,45.05,46.8,48.78,50.72,52.33,54.13,55.89,1.9E-2]
[]
[" Electric Power 9/"]
["   Distillate Fuel Oil",15.41,19.37,14.46,14.33,14.68,16.09,17.46,18.510000000000002,19.350000000000001,20.67,21.81,22.96,23.88,24.75,25.46,26.24,27.22,28.03,28.98,29.93,30.88,32,33.28,34.28,35.71,37.130000000000003,38.46,39.950000000000003,41.52,2.9000000000000001E-2]
["   Residual Fuel Oil",8.84,14.56,8.92,12.37,12.7,14.13,15.48,16.55,17.3,18.07,19.010000000000002,19.88,20.54,21.05,21.8,22.48,23.26,24.05,24.83,25.46,26.42,27.37,28.4,29.5,30.7,31.85,32.92,34.19,35.49,3.4000000000000002E-2]
["   Natural Gas",7.1,9.09,4.2,4.99,6.07,6.53,6.4,6.47,6.77,6.99,7.13,7.32,7.53,7.85,8.1300000000000008,8.5399999999999991,8.7799999999999994,8.91,9.17,9.57,9.9700000000000006,10.51,11.09,11.66,12.38,12.84,13.16,13.75,14.22,1.7000000000000001E-2]
["   Steam Coal",1.76,2.0499999999999998,2.1800000000000002,2.0499999999999998,2.0699999999999998,2.1,2.15,2.19,2.2400000000000002,2.2599999999999998,2.31,2.34,2.38,2.42,2.4700000000000002,2.54,2.59,2.65,2.69,2.77,2.82,2.9,2.98,3.06,3.15,3.23,3.32,3.41,3.51,0.02]
[]
[" Average Price to All Users 10/"]
["   Liquefied Petroleum Gases",18.53,20.190000000000001,18.64,17.36,17.61,18.920000000000002,20.43,21.72,22.62,23.64,24.56,25.55,26.28,27.06,27.91,28.78,29.75,30.7,31.68,32.54,33.6,34.69,35.950000000000003,37.049999999999997,38.44,39.83,41.29,42.77,44.32,0.03]
["   E85 4/",26.83,26.93,23.64,21.26,21.89,23.43,26.07,27.64,28.47,28.45,29.92,31.23,31.97,32.94,34.090000000000003,35.479999999999997,36.880000000000003,37.979999999999997,39.17,40.479999999999997,41.72,43.4,44.96,46.25,47.62,49.36,50.75,52.29,54.17,2.5999999999999999E-2]
["   Motor Gasoline 5/",23.03,26.54,19.440000000000001,21.17,21.79,23.32,25.87,27.33,28.27,29.42,30.58,31.64,32.6,33.71,34.71,35.93,37.020000000000003,37.950000000000003,39.17,40.43,41.68,43.21,44.69,45.9,47.46,49.15,50.65,52.35,54.32,2.7E-2]
["   Jet Fuel",15.42,22.71,12.92,15.23,15.82,17.510000000000002,19.05,20.23,21.21,22.42,23.58,24.67,25.58,26.51,27.27,28.18,29.2,30.07,31.1,32.130000000000003,33.21,34.54,35.83,36.99,38.42,39.92,41.32,42.87,44.51,2.5000000000000001E-2]
["   Distillate Fuel Oil",20.260000000000002,26.27,17.73,18.260000000000002,18.940000000000001,20.58,22.21,23.39,24.55,25.86,27.09,28.33,29.33,30.3,31.19,32.29,33.22,34.04,35.14,36.19,37.31,38.6,40.04,41.2,42.78,44.38,45.87,47.52,49.31,2.4E-2]
["   Residual Fuel Oil",8.8699999999999992,14.77,9.1,11.22,11.49,12.89,14.14,15.19,15.89,16.600000000000001,17.5,18.3,18.89,19.329999999999998,20.03,20.64,21.36,22.08,22.8,23.35,24.24,25.11,26.08,27.11,28.23,29.29,30.29,31.46,32.700000000000003,0.03]
["   Natural Gas",8.99,10.53,6.67,7.08,8.2100000000000009,8.68,8.67,8.7799999999999994,9.07,9.33,9.5,9.73,9.98,10.32,10.67,11.14,11.42,11.55,11.88,12.31,12.79,13.39,14.02,14.7,15.51,16.05,16.46,17.12,17.71,1.9E-2]
["   Metallurgical Coal",3.61,4.49,4.79,4.9400000000000004,5.07,5.31,5.44,5.56,5.66,5.77,5.97,6.14,6.34,6.5,6.68,6.84,6.98,7.07,7.11,7.15,7.27,7.43,7.55,7.72,7.86,8.02,8.18,8.33,8.5,2.4E-2]
["   Other Coal",1.8,2.1,2.2200000000000002,2.09,2.11,2.14,2.19,2.23,2.2799999999999998,2.2999999999999998,2.35,2.39,2.4300000000000002,2.4700000000000002,2.52,2.58,2.64,2.69,2.74,2.81,2.87,2.95,3.03,3.11,3.2,3.28,3.37,3.46,3.56,0.02]
["   Coal to Liquids","- -","- -","- -","- -",1.32,1.1000000000000001,1.1200000000000001,1.55,1.58,1.65,1.72,1.74,1.76,1.79,1.86,1.91,1.98,1.99,2.02,2.04,2.0699999999999998,2.1,2.13,2.1800000000000002,2.2200000000000002,2.2799999999999998,2.35,2.44,2.5299999999999998,"- -"]
["   Electricity",26.66,28.81,28.5,27.58,26.29,27.63,28.19,28.46,28.92,29.72,30.45,31.03,31.53,32.4,33.33,34.229999999999997,35.22,36.159999999999997,36.869999999999997,37.86,38.94,40.090000000000003,41.58,43,44.53,46.07,47.34,48.78,50.19,2.1000000000000001E-2]
[]
["Non-Renewable Energy Expenditures by Sector"]
["(billion nominal dollars)"]
[" Residential",236.38,254.66,235.17,230.51,232.31,244.12,246.57,251.37,257.29000000000002,266.02999999999997,273.52999999999997,281.39999999999998,289.27,299.58999999999997,309.45,320.3,330.83,341.36,351.09,363.72,377.1,392.03,407.27,423.22,441.01,458.4,471.99,489.06,506.03,2.5999999999999999E-2]
[" Commercial",172.75,191.19,171.27,168.36,170.83,182.74,187.26,190.86,197.13,205.11,212.7,219.88,226.94,236.05,245.65,255.58,265.91000000000003,275.66000000000003,285.08999999999997,296.79000000000002,309.27,322.77,338.69,354.37,371.75,388.64,403.84,421.34,438.74,3.1E-2]
[" Industrial",214.89,244.81,178.09,168.16,181.07,202.87,217.07,227.35,237.51,248.26,257.8,268.36,277.25,287.02999999999997,295.06,303.12,311.48,319.60000000000002,328.09,336.58,346.81,357.93,370.58,382.62,397.61,409.44,421.52,436.23,449,2.3E-2]
[" Transportation",599.94000000000005,705.86,472.76,523.54,551.54,600.52,663.3,702.29,730.78,762.17,797.53,828.81,859.4,891.87,920.68,948.26,986.59,1021.27,1062.24,1101.69,1143.03,1188,1232.23,1277.8499999999999,1321.12,1371.03,1423.78,1471.43,1525.95,2.9000000000000001E-2]
["   Total Non-Renewable Expenditures",1223.96,1396.52,1057.29,1090.58,1135.76,1230.25,1314.19,1371.86,1422.72,1481.57,1541.56,1598.45,1652.86,1714.54,1770.84,1827.25,1894.81,1957.89,2026.51,2098.7800000000002,2176.1999999999998,2260.73,2348.7600000000002,2438.06,2531.5,2627.51,2721.14,2818.06,2919.72,2.8000000000000001E-2]
[" Transportation Renewable Expenditures",0.04,0.17,0.04,0.09,0.11,0.13,0.16,0.18,0.24,2.65,3.64,4.71,6.36,8.6999999999999993,11.96,22.18,20.28,19.329999999999998,20.440000000000001,23.52,26.81,29.72,34.94,37.81,49.23,57.96,65.66,79.569999999999993,94.81,0.26500000000000001]
["   Total Expenditures",1224,1396.69,1057.33,1090.67,1135.8699999999999,1230.3800000000001,1314.36,1372.05,1422.95,1484.22,1545.2,1603.16,1659.22,1723.24,1782.8,1849.44,1915.09,1977.22,2046.94,2122.3000000000002,2203.0100000000002,2290.46,2383.6999999999998,2475.87,2580.73,2685.47,2786.79,2897.63,3014.53,2.9000000000000001E-2]
[]
[]
[]
["   1/ Includes energy for combined heat and power plants, except those whose primary business is to sell electricity, or electricity and heat, to the public."]
["   2/ Excludes use for lease and plant fuel."]
["   3/ Includes Federal and State taxes while excluding county and local taxes."]
["   4/ E85 refers to a blend of 85 percent ethanol (renewable) and 15 percent motor gasoline (nonrenewable).  To address cold starting issues,"]
["the percentage of ethanol varies seasonally.  The annual average ethanol content of 74 percent is used for this forecast."]
["   5/ Sales weighted-average price for all grades.  Includes Federal, State, and local taxes."]
["   6/ Kerosene-type jet fuel.  Includes Federal and State taxes while excluding county and local taxes."]
["   7/ Diesel fuel for on-road use.  Includes Federal and State taxes while excluding county and local taxes."]
["   8/ Compressed natural gas used as a vehicle fuel.  Includes estimated motor vehicle fuel taxes and estimated dispensing costs or charges."]
["   9/ Includes electricity-only and combined heat and power plants whose primary business is to sell electricity, or electricity and heat, to the public."]
["   10/ Weighted averages of end-use fuel prices are derived from the prices shown in each sector and the corresponding sectoral consumption."]
["   Btu = British thermal unit."]
["   - - = Not applicable."]
["   Note:  Data for 2007 and 2008 are model results and may differ slightly from official EIA data reports."]
["   Sources:  2007 and 2008 prices for motor gasoline, distillate fuel oil, and jet fuel are based on prices in the Energy Information Administration (EIA), Petroleum Marketing Annual"]
["2008, DOE/EIA-0487(2008) (Washington, DC, August 2009).  2007 residential and commercial natural gas delivered prices:  EIA,"]
["Natural Gas Annual 2007, DOE/EIA-0131(2007) (Washington, DC, January, 2009).  2008 residential and commercial natural gas"]
["delivered prices:  EIA, Natural Gas Monthly, DOE/EIA-0130(2009/07) (Washington, DC, July 2009).  2007 and 2008"]
["industrial natural gas delivered prices are estimated based on:  EIA, Manufacturing Energy Consumption Survey and"]
["industrial and wellhead prices from the Natural Gas Annual 2007, DOE/EIA-0131(2007) (Washington, DC, January, 2009) and the"]
["Natural Gas Monthly, DOE/EIA-0130(2009/07) (Washington, DC, July 2009).  2007 transportation sector natural gas delivered prices are based on:  EIA, Natural Gas Annual"]
["2007, DOE/EIA-0131(2007) (Washington, DC, January, 2009) and estimated State taxes, Federal taxes, and dispensing costs or charges."]
["2008 transportation sector natural gas delivered prices are model results. 2007 and 2008 electric power sector natural gas prices:  EIA, Electric Power Monthly,"]
["April 2008 and April 2009, Table 4.13.B.  2007 and 2008 coal prices based on:  EIA, Quarterly Coal Report,"]
["October-December 2008, DOE/EIA-0121(2008/4Q) (Washington, DC, March 2009) and EIA, AEO2010 National Energy Modeling System run aeo2010r.d111809a."]
["2007 and 2008 electricity prices:  EIA, Annual Energy Review 2008, DOE/EIA-0384(2008) (Washington, DC, June 2009)."]
["2007 and 2008 E85 prices derived from monthly prices in the Clean Cities Alternative Price Report."]
["Projections:  EIA, AEO2010 National Energy Modeling System run aeo2010r.d111809a."]
["Scenario:","stimulus","d041409a",null,"with American Recovery and Reinvestment Act"]
[]
[" Table   3.  Energy Prices by Sector and Source"]
["                      (2007 dollars per million Btu, unless otherwise noted)"]
[]
[]
[]
[null,"2006","2007","2008","2009","2010","2011","2012","2013","2014","2015","2016","2017","2018","2019","2020","2021","2022","2023","2024","2025","2026","2027","2028","2029","2030","2027","2028","2029","2030",2031,2032,2033,2034,2035,2036,2037,2038,2039,2040,2041,2042,2043,2044,2045,2046,2047,2048,2049,2050,2051,2052,2053,2054,2055,2056,2057,2058,2059,2060,2061,2062,2063,2064,2065,2066,2067,2068,2069,2070]
[]
[]
[" Residential"]
["   Liquefied Petroleum Gases",23.882804870605501,24.973464965820298,28.470840454101602,21.505495071411101,20.697200775146499,23.0020751953125,24.980747222900401,26.7403888702393,28.254840850830099,29.8807067871094,30.930690765380898,31.804765701293899,32.682899475097699,33.084945678710902,33.339298248291001,33.569530487060497,33.692008972167997,34.029460906982401,34.165733337402301,33.722698211669901,33.999015808105497,34.276668548583999,34.616855621337898,34.804977416992202,35.163482666015597,23.653226852416999,23.781959533691399,23.869001388549801,23.909082412719702]
["   Distillate Fuel Oil",18.4642543792725,19.664405822753899,23.940315246581999,15.6857194900513,13.3512983322144,15.708171844482401,17.491518020629901,18.8044624328613,20.071212768554702,21.571735382080099,22.444984436035199,23.2645053863525,23.975505828857401,24.350082397460898,24.6401481628418,24.7862453460693,24.899822235107401,25.1952934265137,25.492937088012699,25.134300231933601,25.433099746704102,25.7546691894531,26.098386764526399,26.3820476531982,26.7700805664063,13.801754951477101,13.897899627685501,14.058331489563001,14.125551223754901]
["   Natural Gas",13.7000589370728,12.691158294677701,12.9778490066528,10.717614173889199,11.192774772644,11.487280845642101,11.3991556167603,11.307798385620099,11.2896461486816,11.345415115356399,11.538298606872599,11.7583208084106,11.975100517272899,12.23952293396,12.557071685791,12.7957820892334,12.871651649475099,12.660281181335399,12.6240320205688,12.5992183685303,12.7868556976318,13.07555103302,13.407883644104,13.6725673675537,13.962038993835399,11.116808891296399,11.2574377059937,11.3709173202515,11.426144599914601]
["   Electricity",31.206779479980501,31.181957244873001,31.772819519043001,30.736837387085,28.616357803344702,29.873619079589801,30.101655960083001,30.425390243530298,30.7938537597656,30.883028030395501,31.149145126342798,31.4898681640625,31.815629959106399,32.020698547363303,32.4303588867188,32.7907905578613,32.994007110595703,32.923465728759801,32.920154571533203,32.902271270752003,32.958240509033203,33.321102142333999,33.734363555908203,34.149539947509801,34.490489959716797,26.5695495605469,26.6057014465332,26.7373046875,26.757972717285199]
[]
[" Commercial",null,null,null,null,null,null,null,null,null,null,null,null,null,null,null,null,null,null,null,null,null,null,null,null,null,12.0537929534912,12.2529897689819,12.3258762359619,12.452996253967299]
["   Liquefied Petroleum Gases",21.1974983215332,23.041419982910199,23.540430068969702,20.975297927856399,17.540355682373001,19.827720642089801,21.7962131500244,23.5440998077393,25.047388076782202,26.6623840332031,27.701774597168001,28.565574645996101,29.4346523284912,29.8274021148682,30.0731811523438,30.2960014343262,30.4115695953369,30.7421360015869,30.871879577636701,30.422807693481399,30.6932373046875,30.965314865112301,31.299940109252901,31.482862472534201,31.836189270019499,7.3951959609985396,7.4624595642089799,7.2386937141418501,7.3113985061645499]
["   Distillate Fuel Oil",15.019946098327599,16.054100036621101,20.9568576812744,13.740292549133301,10.759732246398899,13.277551651001,15.102119445800801,16.819028854370099,18.163129806518601,19.404659271240199,20.2805690765381,21.141357421875,21.870569229126001,22.288406372070298,22.606428146362301,22.643785476684599,22.862098693847699,23.111530303955099,23.2818489074707,23.1139316558838,23.4434604644775,23.529294967651399,23.9437866210938,24.471529006958001,24.6476936340332,9.0512752532959002,9.1702537536621094,9.2454566955566406,9.3029346466064506,{"$f":"AD253+($AI$253-$AD$253)/5","v":9.3577216364198588},{"$f":"AE253+($AI$253-$AD$253)/5","v":9.4125086262332669},{"$f":"AF253+($AI$253-$AD$253)/5","v":9.467295616046675},{"$f":"AG253+($AI$253-$AD$253)/5","v":9.5220826058600831},{"$f":"T423*$E$742","v":9.5768695956734877},{"$f":"AI253+($AX$253-$AI$253)/15","v":9.6852727225982509},{"$f":"AJ253+($AX$253-$AI$253)/15","v":9.7936758495230141},9.9020789764477772,10.01048210337254,10.118885230297304,10.227288357222067,10.33569148414683,10.444094611071593,10.552497737996356,10.660900864921119,10.769303991845883,10.877707118770646,10.986110245695409,11.094513372620172,{"$f":"AI253*$B$742","v":11.202916499544939},{"$f":"AX253+($BM$253-$AX$253)/15","v":11.313845014700993},{"$f":"AY253+($BM$253-$AX$253)/15","v":11.424773529857047},11.535702045013101,11.646630560169156,11.75755907532521,11.868487590481264,11.979416105637318,12.090344620793372,12.201273135949426,12.312201651105481,12.423130166261535,12.534058681417589,12.644987196573643,12.755915711729697,{"$f":"AX253*$C$742","v":12.866844226885757},{"$f":"BM253+($BR$253-$BM$253)/5","v":12.994248543867917},{"$f":"BN253+($BR$253-$BM$253)/5","v":13.121652860850077},{"$f":"BO253+($BR$253-$BM$253)/5","v":13.249057177832237},{"$f":"BP253+($BR$253-$BM$253)/5","v":13.376461494814397},{"$f":"BM253*$D$742","v":13.503865811796555}]
["   Residual Fuel",8.8815975189209002,10.3074436187744,13.411918640136699,6.6991925239562997,5.8016228675842303,8.5975322723388707,10.1285858154297,11.654000282287599,12.9474182128906,14.400235176086399,15.2041673660278,15.658245086669901,16.352220535278299,16.605510711669901,16.856744766235401,17.043632507324201,17.1953125,17.403110504150401,17.4520969390869,17.016120910644499,17.163618087768601,17.311967849731399,17.516565322876001,17.704761505126999,17.873653411865199,24.1571254730225,24.207300186157202,24.2876873016357,24.267208099365199,{"$f":"AD254+($AI$254-$AD$254)/5","v":24.075703794494256},{"$f":"AE254+($AI$254-$AD$254)/5","v":23.884199489623313},{"$f":"AF254+($AI$254-$AD$254)/5","v":23.69269518475237},{"$f":"AG254+($AI$254-$AD$254)/5","v":23.501190879881428},{"$f":"T424*$E$745","v":23.309686575010492},{"$f":"AI254+($AX$254-$AI$254)/15","v":23.300523054015734},{"$f":"AJ254+($AX$254-$AI$254)/15","v":23.291359533020977},23.282196012026219,23.273032491031461,23.263868970036704,23.254705449041946,23.245541928047189,23.236378407052431,23.227214886057673,23.218051365062916,23.208887844068158,23.199724323073401,23.190560802078643,23.181397281083886,{"$f":"AI254*$B$745","v":23.172233760089139},{"$f":"AX254+($BM$254-$AX$254)/15","v":23.186953863011141},{"$f":"AY254+($BM$254-$AX$254)/15","v":23.201673965933143},23.216394068855145,23.231114171777147,23.245834274699149,23.260554377621151,23.275274480543153,23.289994583465155,23.304714686387157,23.31943478930916,23.334154892231162,23.348874995153164,23.363595098075166,23.378315200997168,{"$f":"AX254*$C$745","v":23.393035303919145},{"$f":"BM254+($BR$254-$BM$254)/5","v":23.407895670463727},{"$f":"BN254+($BR$254-$BM$254)/5","v":23.422756037008309},{"$f":"BO254+($BR$254-$BM$254)/5","v":23.437616403552891},{"$f":"BP254+($BR$254-$BM$254)/5","v":23.452476770097473},{"$f":"BM254*$D$745","v":23.467337136642058}]
["   Natural Gas",11.896094322204601,10.9898433685303,11.3387994766235,8.9075946807861293,9.4656057357788104,9.7463216781616193,9.7210922241210902,9.6719341278076207,9.7138872146606392,9.8306560516357404,10.038209915161101,10.2545003890991,10.476261138916,10.746561050415,11.0803880691528,11.314369201660201,11.4017143249512,11.212500572204601,11.1975994110107,11.159740447998001,11.3503875732422,11.640952110290501,11.9785671234131,12.2332496643066,12.5188312530518]
["   Electricity",28.3762531280518,28.029735565185501,29.057315826416001,27.6067714691162,24.835584640502901,25.581251144409201,25.4402256011963,25.470129013061499,25.672283172607401,25.763282775878899,26.100669860839801,26.468044281005898,26.885612487793001,27.169450759887699,27.620109558105501,28.002447128295898,28.245407104492202,28.186374664306602,28.203248977661101,28.139711380004901,28.178466796875,28.495182037353501,28.915565490722699,29.289411544799801,29.651695251464801,16.318952560424801,16.4172878265381,16.5084934234619,16.549221038818398]
[null,null,null,null,null,null,null,null,null,null,null,null,null,null,null,null,null,null,null,null,null,null,null,null,null,null,12.788073539733899,13.069622039794901,13.0597486495972,13.2463188171387]
[" Industrial 1/",null,null,null,null,null,null,null,null,null,null,null,null,null,null,null,null,null,null,null,null,null,null,null,null,null,9.5039434432983398,9.4975557327270508,9.6068582534790004,9.5831336975097692]
["   Liquefied Petroleum Gases",21.041078567504901,23.3795166015625,26.646581649780298,22.2440700531006,16.6379299163818,18.920274734497099,20.8892612457275,22.636520385742202,24.1346244812012,25.742292404174801,26.783767700195298,27.652248382568398,28.520401000976602,28.932659149169901,29.169765472412099,29.4143581390381,29.524629592895501,29.853767395019499,29.959171295166001,29.528638839721701,29.7813510894775,30.054143905639599,30.3852443695068,30.4649448394775,30.849096298217798,6.3330101966857901,6.4338274002075204,6.5134425163268999,6.5598897933959996,{"$f":"AD259+($AI$259-$AD$259)/5","v":6.5507078532683796},{"$f":"AE259+($AI$259-$AD$259)/5","v":6.5415259131407595},{"$f":"AF259+($AI$259-$AD$259)/5","v":6.5323439730131394},{"$f":"AG259+($AI$259-$AD$259)/5","v":6.5231620328855193},{"$f":"T429*$E$742","v":6.5139800927579001},{"$f":"AI259+($AX$259-$AI$259)/15","v":6.5877135610615332},{"$f":"AJ259+($AX$259-$AI$259)/15","v":6.6614470293651662},6.7351804976687992,6.8089139659724323,6.8826474342760653,6.9563809025796983,7.0301143708833314,7.1038478391869644,7.1775813074905974,7.2513147757942304,7.3250482440978635,7.3987817124014965,7.4725151807051295,7.5462486490087626,{"$f":"AI259*$B$742","v":7.6199821173123929},{"$f":"AX259+($BM$259-$AX$259)/15","v":7.6954333002095865},{"$f":"AY259+($BM$259-$AX$259)/15","v":7.77088448310678},7.8463356660039736,7.9217868489011671,7.9972380317983607,8.0726892146955542,8.1481403975927478,8.2235915804899413,8.2990427633871349,8.3744939462843284,8.449945129181522,8.5253963120787155,8.6008474949759091,8.6762986778731026,{"$f":"AX259*$C$742","v":8.7517498607702962},{"$f":"BM259+($BR$259-$BM$259)/5","v":8.8384075286295438},{"$f":"BN259+($BR$259-$BM$259)/5","v":8.9250651964887915},{"$f":"BO259+($BR$259-$BM$259)/5","v":9.0117228643480392},{"$f":"BP259+($BR$259-$BM$259)/5","v":9.0983805322072868},{"$f":"BM259*$D$742","v":9.1850382000665363}]
["   Distillate Fuel Oil",15.7354278564453,16.8219394683838,21.937858581543001,14.291754722595201,10.6247463226318,13.4027051925659,15.2648477554321,17.266075134277301,18.658037185668899,19.740333557128899,20.622322082519499,21.514814376831101,22.261856079101602,22.720048904418899,23.0620517730713,23.029100418090799,23.327865600585898,23.5460414886475,23.635374069213899,23.588466644287099,23.9423828125,23.870851516723601,24.336980819702099,25.037542343139599,25.073137283325199,2.7168338298797599,2.7307398319244398,2.7413196563720699,2.7546591758728001]
["   Residual Fuel Oil",9.2125787734985405,10.5954837799072,13.7473258972168,6.9127345085143999,9.8444128036499006,12.2499532699585,13.9352369308472,15.428977966308601,16.646518707275401,18.037969589233398,18.8180332183838,19.4296264648438,20.112428665161101,20.448431015014599,20.727931976318398,20.973798751831101,21.101537704467798,21.306892395019499,21.394767761230501,21.017236709594702,21.180326461791999,21.338615417480501,21.660650253295898,21.793584823608398,22.078443527221701,2.2517027854919398,2.2682161331176802,2.2745745182037398,2.2862651348114]
["   Natural Gas 2/",7.9540700912475604,7.5152516365051296,8.8012723922729492,4.8485679626464799,5.4989199638366699,5.8261642456054696,5.87778615951538,5.9538393020629901,6.1098570823669398,6.3294844627380398,6.5125813484191903,6.7027301788330096,6.8988709449768102,7.1528282165527299,7.4686021804809597,7.6786775588989302,7.7538070678710902,7.5584783554077104,7.5461778640747097,7.4592709541320801,7.6002230644226101,7.8596048355102504,8.1941757202148402,8.4216127395629901,8.6935501098632795,1.2833950519561801,1.3286876678466799,1.33012855052948,1.33445107936859]
["   Metallurgical Coal",3.6353600025177002,3.6099998950958301,4.0558156967163104,4.0487108230590803,3.9977276325225799,4.1121706962585396,4.1809573173522896,4.2343683242797896,4.27162742614746,4.2985162734985396,4.3192996978759801,4.3337044715881303,4.3530845642089799,4.3696141242981001,4.3899216651916504,4.4470157623290998,4.5093812942504901,4.5352845191955602,4.5618190765380904,4.5643453598022496,4.5493078231811497,4.5490665435790998,4.5331215858459499,4.4955492019653303,4.4319190979003897,17.3004150390625,17.331628799438501,17.425392150878899,17.430723190307599,{"$f":"AD263+($AI$263-$AD$263)/5","v":17.267158349957999},{"$f":"AE263+($AI$263-$AD$263)/5","v":17.103593509608398},{"$f":"AF263+($AI$263-$AD$263)/5","v":16.940028669258798},{"$f":"AG263+($AI$263-$AD$263)/5","v":16.776463828909197},{"$f":"T433*$E$745","v":16.612898988559596},{"$f":"AI263+($AX$263-$AI$263)/15","v":16.606368113587273},{"$f":"AJ263+($AX$263-$AI$263)/15","v":16.599837238614949},16.593306363642625,16.586775488670302,16.580244613697978,16.573713738725655,16.567182863753331,16.560651988781007,16.554121113808684,16.54759023883636,16.541059363864036,16.534528488891713,16.527997613919389,16.521466738947066,{"$f":"AI263*$B$745","v":16.514935863974742},{"$f":"AX263+($BM$263-$AX$263)/15","v":16.525426935236357},{"$f":"AY263+($BM$263-$AX$263)/15","v":16.535918006497972},16.546409077759588,16.556900149021203,16.567391220282818,16.577882291544434,16.588373362806049,16.598864434067664,16.60935550532928,16.619846576590895,16.63033764785251,16.640828719114126,16.651319790375741,16.661810861637356,{"$f":"AX263*$C$745","v":16.672301932898996},{"$f":"BM263+($BR$263-$BM$263)/5","v":16.682892970558111},{"$f":"BN263+($BR$263-$BM$263)/5","v":16.693484008217226},{"$f":"BO263+($BR$263-$BM$263)/5","v":16.704075045876341},{"$f":"BP263+($BR$263-$BM$263)/5","v":16.714666083535455},{"$f":"BM263*$D$745","v":16.725257121194577}]
["   Other Industrial Coal",2.4029970169067401,2.4299483299255402,2.5420303344726598,2.4490520954132098,2.3906834125518799,2.4765830039978001,2.4936084747314502,2.5247271060943599,2.54471778869629,2.53918480873108,2.54552221298218,2.5526983737945601,2.5639333724975599,2.5611753463745099,2.56861472129822,2.5710935592651398,2.57420825958252,2.5741758346557599,2.5788726806640598,2.5789062976837198,2.59378290176392,2.6088099479675302,2.6259028911590598,2.64452123641968,2.6644773483276398]
["   Coal to Liquids",0,0,0,0,0,1.5133428573608401,1.3742095232009901,1.19064140319824,1.3664953708648699,1.33487153053284,1.31654036045074,1.30223417282104,1.30838906764984,1.32146644592285,1.3489345312118499,1.3524934053421001,1.3570195436477701,1.3626403808593801,1.37119424343109,1.3635557889938399,1.3662919998168901,1.37254309654236,1.37609398365021,1.3784751892089799,1.3805129528045701,24.056577682495099,24.1739406585693,24.2586994171143,24.288969039916999]
["   Electricity",18.400894165039102,18.6226921081543,20.334409713745099,19.159486770629901,16.828172683715799,17.264308929443398,17.156070709228501,17.083604812622099,17.1988334655762,17.318143844604499,17.615074157714801,17.910154342651399,18.210170745849599,18.456880569458001,18.803001403808601,19.085206985473601,19.30615234375,19.3043308258057,19.3253479003906,19.324813842773398,19.354219436645501,19.614883422851602,19.97239112854,20.29469871521,20.560989379882798,21.3195495605469,21.43874168396,21.398374557495099,21.4992275238037,{"$f":"AD266+($AI$266-$AD$266)/5","v":21.318281718011935},{"$f":"AE266+($AI$266-$AD$266)/5","v":21.13733591222017},{"$f":"AF266+($AI$266-$AD$266)/5","v":20.956390106428405},{"$f":"AG266+($AI$266-$AD$266)/5","v":20.775444300636639},{"$f":"T436*$E$747","v":20.594498494844878},{"$f":"AI266+($AX$266-$AI$266)/15","v":20.60819416894353},{"$f":"AJ266+($AX$266-$AI$266)/15","v":20.621889843042183},20.635585517140836,20.649281191239488,20.662976865338141,20.676672539436794,20.690368213535447,20.704063887634099,20.717759561732752,20.731455235831405,20.745150909930057,20.75884658402871,20.772542258127363,20.786237932226015,{"$f":"AI266*$B$747","v":20.799933606324664},{"$f":"AX266+($BM$266-$AX$266)/15","v":20.807002050879195},{"$f":"AY266+($BM$266-$AX$266)/15","v":20.814070495433725},20.821138939988256,20.828207384542786,20.835275829097316,20.842344273651847,20.849412718206377,20.856481162760907,20.863549607315438,20.870618051869968,20.877686496424499,20.884754940979029,20.891823385533559,20.89889183008809,{"$f":"AX266*$C$747","v":20.905960274642634},{"$f":"BM266+($BR$266-$BM$266)/5","v":20.913064750255749},{"$f":"BN266+($BR$266-$BM$266)/5","v":20.920169225868865},{"$f":"BO266+($BR$266-$BM$266)/5","v":20.92727370148198},{"$f":"BP266+($BR$266-$BM$266)/5","v":20.934378177095095},{"$f":"BM266*$D$747","v":20.94148265270821}]
[null,null,null,null,null,null,null,null,null,null,null,null,null,null,null,null,null,null,null,null,null,null,null,null,null,null,17.292875289916999,17.531343460083001,17.526832580566399,17.756109237670898,{"$f":"AD267+($AI$267-$AD$267)/5","v":18.740759573600641},{"$f":"AE267+($AI$267-$AD$267)/5","v":19.725409909530384},{"$f":"AF267+($AI$267-$AD$267)/5","v":20.710060245460127},{"$f":"AG267+($AI$267-$AD$267)/5","v":21.69471058138987},{"$f":"T437*$E$744","v":22.67936091731961},{"$f":"AI267+($AX$267-$AI$267)/15","v":22.91940642537169},{"$f":"AJ267+($AX$267-$AI$267)/15","v":23.159451933423771},23.399497441475852,23.639542949527932,23.879588457580013,24.119633965632094,24.359679473684174,24.599724981736255,24.839770489788336,25.079815997840416,25.319861505892497,25.559907013944578,25.799952521996659,26.039998030048739,{"$f":"AI267*$B$744","v":26.28004353810082},{"$f":"AX267+($BM$267-$AX$267)/15","v":26.429681543018035},{"$f":"AY267+($BM$267-$AX$267)/15","v":26.579319547935249},26.728957552852464,26.878595557769678,27.028233562686893,27.177871567604107,27.327509572521322,27.477147577438537,27.626785582355751,27.776423587272966,27.92606159219018,28.075699597107395,28.225337602024609,28.374975606941824,{"$f":"AX267*$C$744","v":28.524613611859053},{"$f":"BM267+($BR$267-$BM$267)/5","v":28.687032150691561},{"$f":"BN267+($BR$267-$BM$267)/5","v":28.849450689524069},{"$f":"BO267+($BR$267-$BM$267)/5","v":29.011869228356577},{"$f":"BP267+($BR$267-$BM$267)/5","v":29.174287767189085},{"$f":"BM267*$D$744","v":29.336706306021593}]
[" Transportation",null,null,null,null,null,null,null,null,null,null,null,null,null,null,null,null,null,null,null,null,null,null,null,null,null,11.227470397949199,11.517865180969199,11.5089683532715,11.7493782043457]
["   Liquefied Petroleum Gases 3/",22.296371459960898,25.0072345733643,28.759458541870099,21.685003280639599,20.534326553344702,22.796831130981399,24.8035278320313,26.570152282714801,28.076972961425799,29.693559646606399,30.7330017089844,31.595745086669901,32.463813781738303,32.853603363037102,33.095050811767599,33.3141899108887,33.425758361816399,33.752655029296903,33.878787994384801,33.426109313964801,33.692680358886697,33.960933685302699,34.291332244872997,34.467491149902301,34.819602966308601,16.025825500488299,16.333782196044901,16.2625331878662,16.470952987670898,{"$f":"AD269+($AI$269-$AD$269)/5","v":17.380928094850553},{"$f":"AE269+($AI$269-$AD$269)/5","v":18.290903202030208},{"$f":"AF269+($AI$269-$AD$269)/5","v":19.200878309209862},{"$f":"AG269+($AI$269-$AD$269)/5","v":20.110853416389517},{"$f":"T439*$E$744","v":21.020828523569172},{"$f":"AI269+($AX$269-$AI$269)/15","v":21.243319601735415},{"$f":"AJ269+($AX$269-$AI$269)/15","v":21.465810679901658},21.688301758067901,21.910792836234144,22.133283914400387,22.35577499256663,22.578266070732873,22.800757148899116,23.023248227065359,23.245739305231602,23.468230383397845,23.690721461564088,23.913212539730331,24.135703617896574,{"$f":"AI269*$B$744","v":24.358194696062842},{"$f":"AX269+($BM$269-$AX$269)/15","v":24.496889734844629},{"$f":"AY269+($BM$269-$AX$269)/15","v":24.635584773626416},24.774279812408203,24.91297485118999,25.051669889971777,25.190364928753564,25.32905996753535,25.467755006317137,25.606450045098924,25.745145083880711,25.883840122662498,26.022535161444285,26.161230200226072,26.299925239007859,{"$f":"AX269*$C$744","v":26.438620277789649},{"$f":"BM269+($BR$269-$BM$269)/5","v":26.589161215265516},{"$f":"BN269+($BR$269-$BM$269)/5","v":26.739702152741383},{"$f":"BO269+($BR$269-$BM$269)/5","v":26.89024309021725},{"$f":"BP269+($BR$269-$BM$269)/5","v":27.040784027693118},{"$f":"BM269*$D$744","v":27.191324965168981}]
["   E85 4/",25.5142211914063,26.818180084228501,34.073703765869098,20.3962516784668,18.869060516357401,22.499189376831101,24.345371246337901,25.8835773468018,27.376197814941399,25.5507621765137,26.3307495117188,27.042121887206999,27.074653625488299,28.861484527587901,29.593324661254901,29.691083908081101,29.8394565582275,30.056737899780298,30.123649597168001,30.045396804809599,30.335887908935501,30.1821899414063,30.567377090454102,31.227724075317401,30.935503005981399,8.1832656860351598,8.1197490692138707,8.3803300857543892,8.2735004425048793]
["   Motor Gasoline 5/",21.784559249877901,22.982162475585898,26.1744689941406,15.6736001968384,17.7131462097168,20.6617527008057,22.301433563232401,23.517950057983398,24.816135406494102,26.137458801269499,27.061580657958999,27.993299484252901,28.802474975585898,29.411088943481399,29.938217163085898,30.057752609252901,30.3159790039063,30.494945526123001,30.528341293335,30.4458103179932,30.726751327514599,30.704950332641602,31.110511779785199,31.9617519378662,31.583656311035199,13.240598678588899,13.359972000122101,13.395259857177701,13.453570365905801]
["   Jet Fuel 6/",15.2446508407593,16.0964660644531,22.1856594085693,10.540905952453601,10.4131317138672,12.992267608642599,14.8510446548462,16.4927158355713,17.888269424438501,19.120731353759801,20.025011062622099,20.925888061523398,21.650459289550799,22.054113388061499,22.358533859252901,22.535087585449201,22.624557495117202,22.875423431396499,23.088819503784201,22.878332138061499,23.229129791259801,23.440977096557599,23.911849975585898,24.3618278503418,24.669164657592798,24.345100402831999,24.401657104492202,24.482112884521499,24.4609375]
["   Diesel Fuel (distillate fuel oil) 7/",20.2724208831787,20.921422958373999,27.066003799438501,15.379162788391101,14.6322994232178,17.082887649536101,18.906814575195298,21.012025833129901,22.391767501831101,23.401908874511701,24.249780654907202,25.151100158691399,25.830009460449201,26.267305374145501,26.5901203155518,26.487575531005898,26.7318305969238,26.979133605956999,27.001283645629901,26.997362136840799,27.317785263061499,27.182266235351602,27.638069152831999,28.388862609863299,28.337171554565401]
["   Residual Fuel Oil",8.20648097991943,9.4357099533081108,14.2847747802734,6.3925981521606401,6.5852246284484899,8.6673641204834002,10.3328533172607,11.815202713012701,13.023598670959499,14.4141092300415,15.219378471374499,15.915946006774901,16.592523574829102,16.9536838531494,17.162534713745099,17.429744720458999,17.456914901733398,17.5628662109375,17.630765914916999,17.410764694213899,17.6028347015381,17.926630020141602,18.257143020629901,18.451654434204102,18.835027694702099,10.4858131408691,10.572740554809601,10.740042686462401,10.786236763000501]
["   Natural Gas 8/",15.5415086746216,15.4958410263062,16.8896675109863,12.7877197265625,13.502610206604,13.8291311264038,13.8390712738037,13.843875885009799,13.934069633483899,14.0993509292603,14.229956626892101,14.3684740066528,14.5119123458862,14.701403617858899,14.9462375640869,15.0934410095215,15.092455863952599,14.8220539093018,14.7596139907837,14.661186218261699,14.786495208740201,15.012266159057599,15.2852840423584,15.4684591293335,15.6974124908447,6.7344188690185502,6.7479009628295898,6.8497943878173801,6.84698486328125]
["   Electricity",30.349004745483398,30.777971267700199,33.734138488769503,31.501590728759801,27.327030181884801,28.561843872070298,28.965305328369102,28.9159030914307,28.7644939422607,28.526710510253899,28.644361495971701,28.6527919769287,28.819505691528299,28.888120651245099,29.142557144165,29.470201492309599,29.764074325561499,29.801677703857401,29.921939849853501,30.035243988037099,30.304817199706999,30.8045558929443,31.450147628784201,31.910936355590799,32.484222412109403,6.1479806900024396,6.2516684532165501,6.3134694099426296,6.3304243087768599,{"$f":"AD276+($AI$276-$AD$276)/5","v":6.3370805697154289},{"$f":"AE276+($AI$276-$AD$276)/5","v":6.3437368306539978},{"$f":"AF276+($AI$276-$AD$276)/5","v":6.3503930915925668},{"$f":"AG276+($AI$276-$AD$276)/5","v":6.3570493525311358},{"$f":"T446*$E$742","v":6.363705613469703},{"$f":"AI276+($AX$276-$AI$276)/15","v":6.4357380850865695},{"$f":"AJ276+($AX$276-$AI$276)/15","v":6.5077705567034361},6.5798030283203026,6.6518354999371692,6.7238679715540357,6.7959004431709022,6.8679329147877688,6.9399653864046353,7.0119978580215019,7.0840303296383684,7.156062801255235,7.2280952728721015,7.3001277444889681,7.3721602161058346,{"$f":"AI276*$B$742","v":7.4441926877227056},{"$f":"AX276+($BM$276-$AX$276)/15","v":7.51790324705948},{"$f":"AY276+($BM$276-$AX$276)/15","v":7.5916138063962544},7.6653243657330288,7.7390349250698032,7.8127454844065776,7.886456043743352,7.9601666030801264,8.0338771624169016,8.107587721753676,8.1812982810904504,8.2550088404272248,8.3287193997639992,8.4024299591007736,8.476140518437548,{"$f":"AX276*$C$742","v":8.5498510777743242},{"$f":"BM276+($BR$276-$BM$276)/5","v":8.6345095936975138},{"$f":"BN276+($BR$276-$BM$276)/5","v":8.7191681096207034},{"$f":"BO276+($BR$276-$BM$276)/5","v":8.8038266255438931},{"$f":"BP276+($BR$276-$BM$276)/5","v":8.8884851414670827},{"$f":"BM276*$D$742","v":8.9731436573902759}]
[null,null,null,null,null,null,null,null,null,null,null,null,null,null,null,null,null,null,null,null,null,null,null,null,null,null,1.65011918544769,1.6656291484832799,1.67491066455841,1.68971908092499,{"$f":"AD277+($AI$277-$AD$277)/5","v":1.6902380098146863},{"$f":"AE277+($AI$277-$AD$277)/5","v":1.6907569387043826},{"$f":"AF277+($AI$277-$AD$277)/5","v":1.6912758675940789},{"$f":"AG277+($AI$277-$AD$277)/5","v":1.6917947964837752},{"$f":"T447*$E$740","v":1.692313725373471},{"$f":"AI277+($AX$277-$AI$277)/15","v":1.6972753042285647},{"$f":"AJ277+($AX$277-$AI$277)/15","v":1.7022368830836583},1.7071984619387519,1.7121600407938455,1.7171216196489392,1.7220831985040328,1.7270447773591264,1.7320063562142201,1.7369679350693137,1.7419295139244073,1.7468910927795009,1.7518526716345946,1.7568142504896882,1.7617758293447818,{"$f":"AI277*$B$740","v":1.7667374081998766},{"$f":"AX277+($BM$277-$AX$277)/15","v":1.7700881577207939},{"$f":"AY277+($BM$277-$AX$277)/15","v":1.7734389072417112},1.7767896567626285,1.7801404062835458,1.783491155804463,1.7868419053253803,1.7901926548462976,1.7935434043672149,1.7968941538881322,1.8002449034090495,1.8035956529299668,1.8069464024508841,1.8102971519718014,1.8136479014927187,{"$f":"AX277*$C$740","v":1.8169986510136373},{"$f":"BM277+($BR$277-$BM$277)/5","v":1.8204447247375162},{"$f":"BN277+($BR$277-$BM$277)/5","v":1.823890798461395},{"$f":"BO277+($BR$277-$BM$277)/5","v":1.8273368721852739},{"$f":"BP277+($BR$277-$BM$277)/5","v":1.8307829459091527},{"$f":"BM277*$D$740","v":1.8342290196330318}]
[" Electric Power 9/"]
["   Distillate Fuel Oil",13.773189544677701,14.7725219726563,19.176651000976602,12.4995737075806,9.7914295196533203,12.0805196762085,13.8671321868896,15.216549873352101,16.469785690307599,17.9636936187744,18.832237243652301,19.641151428222699,20.348432540893601,20.710233688354499,20.980741500854499,21.161005020141602,21.2950553894043,21.596014022827099,21.884708404541001,21.582948684692401,21.8727416992188,22.200710296630898,22.548530578613299,22.812198638916001,23.2114353179932,18.0768718719482,18.184886932373001,18.263076782226602,18.304286956787099]
["   Residual Fuel Oil",8.3781757354736293,8.5664386749267596,14.309384346008301,6.51324510574341,6.6763448715209996,9.3123388290405291,10.994701385498001,12.5300750732422,13.7526693344116,15.155575752258301,15.963142395019499,16.617677688598601,17.274333953857401,17.322587966918899,17.542411804199201,17.799869537353501,17.916141510009801,18.075910568237301,18.1613368988037,17.935956954956101,18.128087997436499,18.400978088378899,18.7218933105469,18.9085083007813,19.247135162353501,21.3195495605469,21.43874168396,21.398374557495099,21.4992275238037]
["   Natural Gas",7.0546379089355504,7.0191597938537598,8.8716125488281303,4.5556221008300799,5.1293134689331099,5.4535460472106898,5.5187635421752903,5.53977298736572,5.6835036277770996,5.8920464515686,6.0819325447082502,6.2693996429443404,6.4775133132934597,6.7354197502136204,7.0278439521789604,7.2539091110229501,7.3283839225768999,7.1506276130676296,7.1924118995666504,7.1398839950561497,7.2806253433227504,7.5354790687561,7.8600792884826696,8.0742120742797905,8.3395175933837908,17.291141510009801,17.529483795166001,17.525184631347699,17.7543029785156]
["   Steam Coal",1.7355252504348799,1.7800002098083501,1.9310736656189,1.98230564594269,1.86225914955139,1.87335216999054,1.85759365558624,1.8817487955093399,1.9043176174163801,1.90719401836395,1.9170492887496899,1.9259506464004501,1.94080138206482,1.94636797904968,1.9562891721725499,1.9622501134872401,1.9753552675247199,1.9811542034149201,1.98549652099609,1.9898830652236901,1.99634909629822,2.00744533538818,2.0202190876007098,2.0336120128631601,2.0445194244384801,11.227470397949199,11.517865180969199,11.5089683532715,11.7493782043457]
[null,null,null,null,null,null,null,null,null,null,null,null,null,null,null,null,null,null,null,null,null,null,null,null,null,null,15.2353620529175,15.5302953720093,15.500846862793001,15.7047281265259]
[" Average Price to All Users 10/",null,null,null,null,null,null,null,null,null,null,null,null,null,null,null,null,null,null,null,null,null,null,null,null,null,7.7013258934020996,7.6767330169677699,7.8322434425354004,7.7872447967529297]
["   Liquefied Petroleum Gases",15.657142639160201,18.5313529968262,19.701341629028299,16.4090671539307,16.297544479370099,18.4262371063232,20.2184352874756,21.813219070434599,23.252103805541999,24.811630249023398,25.812454223632798,26.627546310424801,27.460300445556602,27.8579425811768,28.113265991210898,28.325565338134801,28.4571437835693,28.7732944488525,28.920036315918001,28.525373458862301,28.814060211181602,29.1242790222168,29.486963272094702,29.629682540893601,30.0484523773193,7.8213167190551802,7.9383788108825701,8.0273618698120099,8.0851049423217791]
["   E85 4/",25.5142211914063,26.818180084228501,34.073703765869098,20.3962516784668,18.869060516357401,22.499189376831101,24.345371246337901,25.8835773468018,27.376197814941399,25.5507621765137,26.3307495117188,27.042121887206999,27.074653625488299,28.861484527587901,29.593324661254901,29.691083908081101,29.8394565582275,30.056737899780298,30.123649597168001,30.045396804809599,30.335887908935501,30.1821899414063,30.567377090454102,31.227724075317401,30.935503005981399,2.7168338298797599,2.7307398319244398,2.7413196563720699,2.7546591758728001]
["   Motor Gasoline 5/",21.649000167846701,22.8191947937012,26.0107421875,15.8019914627075,17.711067199706999,20.6589241027832,22.298402786254901,23.5152263641357,24.813198089599599,26.134485244751001,27.0586547851563,27.9900207519531,28.799554824829102,29.408401489257798,29.935087203979499,30.054672241210898,30.314332962036101,30.492042541503899,30.525100708007798,30.442491531372099,30.723676681518601,30.701581954956101,31.107343673706101,31.957983016967798,31.580909729003899,1.67883205413818,1.6938681602478001,1.7024568319320701,1.71655297279358]
["   Jet Fuel",15.2446508407593,16.0964660644531,22.1856594085693,10.540905952453601,10.4131317138672,12.992267608642599,14.8510446548462,16.4927158355713,17.888269424438501,19.120731353759801,20.025011062622099,20.925888061523398,21.650459289550799,22.054113388061499,22.358533859252901,22.535087585449201,22.624557495117202,22.875423431396499,23.088819503784201,22.878332138061499,23.229129791259801,23.440977096557599,23.911849975585898,24.3618278503418,24.669164657592798,1.2833950519561801,1.3286876678466799,1.33012855052948,1.33445107936859]
["   Distillate Fuel Oil",19.171348571777301,19.9431552886963,25.721439361572301,15.1513471603394,13.5963325500488,16.098552703857401,18.014595031738299,20.0945529937744,21.487236022949201,22.551927566528299,23.4185886383057,24.295482635498001,25.028078079223601,25.4735622406006,25.7968635559082,25.744600296020501,26.0401725769043,26.245742797851602,26.316581726074201,26.282798767089801,26.623888015747099,26.532428741455099,26.9911499023438,27.692060470581101,27.7130451202393,23.429731369018601,23.480413436889599,23.589033126831101,23.596023559570298]
["   Residual Fuel Oil",8.4246683120727504,9.3672227859497106,14.1781015396118,6.5043296813964799,6.9149212837219203,9.2013835906982404,10.8588418960571,12.3554439544678,13.5696716308594,14.9571332931519,15.7562828063965,16.419845581054702,17.090215682983398,17.3671054840088,17.589653015136701,17.8480415344238,17.911899566650401,18.041828155517599,18.112939834594702,17.862413406372099,18.047613143920898,18.333000183105501,18.6528930664063,18.8375339508057,19.187860488891602]
["   Natural Gas",9.5015735626220703,9.0060253143310494,10.1816816329956,6.76324558258057,7.4289712905883798,7.7374553680419904,7.7907910346984899,7.79954290390015,7.91036033630371,8.0721502304077095,8.2674913406372106,8.4630060195922905,8.6615943908691406,8.9140930175781303,9.2212562561035192,9.4307956695556605,9.4883728027343803,9.2674760818481392,9.2395153045654297,9.1623344421386701,9.3142642974853498,9.5711297988891602,9.9057645797729492,10.151716232299799,10.4206848144531]
["   Metallurgical Coal",3.6353600025177002,3.6099998950958301,4.0558156967163104,4.0487108230590803,3.9977276325225799,4.1121706962585396,4.1809573173522896,4.2343683242797896,4.27162742614746,4.2985162734985396,4.3192996978759801,4.3337044715881303,4.3530845642089799,4.3696141242981001,4.3899216651916504,4.4470157623290998,4.5093812942504901,4.5352845191955602,4.5618190765380904,4.5643453598022496,4.5493078231811497,4.5490665435790998,4.5331215858459499,4.4955492019653303,4.4319190979003897,253.732666015625,257.28918457031301,259.96432495117199,262.21316528320301]
["   Other Coal",1.7776364088058501,1.81885313987732,1.9676311016082799,2.0067975521087602,1.88941025733948,1.9042230844497701,1.89033174514771,1.9154095649719201,1.93832087516785,1.94072294235229,1.9500694274902299,1.9586881399154701,1.9732190370559699,1.9783339500427199,1.98810267448425,1.9938982725143399,2.0064799785614,2.0119984149932901,2.0163278579711901,2.0205180644989,2.0271856784820601,2.0382561683654798,2.0508835315704301,2.0641281604766801,2.0750961303710902,208.50216674804699,213.246017456055,217.97378540039099,222.08200073242199]
["   Coal to Liquids",0,0,0,0,0,1.5133428573608401,1.3742095232009901,1.19064140319824,1.3664953708648699,1.33487153053284,1.31654036045074,1.30223417282104,1.30838906764984,1.32146644592285,1.3489345312118499,1.3524934053421001,1.3570195436477701,1.3626403808593801,1.37119424343109,1.3635557889938399,1.3662919998168901,1.37254309654236,1.37609398365021,1.3784751892089799,1.3805129528045701,212.89649963378901,216.30204772949199,219.267822265625,222.079177856445]
["   Electricity",26.672916412353501,26.680915832519499,27.799331665039102,26.6892414093018,24.2756156921387,25.0947151184082,25.0493679046631,25.093559265136701,25.339256286621101,25.454051971435501,25.7708930969238,26.1124782562256,26.474697113037099,26.7419338226318,27.1641750335693,27.529588699340799,27.7828693389893,27.754991531372099,27.792310714721701,27.7856330871582,27.867961883544901,28.2280673980713,28.6754856109619,29.0858860015869,29.4564533233643,588.97521972656295,607.12139892578102,615.45501708984398,632.78991699218795]
[null,null,null,null,null,null,null,null,null,null,null,null,null,null,null,null,null,null,null,null,null,null,null,null,null,null,1264.10656738281,1293.95861816406,1312.66088867188,1339.16430664063]
["Non-Renewable Energy Expenditures by Sector",null,null,null,null,null,null,null,null,null,null,null,null,null,null,null,null,null,null,null,null,null,null,null,null,null,0.38684526085853599,0.443235874176025,0.46923574805259699,0.51463860273361195]
["(billion 2007 dollars)",null,null,null,null,null,null,null,null,null,null,null,null,null,null,null,null,null,null,null,null,null,null,null,null,null,1264.49340820313,1294.40185546875,1313.13012695313,1339.67895507813]
[" Residential",231.10064697265599,238.40081787109401,250.00378417968801,223.81915283203099,215.29118347168,224.09677124023401,227.34310913085901,227.85260009765599,231.24415588378901,234.18721008300801,238.75100708007801,243.18489074707,248.169021606445,252.72660827636699,258.44952392578102,262.50808715820301,265.94851684570301,267.30322265625,270.58847045898398,272.04168701171898,276.25186157226602,282.20260620117199,288.93267822265602,293.60751342773398,298.90402221679699]
[" Commercial",170.28274536132801,172.89260864257801,183.352294921875,163.89425659179699,157.14476013183599,164.69047546386699,166.42567443847699,169.00093078613301,173.04789733886699,176.93461608886699,182.04042053222699,187.24485778808599,192.69107055664099,197.508544921875,203.26272583007801,208.31881713867199,212.33370971679699,214.22947692871099,217.23475646972699,219.65505981445301,223.61666870117199,229.31947326660199,235.82908630371099,241.79779052734401,247.76422119140599]
[" Industrial",216.08058166503901,226.88609313964801,248.66896057128901,181.39601135253901,151.70443725585901,172.23597717285199,186.63681030273401,200.19924926757801,207.03741455078099,213.45352172851599,218.62767028808599,224.29528808593801,229.96401977539099,233.76069641113301,239.065841674805,241.45851135253901,242.383544921875,242.41815185546901,242.89247131347699,240.916915893555,241.41357421875,242.50785827636699,244.85752868652301,245.86729431152301,245.87216186523401]
[" Transportation",564.62982177734398,596.84759521484398,693.65460205078102,393.76574707031301,430.90808105468801,516.84307861328102,568.141357421875,610.89111328125,646.41064453125,676.39013671875,696.72686767578102,719.33160400390602,737.13671875,750.27301025390602,759.33123779296898,760.33734130859398,761.04602050781295,771.55059814453102,780.57421875,783.147216796875,796.70227050781295,794.56842041015602,811.39251708984398,832.07995605468795,835.36431884765602]
["   Total Non-Renewable Expenditures",1182.09375,1235.02709960938,1375.6796875,962.87518310546898,955.04846191406295,1077.86633300781,1148.54699707031,1207.94384765625,1257.74011230469,1300.96545410156,1336.14599609375,1374.056640625,1407.96081542969,1434.26879882813,1460.109375,1472.62280273438,1481.71179199219,1495.50146484375,1511.28991699219,1515.76086425781,1537.984375,1548.59838867188,1581.01184082031,1613.3525390625,1627.90478515625]
[" Transportation Renewable Expenditures",3.2131362706422799E-2,4.0145620703697198E-2,3.7687420845031697E-2,2.54867300391197E-2,5.4010055959224701E-2,6.77362531423569E-2,8.3178348839283003E-2,9.4869345426559407E-2,0.113030456006527,1.97330021858215,4.8567194938659703,6.7303171157836896,10.514961242675801,15.7356252670288,22.100711822509801,25.9892463684082,35.539012908935497,35.597633361816399,34.1677055358887,35.613494873046903,37.140151977539098,45.276290893554702,47.974498748779297,53.190200805664098,54.179977416992202]
["   Total Expenditures",1182.12585449219,1235.06726074219,1375.71740722656,962.90069580078102,955.10247802734398,1077.93408203125,1148.63012695313,1208.03869628906,1257.85314941406,1302.93872070313,1341.00268554688,1380.78698730469,1418.47583007813,1450.00439453125,1482.21008300781,1498.61206054688,1517.25085449219,1531.09912109375,1545.45764160156,1551.37438964844,1575.12451171875,1593.87463378906,1628.986328125,1666.54272460938,1682.08471679688]
[]
[]
["Prices in Nominal Dollars"]
[" Residential"]
["   Liquefied Petroleum Gases",23.2563285827637,24.973464965820298,29.096658706665,22.194786071777301,21.477947235107401,24.1509113311768,26.557428359985401,28.936630249023398,31.2247924804688,33.758499145507798,35.743316650390597,37.599853515625,39.552177429199197,40.9905815124512,42.334590911865199,43.7123832702637,44.985881805419901,46.523696899414098,47.765018463134801,48.143123626708999,49.548942565917997,50.986961364746101,52.580905914306598,53.965934753417997,55.648300170898402]
["   Distillate Fuel Oil",17.979913711547901,19.664405822753899,24.466548919677699,16.188474655151399,13.8549404144287,16.4927158355713,18.5955104827881,20.348911285400401,22.1809597015381,24.3712253570557,25.9372863769531,27.5034885406494,29.0146675109863,30.168525695800799,31.2883205413818,32.275276184082003,33.246475219726598,34.4459838867188,35.640113830566399,35.882171630859403,37.065284729003899,38.310382843017599,39.641868591308601,40.905982971191399,42.365245819091797]
["   Natural Gas",13.3406887054443,12.691158294677701,13.2631158828735,11.061133384704601,11.614992141723601,12.061012268066399,12.1186227798462,12.236530303955099,12.476335525512701,12.8177757263184,13.333586692810099,13.900782585144,14.492022514343301,15.1641521453857,15.945101737976101,16.661958694458001,17.186347961425799,17.308622360229499,17.6488857269287,17.9868679046631,18.635103225708001,19.4500408172607,20.3657627105713,21.1996364593506,22.095756530761701]
["   Electricity",30.388185501098601,31.181957244873001,32.471218109130902,31.722009658813501,29.6958332061768,31.365653991699201,32.001548767089801,32.924289703369098,34.030689239502003,34.890899658203097,35.995761871337898,37.227577209472699,38.5026245117188,39.672031402587898,41.180412292480497,42.698352813720703,44.053905487060497,45.011627197265597,46.023651123046903,46.971866607666001,48.032154083252003,49.565544128417997,51.240451812744098,52.949665069580099,54.583251953125]
[]
[" Commercial"]
["   Liquefied Petroleum Gases",20.6414604187012,23.041419982910199,24.0578727722168,21.6475944519043,18.202018737793001,20.8180141448975,23.171899795532202,25.4778232574463,27.6801948547363,30.122516632080099,32.012001037597699,33.770454406738303,35.6212158203125,36.9546508789063,38.187240600585902,39.449775695800803,40.605808258056598,42.0293998718262,43.160079956054702,43.432140350341797,44.7312202453613,46.061283111572301,47.542713165283203,48.814918518066399,50.382663726806598]
["   Distillate Fuel Oil",14.625953674316399,16.054100036621101,21.4175109863281,14.1806936264038,11.1656141281128,13.940697669982899,16.055301666259801,18.2004089355469,20.072311401367202,21.922914505004901,23.436100006103501,24.993484497070298,26.4673175811768,27.614213943481399,28.7058811187744,29.4854850769043,30.5256862640381,31.597146987915,32.548923492431598,32.997859954833999,34.165657043457003,35.000114440917997,36.3691596984863,37.943679809570298,39.006439208984403]
["   Residual Fuel",8.64862155914307,10.3074436187744,13.7067270278931,6.9139137268066397,6.0204734802246103,9.0269355773925799,10.767860412597701,12.611166954040501,14.3083610534668,16.269037246704102,17.569841384887699,18.511304855346701,19.7891235351563,20.573390960693398,21.404872894287099,22.193275451660199,22.9593410491943,23.7928276062012,24.398706436157202,24.292516708373999,25.0136394500732,25.751762390136701,26.606601715087901,27.4516487121582,28.286119461059599]
["   Natural Gas",11.5840444564819,10.9898433685303,11.588038444519,9.1930990219116193,9.8226709365844709,10.233100891113301,10.334647178649901,10.4663095474243,10.734943389892599,11.106437683105501,11.600093841552701,12.1229543685913,12.6781578063965,13.3144483566284,14.069993019104,14.7329454421997,15.223674774169901,15.329276084899901,15.6546773910522,15.9318437576294,16.5416469573975,17.316057205200199,18.194717407226602,18.967941284179702,19.811794281005898]
["   Electricity",27.631908416748001,28.029735565185501,29.6960258483887,28.491619110107401,25.7724418640137,26.858903884887699,27.045906066894499,27.5620422363281,28.370775222778299,29.106733322143601,30.1617736816406,31.290737152099599,32.536418914794901,33.661582946777301,35.072307586669901,36.4632377624512,37.713531494140597,38.535266876220703,39.429233551025398,40.172752380371101,41.0662841796875,42.386928558349602,43.920989990234403,45.4139213562012,46.925571441650398]
[]
[" Industrial 1/"]
["   Liquefied Petroleum Gases",20.489143371581999,23.3795166015625,27.232301712036101,22.957033157348601,17.265552520751999,19.8652458190918,22.207704544067401,24.495702743530298,26.6714878082275,29.0830192565918,30.951156616210898,32.690711975097699,34.514808654785199,35.846107482910199,37.040077209472699,38.301750183105497,39.421558380127003,40.814861297607401,41.884078979492202,42.155609130859403,43.402267456054702,44.705905914306598,46.153343200683601,47.236614227294901,48.820529937744098]
["   Distillate Fuel Oil",15.3226671218872,16.8219394683838,22.4200763702393,14.749831199646,11.025536537170399,14.0721025466919,16.2283020019531,18.6841716766357,20.619239807128899,22.302150726318398,23.831027984619102,25.434989929199201,26.940843582153299,28.1489963531494,29.2844352722168,29.987220764160199,31.1475830078125,32.191192626953097,33.043167114257798,33.6753120422363,34.892765045166001,35.508182525634801,36.966400146484403,38.821296691894503,39.679729461669901]
["   Residual Fuel Oil",8.9709205627441406,10.5954837799072,14.049506187439,7.1343002319335902,10.215766906738301,12.8617763519287,14.814771652221699,16.696189880371101,18.396284103393601,20.378862380981399,21.7460041046143,22.969861984252901,24.3396511077881,25.3345756530762,26.3205471038818,27.310920715331999,28.174968719482401,29.129919052123999,29.910713195800799,30.004579544067401,30.867444992065401,31.741449356079102,32.901214599609403,33.791465759277301,34.9404487609863]
["   Natural Gas 2/",7.7454247474670401,7.5152516365051296,8.9947338104247994,5.0039734840393102,5.7063522338867196,6.1171517372131303,6.2487673759460396,6.4428400993347203,6.7520828247070304,7.1508984565734899,7.5258989334106401,7.9240221977233896,8.3488731384277308,8.8619937896728498,9.4837093353271502,9.9987487792968803,10.352954864501999,10.3336448669434,10.549848556518601,10.6489877700806,11.076291084289601,11.6912574768066,12.4464559555054,13.0579080581665,13.758059501647899]
["   Metallurgical Coal",3.53999996185303,3.6099998950958301,4.1449666023254403,4.1784791946411097,4.1485314369201696,4.3175525665283203,4.44484186172485,4.5821456909179696,4.7206311225891104,4.8563599586486799,4.9913563728332502,5.1233406066894496,5.2680139541626003,5.4137320518493697,5.5743689537048304,5.7906579971313503,6.0209679603576696,6.20045709609985,6.3775997161865199,6.5161404609680202,6.6299972534179696,6.7667918205261204,6.88553714752197,6.9704546928405797,7.0137753486633301]
["   Other Industrial Coal",2.3399634361267099,2.4299483299255402,2.5979068279266402,2.52754878997803,2.4808654785156299,2.6002757549285902,2.6509947776794398,2.73208808898926,2.8122007846832302,2.8687095642089799,2.94158983230591,3.0178208351135298,3.1028199195861799,3.17316722869873,3.2616541385650599,3.3479356765747101,3.4371068477630602,3.5193088054657,3.6053638458252002,3.6816923618316699,3.7800858020782502,3.88063645362854,3.98858737945557,4.1003923416137704,4.2166938781738299]
["   Coal to Liquids",0,0,0,0,0,1.5889266729354901,1.46094393730164,1.28843116760254,1.5101318359375,1.50810551643372,1.5213859081268299,1.53951179981232,1.58338570594788,1.63723039627075,1.71289122104645,1.76114201545715,1.8119050264358501,1.8629466295242301,1.9169825315475499,1.9466364383697501,1.9911848306655899,2.0416746139526398,2.09020328521729,2.1373581886291499,2.1847438812255899]
["   Electricity",17.918214797973601,18.6226921081543,20.7813816070557,19.773582458496101,17.462970733642599,18.126573562622099,18.238889694213899,18.4867153167725,19.006654739379901,19.565620422363299,20.355871200561499,21.173530578613299,22.037576675415,22.867145538330099,23.876249313354499,24.851699829101602,25.777753829956101,26.392097473144499,27.017583847045898,27.588447570800799,28.206142425537099,29.1773777008057,30.336851119995099,31.4674072265625,32.538986206054702]
[]
[" Transportation"]
["   Liquefied Petroleum Gases 3/",21.711509704589801,25.0072345733643,29.391622543335,22.380046844482401,21.3089294433594,23.935417175293001,26.369024276733398,28.752412796020501,31.0282287597656,33.547065734863303,35.514869689941399,37.352748870849602,39.287044525146499,40.7039604187012,42.024444580078097,43.379894256591797,44.630382537841797,46.145259857177699,47.363857269287102,47.7197074890137,49.102500915527301,50.517303466796903,52.086456298828097,53.442653656005902,55.104091644287102]
["   E85 4/",24.84494972229,26.818180084228501,34.822681427002003,21.049989700317401,19.580844879150401,23.622909545898398,25.881950378418001,28.009447097778299,30.2537937164307,28.866632461547901,30.4276523590088,31.969417572021499,32.765193939208999,35.757926940917997,37.577915191650398,38.662086486816399,39.8419189453125,41.092353820800803,42.114028930664098,42.893341064453097,44.2104301452637,44.896373748779297,46.4299926757813,48.419319152832003,48.957271575927699]
["   Motor Gasoline 5/",21.213121414184599,22.982162475585898,26.749811172485401,16.175968170166001,18.381326675415,21.693702697753899,23.709007263183601,25.449525833129901,27.424634933471701,29.529468536376999,31.27219581604,33.093906402587898,34.856166839599602,36.438858032226598,38.015861511230497,39.139541625976598,40.478176116943402,41.691452026367202,42.679801940917997,43.464977264404297,44.780059814453097,45.673988342285199,47.254981994628899,49.557445526122997,49.9830131530762]
["   Jet Fuel 6/",14.844763755798301,16.0964660644531,22.673322677612301,10.878761291503899,10.805939674377401,13.641165733337401,15.7883806228638,17.847295761108398,19.768560409545898,21.6021404266357,23.1407794952393,24.738756179809599,26.200944900512699,27.323936462402301,28.3911018371582,29.343944549560501,30.208518981933601,31.274351119995099,32.279064178466797,32.661514282226598,33.853298187255902,34.868740081787102,36.320652008056598,37.773586273193402,39.040420532226598]
["   Diesel Fuel (distillate fuel oil) 7/",19.740650177001999,20.921422958373999,27.660943984985401,15.872093200683601,15.1842641830444,17.936090469360401,20.100133895873999,22.737785339355501,24.745433807373001,26.438911437988299,28.0228977203369,29.7338352203369,31.2589511871338,32.543869018554702,33.764415740966797,34.490653991699197,35.692588806152301,36.884777069091797,37.7488403320313,38.541912078857401,39.811958312988303,40.433952331542997,41.980552673339801,44.0175971984863,44.845256805419901]
["   Residual Fuel Oil",7.9912142753601101,9.4357099533081108,14.5987691879272,6.5974926948547399,6.8336348533630398,9.1002550125122106,10.9850196838379,12.7856092453003,14.3925485610962,16.284711837768601,17.587419509887699,18.815961837768601,20.079933166503899,21.0047607421875,21.793167114257798,22.696048736572301,23.3086338043213,24.011238098144499,24.648492813110401,24.8559169769287,25.6537380218506,26.666080474853501,27.731492996215799,28.609724044799801,29.807550430297901]
["   Natural Gas 8/",15.1338348388672,15.4958410263062,17.260919570922901,13.197589874267599,14.011960029602101,14.5198259353638,14.7125358581543,14.9809007644653,15.3987216949463,15.929105758666999,16.444049835205099,16.986526489257798,17.562019348144499,18.214298248291001,18.978889465331999,19.653842926025401,20.151586532592798,20.264110565185501,20.6345119476318,20.930568695068398,21.5493049621582,22.330928802490199,23.217420578002901,23.984209060668899,24.842088699340799]
["   Electricity",29.552911758422901,30.777971267700199,34.475650787353501,32.511272430419901,28.3578701019287,29.9883632659912,30.793474197387699,31.290824890136701,31.788017272949201,32.228786468505902,33.101249694824197,33.873565673828097,34.876777648925803,35.790927886962898,37.005527496337898,38.374465942382798,39.741268157958999,40.743644714355497,41.832027435302699,42.8788452148438,44.165149688720703,45.822151184082003,47.770866394042997,49.4786567687988,51.408214569091797]
[null,null,null,null,null,null,null,null,null,null,null,null,null,null,null,null,null,null,null,null,null,null,null,null,null,null,2027,2028,2029,2030,2031,2032,2033,2034,2035,2036,2037,2038,2039,2040,2041,2042,2043,2044,2045,2046,2047,2048,2049,2050,2051,2052,2053,2054,2055,2056,2057,2058,2059,2060,2061,2062,2063,2064,2065,2066,2067,2068,2069,2070]
[" Electric Power 9/"]
["   Distillate Fuel Oil",13.411901473999,14.7725219726563,19.598173141479499,12.9002075195313,10.160784721374499,12.683879852294901,14.742367744445801,16.466316223144499,18.200975418090799,20.294946670532202,21.762416839599599,23.219928741455099,24.625257492065401,25.658937454223601,26.641567230224599,27.554689407348601,28.433355331420898,29.525194168090799,30.595668792724599,30.812200546264599,31.8765468597412,33.023826599121101,34.249851226806598,35.370849609375,36.733474731445298]
["   Residual Fuel Oil",8.1584053039550799,8.5664386749267596,14.623919486999499,6.72200632095337,6.9281921386718803,9.7774429321289098,11.688641548156699,13.5591955184937,15.198254585266101,17.122402191162099,18.4469089508057,19.645553588867202,20.905046463012699,21.461814880371101,22.275539398193398,23.178005218505898,23.921798706054702,24.712652206420898,25.390251159668001,25.605690002441399,26.419223785400401,27.371679306030298,28.437421798706101,29.318086624145501,30.4597358703613]
["   Natural Gas",6.8695855140686,7.0191597938537598,9.0666198730468803,4.70163822174072,5.3228030204772896,5.7259230613708496,5.8670849800109899,5.9947657585143999,6.2809138298034703,6.6566915512084996,7.0282440185546902,7.4117355346679696,7.8389544486999503,8.3448457717895508,8.9240303039550799,9.4456386566162092,9.7849264144897496,9.7760477066040004,10.055270195007299,10.193024635314901,10.610521316528301,11.20911693573,11.9389839172363,12.519255638122599,13.197782516479499]
["   Steam Coal",1.6900001764297501,1.7800002098083501,1.97352075576782,2.0458421707153298,1.9325078725814799,1.9669165611267101,1.97483730316162,2.0363006591796902,2.1044862270355198,2.15470170974731,2.2153303623199498,2.2768745422363299,2.3487181663513201,2.4114518165588401,2.4841165542602499,2.5551335811614999,2.63751268386841,2.7085535526275599,2.7758009433746298,2.84079241752625,2.9094073772430402,2.9860992431640598,3.0685904026031499,3.1531631946563698,3.23557353019714]
[]
[" Average Price to All Users 10/"]
["   Liquefied Petroleum Gases",15.246436119079601,18.5313529968262,20.134397506713899,16.9350070953369,16.912326812744102,19.346534729003899,21.4945392608643,23.604782104492202,25.696203231811499,28.031579971313501,29.828712463378899,31.479301452636701,33.231895446777301,34.5145874023438,35.698520660400398,36.883983612060497,37.996242523193402,39.337680816650398,40.431327819824197,40.7233276367188,41.9925727844238,43.322719573974602,44.788909912109403,45.941520690917997,47.553462982177699]
["   E85 4/",24.84494972229,26.818180084228501,34.822681427002003,21.049989700317401,19.580844879150401,23.622909545898398,25.881950378418001,28.009447097778299,30.2537937164307,28.866632461547901,30.4276523590088,31.969417572021499,32.765193939208999,35.757926940917997,37.577915191650398,38.662086486816399,39.8419189453125,41.092353820800803,42.114028930664098,42.893341064453097,44.2104301452637,44.896373748779297,46.4299926757813,48.419319152832003,48.957271575927699]
["   Motor Gasoline 5/",21.081119537353501,22.8191947937012,26.582485198974599,16.308473587036101,18.3791694641113,21.690732955932599,23.705785751342798,25.446578979492202,27.421388626098601,29.526109695434599,31.268815994262699,33.090030670166001,34.852634429931598,36.4355278015137,38.011890411377003,39.135532379150398,40.475978851318402,41.687484741210902,42.675270080566399,43.460239410400398,44.775581359863303,45.668975830078097,47.250167846679702,49.551605224609403,49.978668212890597]
["   Jet Fuel",14.844763755798301,16.0964660644531,22.673322677612301,10.878761291503899,10.805939674377401,13.641165733337401,15.7883806228638,17.847295761108398,19.768560409545898,21.6021404266357,23.1407794952393,24.738756179809599,26.200944900512699,27.323936462402301,28.3911018371582,29.343944549560501,30.208518981933601,31.274351119995099,32.279064178466797,32.661514282226598,33.853298187255902,34.868740081787102,36.320652008056598,37.773586273193402,39.040420532226598]
["   Distillate Fuel Oil",18.668458938598601,19.9431552886963,26.286823272705099,15.636975288391101,14.1092176437378,16.902593612670898,19.1516017913818,21.744958877563501,23.745824813842798,25.478622436523398,27.0623779296875,28.722316741943398,30.288469314575199,31.560461044311499,32.757129669189503,33.523193359375,34.769081115722699,35.882114410400398,36.791599273681598,37.5217895507813,38.800697326660199,39.467311859130902,40.997920989990199,42.937191009521499,43.857540130615199]
["   Residual Fuel Oil",8.2036781311035192,9.3672227859497106,14.4897508621216,6.7128052711486799,7.1757683753967303,9.6609458923339808,11.544206619262701,13.370221138000501,14.996021270751999,16.898206710815401,18.207862854003899,19.411674499511701,20.6822299957275,21.516969680786101,22.335527420043899,23.2407321929932,23.916133880615199,24.6660556793213,25.322589874267599,25.500698089599599,26.3019409179688,27.270561218261701,28.332614898681602,29.2080383300781,30.365930557251001]
["   Natural Gas",9.2523355484008807,9.0060253143310494,10.405486106872599,6.98002004623413,7.7092094421386701,8.12390232086182,8.2825136184692401,8.4401350021362305,8.7418422698974592,9.1197204589843803,9.5538625717163104,10.0050344467163,10.4820852279663,11.0441122055054,11.7092485427856,12.280260086059601,12.668963432311999,12.670117378234901,12.917200088501,13.0803108215332,13.574273109436,14.23717212677,15.0462560653687,15.740474700927701,16.4913539886475]
["   Metallurgical Coal",3.53999996185303,3.6099998950958301,4.1449666023254403,4.1784791946411097,4.1485314369201696,4.3175525665283203,4.44484186172485,4.5821456909179696,4.7206311225891104,4.8563599586486799,4.9913563728332502,5.1233406066894496,5.2680139541626003,5.4137320518493697,5.5743689537048304,5.7906579971313503,6.0209679603576696,6.20045709609985,6.3775997161865199,6.5161404609680202,6.6299972534179696,6.7667918205261204,6.88553714752197,6.9704546928405797,7.0137753486633301]
["   Other Coal",1.73100674152374,1.81885313987732,2.01088166236877,2.0711190700531001,1.96068322658539,1.99932932853699,2.0096416473388699,2.07272601127625,2.1420636177063002,2.1925818920135498,2.2534883022308301,2.3155770301818799,2.38794946670532,2.4510562419891402,2.52451372146606,2.5963439941406299,2.6790707111358598,2.7507226467132599,2.8189043998718302,2.8845274448394802,2.9543473720550502,3.0319309234619101,3.1151678562164302,3.20047926902771,3.2839629650115998,{"$f":"Z527+($AI$357-$Y$527)/10","v":8.0623037763536161},{"$f":"AA357+($AI$357-$Y$527)/10","v":8.1146083992868938},8.1669130222201716,8.2192176451534493,8.2715222680867271,8.3238268910200048,8.3761315139532826,8.4284361368865603,{"$f":"T527*$E$742","v":8.4807407598198452},{"$f":"AI357+($AX$357-$AI$357)/15","v":8.5767365137369804},{"$f":"AJ357+($AX$357-$AI$357)/15","v":8.6727322676541156},8.7687280215712509,8.8647237754883861,8.9607195294055213,9.0567152833226565,9.1527110372397917,9.248706791156927,9.3447025450740622,9.4406982989911974,9.5366940529083326,9.6326898068254678,9.728685560742603,9.8246813146597383,{"$f":"AI357*$B$742","v":9.9206770685768717},{"$f":"AX357+($BM$357-$AX$357)/15","v":10.018909165246043},{"$f":"AY357+($BM$357-$AX$357)/15","v":10.117141261915215},10.215373358584387,10.313605455253558,10.41183755192273,10.510069648591902,10.608301745261073,10.706533841930245,10.804765938599417,10.902998035268588,11.00123013193776,11.099462228606932,11.197694325276103,11.295926421945275,{"$f":"AX357*$C$742","v":11.394158518614441},{"$f":"BM357+($BR$357-$BM$357)/5","v":11.506980665059427},{"$f":"BN357+($BR$357-$BM$357)/5","v":11.619802811504412},{"$f":"BO357+($BR$357-$BM$357)/5","v":11.732624957949398},{"$f":"BP357+($BR$357-$BM$357)/5","v":11.845447104394383},{"$f":"BM357*$D$742","v":11.95826925083937}]
["   Coal to Liquids",0,0,0,0,0,1.5889266729354901,1.46094393730164,1.28843116760254,1.5101318359375,1.50810551643372,1.5213859081268299,1.53951179981232,1.58338570594788,1.63723039627075,1.71289122104645,1.76114201545715,1.8119050264358501,1.8629466295242301,1.9169825315475499,1.9466364383697501,1.9911848306655899,2.0416746139526398,2.09020328521729,2.1373581886291499,2.1847438812255899,{"$f":"Z528+($AI$358-$Y$528)/10","v":22.224617194901626},{"$f":"AA358+($AI$358-$Y$528)/10","v":22.135413455621489},22.046209716341352,21.957005977061215,21.867802237781078,21.778598498500941,21.689394759220804,21.600191019940667,{"$f":"T528*$E$745","v":21.510987280660522},{"$f":"AI358+($AX$358-$AI$358)/15","v":21.502530865644818},{"$f":"AJ358+($AX$358-$AI$358)/15","v":21.494074450629114},21.48561803561341,21.477161620597705,21.468705205582001,21.460248790566297,21.451792375550593,21.443335960534888,21.434879545519184,21.42642313050348,21.417966715487776,21.409510300472071,21.401053885456367,21.392597470440663,{"$f":"AI358*$B$745","v":21.384141055424955},{"$f":"AX358+($BM$358-$AX$358)/15","v":21.397725276976207},{"$f":"AY358+($BM$358-$AX$358)/15","v":21.411309498527459},21.42489372007871,21.438477941629962,21.452062163181214,21.465646384732466,21.479230606283718,21.49281482783497,21.506399049386221,21.519983270937473,21.533567492488725,21.547151714039977,21.560735935591229,21.574320157142481,{"$f":"AX358*$C$745","v":21.587904378693722},{"$f":"BM358+($BR$358-$BM$358)/5","v":21.601618040381013},{"$f":"BN358+($BR$358-$BM$358)/5","v":21.615331702068303},{"$f":"BO358+($BR$358-$BM$358)/5","v":21.629045363755594},{"$f":"BP358+($BR$358-$BM$358)/5","v":21.642759025442885},{"$f":"BM358*$D$745","v":21.656472687130176}]
["   Electricity",25.973251342773398,26.680915832519499,28.4103908538818,27.544679641723601,25.191349029541001,26.348068237304702,26.6303806304932,27.154542922973601,28.002742767333999,28.757371902465799,29.780685424804702,30.870384216308601,32.039138793945298,33.131908416747997,34.493354797363303,35.847507476806598,37.095943450927699,37.945499420166001,38.854724884033203,39.667263031005902,40.613765716552699,41.989593505859403,43.556324005127003,45.098350524902301,46.616588592529297]
[]
["Non-Renewable Energy Expenditures by Sector"]
["(billion nominal dollars)"]
[" Residential",225.03859096661196,238.40081787109398,255.49913625772319,230.9929746666815,223.41247611699868,235.2892736225177,241.6920712265439,246.56659612211084,255.55094332875294,264.57905396662414,275.89920726734971,287.49516661999758,300.32909110683801,313.11554742582229,328.18192619930682,341.8235015289352,355.09694320426638,365.44612056098629,378.29315112389759,388.37155634393389,402.59953615177363,419.77981120164446,438.87123825530841,455.24534715742953,473.03338245571979]
[" Commercial",165.81601818957134,172.89260864257801,187.38257557629601,169.14737359110225,163.07263216137929,172.91593328178766,176.9297785804325,182.88131988639063,191.23749630338142,199.89645601118545,210.36479941888081,221.36240217535854,233.19080564556924,244.70314616363081,258.1051490216438,271.26123343313407,283.50995205362011,292.88584879534454,303.70259464185926,313.58347456242666,325.89089746765683,341.11550736031069,358.21009848865214,374.9131546581271,392.1016075075479]
[" Industrial",210.41252056252281,226.88609313964801,254.13497179068762,187.2100922767749,157.4270874391178,180.83829470805441,198.41655822177904,216.64201952030527,228.79975664936245,241.15463361452254,252.64480203410886,265.1637238738445,278.29776899368039,289.61773721654419,303.56832242347855,314.41390898844122,323.63277263436424,331.42426143912343,339.57307272400601,343.93727888891527,351.82746805051073,360.73339056833169,371.92375563686846,381.22301587849751,389.10731115707301]
[" Transportation",549.81888270324475,596.84759521484398,708.90187629235277,406.38667462869051,447.16295305198071,542.65678113398656,604.00010341071868,661.06483901631009,714.35686387994281,764.16924059162022,805.13331786340132,850.39970498506295,892.06783074940802,929.55049698437085,964.20679928883487,990.06920191633094,1016.1557534719609,1054.8326731961108,1091.2729592511287,1118.0349113947391,1161.085260138974,1181.9301954596156,1232.4560893451367,1290.1595195386233,1322.0136898683704,{"$f":"Z536+($AI$366-$Y$536)/10","v":5.5334229650972304},{"$f":"AA366+($AI$366-$Y$536)/10","v":5.5639341150042458},5.5944452649112613,5.6249564148182767,5.6554675647252921,5.6859787146323075,5.716489864539323,5.7470010144463384,{"$f":"T536*$E$742","v":5.7775121643533494},{"$f":"AI366+($AX$366-$AI$366)/15","v":5.8429093568498098},{"$f":"AJ366+($AX$366-$AI$366)/15","v":5.9083065493462703},5.9737037418427308,6.0391009343391913,6.1044981268356517,6.1698953193321122,6.2352925118285727,6.3006897043250332,6.3660868968214936,6.4314840893179541,6.4968812818144146,6.5622784743108751,6.6276756668073356,6.693072859303796,{"$f":"AI366*$B$742","v":6.7584700518002592},{"$f":"AX366+($BM$366-$AX$366)/15","v":6.8253907547799981},{"$f":"AY366+($BM$366-$AX$366)/15","v":6.8923114577597371},6.959232160739476,7.026152863719215,7.0930735666989539,7.1599942696786929,7.2269149726584319,7.2938356756381708,7.3607563786179098,7.4276770815976487,7.4945977845773877,7.5615184875571266,7.6284391905368656,7.6953598935166045,{"$f":"AX366*$C$742","v":7.7622805964963462},{"$f":"BM366+($BR$366-$BM$366)/5","v":7.8391407838260445},{"$f":"BN366+($BR$366-$BM$366)/5","v":7.9160009711557429},{"$f":"BO366+($BR$366-$BM$366)/5","v":7.9928611584854412},{"$f":"BP366+($BR$366-$BM$366)/5","v":8.0697213458151396},{"$f":"BM366*$D$742","v":8.1465815331448379}]
["   Total Non-Renewable Expenditures",1151.0859678463546,1235.02709960938,1405.9186066996403,993.73713091111074,991.07514876947641,1131.7003147881212,1221.038560105055,1307.1547250090439,1389.9450601614428,1469.7993497059265,1544.0421618496678,1624.4209976542634,1703.8854780296228,1776.9868521708881,1854.0622550605767,1917.5679054742993,1978.3954213642144,2044.5889248527621,2112.8417777408945,2163.9271994062915,2241.4031618089139,2303.558949985179,2401.4612280803153,2501.5410135735665,2576.2560875804752]
[" Transportation Renewable Expenditures",3.1288517293273019E-2,4.0145620703697205E-2,3.8515830891447944E-2,2.6303627333810531E-2,5.6047443014104255E-2,7.1119337023784479E-2,8.8428224145552056E-2,0.10266115711707489,0.12491143634290662,2.2293869286864165,5.6123954184121017,7.9566359351664051,12.724991751969894,19.495647700796784,28.06371652814466,33.841758141316177,47.452021910622882,48.667640008057987,47.767774332439714,50.842459413568172,54.12672288853372,67.349033728123644,72.870357898145016,82.472655922369356,85.74303480046683]
["   Total Expenditures",1151.1172301979784,1235.06726074219,1405.957155546361,993.76346133595302,991.13120249830877,1131.7714475332546,1221.1269368042056,1307.2573637523753,1390.0699789505047,1472.0286986549243,1549.6545225531884,1632.3776685401217,1716.6105344121597,1796.4824632434897,1882.1259667447755,1951.4096785174786,2025.8475094892897,2093.2565961526161,2160.609578738799,2214.7697023873047,2295.5298624598372,2370.9079156203875,2474.3315685955818,2584.0136458368329,2661.9990499371279,{"$f":"Z539+($AI$369-$Y$539)/10","v":15.611683809514826},{"$f":"AA369+($AI$369-$Y$539)/10","v":15.541748469704389},15.471813129893953,15.401877790083516,15.331942450273079,15.262007110462642,15.192071770652205,15.122136430841769,{"$f":"T539*$E$745","v":15.052201091031337},{"$f":"AI369+($AX$369-$AI$369)/15","v":15.046283758755285},{"$f":"AJ369+($AX$369-$AI$369)/15","v":15.040366426479233},15.034449094203181,15.028531761927129,15.022614429651076,15.016697097375024,15.010779765098972,15.00486243282292,14.998945100546868,14.993027768270816,14.987110435994763,14.981193103718711,14.975275771442659,14.969358439166607,{"$f":"AI369*$B$745","v":14.963441106890555},{"$f":"AX369+($BM$369-$AX$369)/15","v":14.972946595029557},{"$f":"AY369+($BM$369-$AX$369)/15","v":14.982452083168559},14.991957571307561,15.001463059446563,15.010968547585565,15.020474035724567,15.029979523863569,15.03948501200257,15.048990500141572,15.058495988280574,15.068001476419576,15.077506964558578,15.08701245269758,15.096517940836582,{"$f":"AX369*$C$745","v":15.106023428975591},{"$f":"BM369+($BR$369-$BM$369)/5","v":15.115619492174282},{"$f":"BN369+($BR$369-$BM$369)/5","v":15.125215555372973},{"$f":"BO369+($BR$369-$BM$369)/5","v":15.134811618571664},{"$f":"BP369+($BR$369-$BM$369)/5","v":15.144407681770355},{"$f":"BM369*$D$745","v":15.154003744969049}]
[]
[]
[]
["   1/ Includes energy for combined heat and power plants, except those whose primary business is to sell electricity, or electricity and heat, to the public."]
["   2/ Excludes use for lease and plant fuel.",null,null,null,null,null,null,null,null,null,null,null,null,null,null,null,null,null,null,null,null,null,null,null,null,null,{"$f":"Z544+($AI$374-$Y$544)/10","v":11.584123362673006},{"$f":"AA374+($AI$374-$Y$544)/10","v":11.952852829654059},12.321582296635112,12.690311763616165,13.059041230597218,13.427770697578271,13.796500164559324,14.165229631540377,{"$f":"T544*$E$744","v":14.533959098521429},{"$f":"AI374+($AX$374-$AI$374)/15","v":14.687791105011014},{"$f":"AJ374+($AX$374-$AI$374)/15","v":14.841623111500599},14.995455117990184,15.14928712447977,15.303119130969355,15.45695113745894,15.610783143948526,15.764615150438111,15.918447156927696,16.072279163417281,16.226111169906865,16.379943176396448,16.533775182886032,16.687607189375615,{"$f":"AI374*$B$744","v":16.841439195865195},{"$f":"AX374+($BM$374-$AX$374)/15","v":16.937333989857837},{"$f":"AY374+($BM$374-$AX$374)/15","v":17.033228783850479},17.129123577843121,17.225018371835763,17.320913165828404,17.416807959821046,17.512702753813688,17.60859754780633,17.704492341798971,17.800387135791613,17.896281929784255,17.992176723776897,18.088071517769539,18.18396631176218,{"$f":"AX374*$C$744","v":18.27986110575484},{"$f":"BM374+($BR$374-$BM$374)/5","v":18.383946243287554},{"$f":"BN374+($BR$374-$BM$374)/5","v":18.488031380820267},{"$f":"BO374+($BR$374-$BM$374)/5","v":18.592116518352981},{"$f":"BP374+($BR$374-$BM$374)/5","v":18.696201655885694},{"$f":"BM374*$D$744","v":18.800286793418415}]
["   3/ Includes Federal and State taxes while excluding county and local taxes."]
["   4/ E85 refers to a blend of 85 percent ethanol (renewable) and 15 percent motor gasoline (nonrenewable).  To address cold starting issues, the percentage of ethanol varies",null,null,null,null,null,null,null,null,null,null,null,null,null,null,null,null,null,null,null,null,null,null,null,null,null,{"$f":"Z546+($AI$376-$Y$546)/10","v":13.665763245709009},{"$f":"AA376+($AI$376-$Y$546)/10","v":14.091688195895063},14.517613146081118,14.943538096267172,15.369463046453227,15.795387996639281,16.221312946825336,16.64723789701139,{"$f":"T546*$E$744","v":17.073162847197445},{"$f":"AI376+($AX$376-$AI$376)/15","v":17.253870586919582},{"$f":"AJ376+($AX$376-$AI$376)/15","v":17.43457832664172},17.615286066363858,17.795993806085995,17.976701545808133,18.157409285530271,18.338117025252409,18.518824764974546,18.699532504696684,18.880240244418822,19.060947984140959,19.241655723863097,19.422363463585235,19.603071203307373,{"$f":"AI376*$B$744","v":19.783778943029514},{"$f":"AX376+($BM$376-$AX$376)/15","v":19.896427356509733},{"$f":"AY376+($BM$376-$AX$376)/15","v":20.009075769989952},20.121724183470171,20.23437259695039,20.347021010430609,20.459669423910828,20.572317837391047,20.684966250871266,20.797614664351485,20.910263077831704,21.022911491311923,21.135559904792142,21.248208318272361,21.36085673175258,{"$f":"AX376*$C$744","v":21.47350514523281},{"$f":"BM376+($BR$376-$BM$376)/5","v":21.595774823509927},{"$f":"BN376+($BR$376-$BM$376)/5","v":21.718044501787045},{"$f":"BO376+($BR$376-$BM$376)/5","v":21.840314180064162},{"$f":"BP376+($BR$376-$BM$376)/5","v":21.962583858341279},{"$f":"BM376*$D$744","v":22.084853536618393}]
["seasonally.  The annual average ethanol content of 74 percent is used for this forecast."]
["   5/ Sales weighted-average price for all grades.  Includes Federal, State, and local taxes."]
["   6/ Kerosene-type jet fuel.  Includes Federal and State taxes while excluding county and local taxes."]
["   7/ Diesel fuel for on-road use.  Includes Federal and State taxes while excluding county and local taxes.",null,null,null,null,null,null,null,null,null,null,null,null,null,null,null,null,null,null,null,null,null,null,null,null,null,{"$f":"Z550+($AI$380-$Y$550)/10","v":17.944433063730909},{"$f":"AA380+($AI$380-$Y$550)/10","v":17.852387205459664},17.760341347188419,17.668295488917174,17.576249630645929,17.484203772374684,17.392157914103439,17.300112055832194,{"$f":"T550*$E$747","v":17.208066197560942},{"$f":"AI380+($AX$380-$AI$380)/15","v":17.219509839491277},{"$f":"AJ380+($AX$380-$AI$380)/15","v":17.230953481421611},17.242397123351946,17.253840765282281,17.265284407212615,17.27672804914295,17.288171691073284,17.299615333003619,17.311058974933953,17.322502616864288,17.333946258794622,17.345389900724957,17.356833542655291,17.368277184585626,{"$f":"AI380*$B$747","v":17.379720826515971},{"$f":"AX380+($BM$380-$AX$380)/15","v":17.385626979648983},{"$f":"AY380+($BM$380-$AX$380)/15","v":17.391533132781994},17.397439285915006,17.403345439048017,17.409251592181029,17.41515774531404,17.421063898447052,17.426970051580064,17.432876204713075,17.438782357846087,17.444688510979098,17.45059466411211,17.456500817245121,17.462406970378133,{"$f":"AX380*$C$747","v":17.468313123511169},{"$f":"BM380+($BR$380-$BM$380)/5","v":17.474249382977746},{"$f":"BN380+($BR$380-$BM$380)/5","v":17.480185642444322},{"$f":"BO380+($BR$380-$BM$380)/5","v":17.486121901910899},{"$f":"BP380+($BR$380-$BM$380)/5","v":17.492058161377475},{"$f":"BM380*$D$747","v":17.497994420844059}]
["   8/ Compressed natural gas used as a vehicle fuel.  Includes estimated motor vehicle fuel taxes and estimated dispensing costs or charges."]
["   9/ Includes electricity-only and combined heat and power plants whose primary business is to sell electricity, or electricity and heat, to the public."]
["   10/ Weighted averages of end-use fuel prices are derived from the prices shown in each sector and the corresponding sectoral consumption."]
["   Btu = British thermal unit."]
["   - - = Not applicable."]
["   Note:  Data for 2006 and 2007 are model results and may differ slightly from official EIA data reports."]
["   Sources:  2006 and 2007 prices for motor gasoline, distillate fuel oil, and jet fuel are based on prices in the Energy Information Administration (EIA), Petroleum Marketing Annual"]
["2007, DOE/EIA-0487(2007) (Washington, DC, August 2008).  2006 residential and commercial natural gas delivered prices:  EIA, Natural Gas Annual 2006, DOE/EIA-0131(2006)"]
["(Washington, DC, October, 2007).  2007 residential and commercial natural gas delivered prices:  EIA, Natural Gas Monthly, DOE/EIA-0130(2008/04) (Washington, DC, April 2008)."]
["2006 and 2007 industrial natural gas delivered prices are estimated based on:  EIA, Manufacturing Energy Consumption Survey 1994 and industrial and wellhead prices from the"]
["Natural Gas Annual 2006, DOE/EIA-0131(2006) (Washington, DC, October, 2007) and the Natural Gas Monthly, DOE/EIA-0130(2008/04) (Washington, DC, April 2008).  2006"]
["transportation sector natural gas delivered prices are based on:  EIA, Natural Gas Annual 2006, DOE/EIA-0131(2006) (Washington, DC, October, 2007) and estimated State taxes,",null,null,null,null,null,null,null,null,null,null,null,null,null,null,null,null,null,null,null,null,null,null,null,null,null,{"$f":"Z562+($AI$392-$Y$562)/10","v":5.5024940130181221},{"$f":"AA392+($AI$392-$Y$562)/10","v":5.5327298577229831},5.5629657024278441,5.593201547132705,5.623437391837566,5.6536732365424269,5.6839090812472879,5.7141449259521488,{"$f":"T562*$E$742","v":5.7443807706570116},{"$f":"AI392+($AX$392-$AI$392)/15","v":5.809402940121136},{"$f":"AJ392+($AX$392-$AI$392)/15","v":5.8744251095852604},5.9394472790493849,6.0044694485135093,6.0694916179776337,6.1345137874417581,6.1995359569058825,6.264558126370007,6.3295802958341314,6.3946024652982558,6.4596246347623802,6.5246468042265047,6.5896689736906291,6.6546911431547535,{"$f":"AI392*$B$742","v":6.7197133126188779},{"$f":"AX392+($BM$392-$AX$392)/15","v":6.7862502559294402},{"$f":"AY392+($BM$392-$AX$392)/15","v":6.8527871992400025},6.9193241425505647,6.985861085861127,7.0523980291716892,7.1189349724822515,7.1854719157928137,7.252008859103376,7.3185458024139383,7.3850827457245005,7.4516196890350628,7.518156632345625,7.5846935756561873,7.6512305189667495,{"$f":"AX392*$C$742","v":7.7177674622773127},{"$f":"BM392+($BR$392-$BM$392)/5","v":7.7941868915344088},{"$f":"BN392+($BR$392-$BM$392)/5","v":7.8706063207915049},{"$f":"BO392+($BR$392-$BM$392)/5","v":7.947025750048601},{"$f":"BP392+($BR$392-$BM$392)/5","v":8.023445179305698},{"$f":"BM392*$D$742","v":8.099864608562795}]
["Federal taxes, and dispensing costs or charges.  2007 transportation sector natural gas delivered prices are model results.  2006 and 2007 electric power sector natural gas prices:",null,null,null,null,null,null,null,null,null,null,null,null,null,null,null,null,null,null,null,null,null,null,null,null,null,{"$f":"Z563+($AI$393-$Y$563)/10","v":1.3116492415795387},{"$f":"AA393+($AI$393-$Y$563)/10","v":1.314474997718583},1.3173007538576273,1.3201265099966717,1.322952266135716,1.3257780222747604,1.3286037784138047,1.3314295345528491,{"$f":"T563*$E$740","v":1.3342552906918941},{"$f":"AI393+($AX$393-$AI$393)/15","v":1.3381671025139799},{"$f":"AJ393+($AX$393-$AI$393)/15","v":1.3420789143360656},1.3459907261581514,1.3499025379802372,1.353814349802323,1.3577261616244087,1.3616379734464945,1.3655497852685803,1.3694615970906661,1.3733734089127518,1.3772852207348376,1.3811970325569234,1.3851088443790092,1.3890206562010949,{"$f":"AI393*$B$740","v":1.3929324680231794},{"$f":"AX393+($BM$393-$AX$393)/15","v":1.3955742685410359},{"$f":"AY393+($BM$393-$AX$393)/15","v":1.3982160690588925},1.4008578695767491,1.4034996700946056,1.4061414706124622,1.4087832711303188,1.4114250716481753,1.4140668721660319,1.4167086726838884,1.419350473201745,1.4219922737196016,1.4246340742374581,1.4272758747553147,1.4299176752731713,{"$f":"AX393*$C$740","v":1.4325594757910274},{"$f":"BM393+($BR$393-$BM$393)/5","v":1.4352764318903966},{"$f":"BN393+($BR$393-$BM$393)/5","v":1.4379933879897657},{"$f":"BO393+($BR$393-$BM$393)/5","v":1.4407103440891349},{"$f":"BP393+($BR$393-$BM$393)/5","v":1.4434273001885041},{"$f":"BM393*$D$740","v":1.4461442562878735}]
["EIA, Electric Power Monthly, April 2007 and April 2008, Table 4.13.B.  2006 and 2007 coal prices based on:  EIA, Quarterly Coal Report, October-December 2007,"]
["DOE/EIA-0121(2007/4Q) (Washington, DC, March 2008) and EIA, AEO2009 National Energy Modeling System run nostimls.d041409a.  2006 and 2007 electricity prices:  EIA, Annual"]
["Energy Review 2007, DOE/EIA-0384(2007) (Washington, DC, June 2008).  2006 and 2007 E85 prices derived from monthly prices in the Clean Cities Alternative Fuel Price Report."]
["Projections:  EIA, AEO2009 National Energy Modeling System run stimulus.d041409a."]
[]
[]
[]
[]
[]
["AEO 2007 Report #: DOE/EIA-0383(2007)"]
["Release date full report: February 2007"]
["Next release date full report: February 2008"]
[]
[" Table   3.  Energy Prices by Sector and Source"]
["                     (2005 dollars per million Btu, unless otherwise noted)"]
[]
[]
[]
[null,null,null,"2004","2005","2006","2007","2008","2009","2010","2011","2012","2013","2014","2015","2016","2017","2018","2019","2020","2021","2022","2023","2024","2025","2026"]
[]
[]
[" Residential"]
["   Liquefied Petroleum Gases",null,null,18.210411071777301,19.293371200561499,21.158409118652301,24.5404376983643,24.494813919067401,23.9600429534912,23.672391891479499,23.2634162902832,23.106723785400401,22.905719757080099,22.942964553833001,22.881586074829102,22.979688644409201,23.190465927123999,23.129106521606399,23.088548660278299,23.183416366577099,23.1546516418457,23.285535812377901,23.420475006103501,23.540468215942401,23.532218933105501,23.562456130981399]
["   Distillate Fuel Oil",null,null,12.893347740173301,14.727064132690399,16.906724929809599,17.4485054016113,16.910488128662099,15.8367977142334,14.87486743927,14.031831741333001,13.359474182128899,12.596385955810501,12.5241403579712,12.595507621765099,12.630928039550801,12.738121032714799,12.8303670883179,13.052293777465801,13.1472158432007,13.2630777359009,13.422198295593301,13.360619544982899,13.513841629028301,13.560380935668899,13.627392768859901]
["   Natural Gas",null,null,10.721179008483899,12.4281768798828,13.040691375732401,11.8341617584229,11.7410221099854,11.2507781982422,10.9759874343872,10.5919141769409,10.441241264343301,10.249824523925801,10.2927255630493,10.2421607971191,10.3305416107178,10.557685852050801,10.4870929718018,10.439262390136699,10.539955139160201,10.5361185073853,10.6743927001953,10.830116271972701,10.948052406311,10.9735927581787,11.0174913406372]
["   Electricity",null,null,27.0989685058594,27.587884902954102,27.636594772338899,27.492031097412099,27.368114471435501,27.154861450195298,26.912786483764599,26.5094184875488,26.281187057495099,26.172458648681602,26.036540985107401,25.993564605712901,26.085290908813501,26.304872512817401,26.445003509521499,26.355556488037099,26.368726730346701,26.419284820556602,26.420993804931602,26.4647102355957,26.5621242523193,26.608213424682599,26.564920425415]
[" Commercial"]
["   Distillate Fuel Oil",null,null,10.4802904129028,12.6793832778931,14.632154464721699,15.3235988616943,14.4384679794312,13.4501142501831,12.7189273834229,11.9810342788696,11.338329315185501,10.8460388183594,10.667523384094199,10.728004455566399,10.8701782226563,10.9251909255981,11.0219278335571,11.292310714721699,11.349814414978001,11.461010932922401,11.6882877349854,11.5126600265503,11.6838274002075,11.8503408432007,11.857501029968301]
["   Residual Fuel Oil",null,null,6.2490105628967303,8.4144115447997994,10.1003465652466,7.8816242218017596,7.7979149818420401,7.67907810211182,7.5374598503112802,7.0601482391357404,6.9191079139709499,5.9906802177429199,6.31249952316284,6.4941840171814,6.4476203918456996,6.5857205390930202,6.7015118598937997,6.98899221420288,7.0690569877624503,7.2425847053527797,7.4012169837951696,7.2363023757934597,7.3775544166564897,7.1704416275024396,7.2997760772705096]
["   Natural Gas",null,null,9.4024562835693395,11.2028198242188,11.3786783218384,10.2688541412354,10.157588958740201,9.6297473907470703,9.3356885910034197,8.9214458465576207,8.7509040832519496,8.5351839065551793,8.5524559020996094,8.47686672210693,8.5459880828857404,8.7391986846923793,8.6564092636108398,8.5963792800903303,8.6742591857910192,8.6351099014282209,8.7470979690551793,8.8685941696166992,8.9716949462890607,8.9597854614257795,8.9777603149414098]
["   Electricity",null,null,24.591539382934599,25.251781463623001,25.738388061523398,25.3376979827881,25.268539428710898,24.918291091918899,24.500482559204102,23.8594665527344,23.593626022338899,23.443479537963899,23.311824798583999,23.328050613403299,23.4844055175781,23.749778747558601,23.944339752197301,23.889307022094702,23.952335357666001,24.000473022460898,24.006351470947301,24.077814102172901,24.1955890655518,24.23095703125,24.1812038421631]
[" Industrial 1/"]
["   Liquefied Petroleum Gases",null,null,11.1755380630493,16.959981918335,18.9578742980957,17.513134002685501,17.389408111572301,16.750247955322301,16.423851013183601,15.943309783935501,15.769355773925801,15.620997428894,15.627494812011699,15.565483093261699,15.6823263168335,15.8655786514282,15.8662757873535,15.8647546768188,15.9073581695557,15.883088111877401,15.994482994079601,16.1067924499512,16.2546577453613,16.219263076782202,16.2301216125488]
["   Distillate Fuel Oil",null,null,10.9898891448975,13.0814533233643,15.1407413482666,15.435567855835,14.2919836044312,13.4232997894287,12.948052406311,12.4780015945435,11.882830619811999,11.641848564147899,11.349123954772899,11.401933670043899,11.6324548721313,11.632493019104,11.737724304199199,12.060711860656699,12.0405569076538,12.1396341323853,12.421196937561,12.169375419616699,12.3622283935547,12.619636535644499,12.5786838531494]
["   Residual Fuel Oil",null,null,5.7738895416259801,7.7708010673522896,9.3422021865844709,9.8767166137695295,10.084191322326699,9.7906637191772496,9.5023155212402308,8.7792091369628906,8.4676847457885707,8.0373468399047905,7.9767365455627397,8.2131023406982404,8.4110374450683594,8.5568304061889595,8.6100654602050799,8.8084278106689506,8.9135255813598597,9.0664196014404297,9.2084608078002894,9.1494617462158203,9.2910699844360405,9.2583961486816406,9.38494873046875]
["   Natural Gas 2/",null,null,6.4688553810119602,8.1627740859985405,7.4494204521179199,7.3632249832153303,7.2901554107665998,6.7422003746032697,6.4267692565918004,6.0213589668273899,5.8671450614929199,5.6813068389892596,5.6900143623352104,5.6504640579223597,5.7415480613708496,5.91982173919678,5.8755149841308603,5.8359832763671902,5.9000439643859899,5.8858833312988299,6.0041050910949698,6.1238050460815403,6.2412667274475098,6.2102909088134801,6.2538614273071298]
["   Metallurgical Coal",null,null,2.3078472614288299,3.0599997043609601,3.2548489570617698,3.2975256443023699,3.2872827053070099,3.1889374256134002,3.0940959453582799,2.9914577007293701,2.8927016258239702,2.78926348686218,2.7408642768859899,2.7166485786438002,2.7061200141906698,2.7063503265380899,2.7045123577117902,2.68979120254517,2.7072892189025901,2.71812868118286,2.7191135883331299,2.7064330577850302,2.68589544296265,2.69574999809265,2.7049932479858398]
["   Other Industrial Coal",null,null,1.80300605297089,2.1500017642974898,2.2005796432495099,2.2392640113830602,2.2450914382934601,2.2358458042144802,2.2614977359771702,2.2480733394622798,2.2308864593505899,2.2124359607696502,2.2059276103973402,2.1967613697052002,2.18912577629089,2.1856777667999299,2.1763286590576199,2.1755278110504199,2.18182468414307,2.19542455673218,2.2050869464874299,2.2089655399322501,2.2187693119049099,2.2309319972991899,2.2423520088195801]
["   Coal to Liquids",null,null,"N/A","N/A","N/A","N/A","N/A","N/A","N/A",0.88956671953201305,0.881245017051697,0.88442194461822499,0.89085346460342396,0.88840740919113204,0.89322775602340698,0.90440875291824296,0.91453087329864502,0.95469778776168801,0.96978461742401101,1.01334369182587,1.02781510353088,1.0294380187988299,1.1219843626022299,1.2297383546829199,1.26935982704163]
["   Electricity",null,null,15.8847751617432,16.691057205200199,18.258220672607401,18.768579483032202,18.8538303375244,18.518165588378899,18.014034271240199,17.2542610168457,16.790317535400401,16.590124130248999,16.466903686523398,16.461626052856399,16.6055717468262,16.851476669311499,17.021175384521499,17.000881195068398,17.070917129516602,17.1260585784912,17.140884399414102,17.206485748291001,17.3262729644775,17.353824615478501,17.310489654541001]
[" Transportation"]
["   Liquefied Petroleum Gases 3/",null,null,19.6766357421875,23.9161167144775,26.805564880371101,22.710954666137699,22.759067535400401,22.268846511840799,24.343835830688501,23.932544708251999,23.763250350952099,23.536403656005898,23.5618801116943,23.4868278503418,23.560710906982401,23.7542419433594,23.654756546020501,23.5774955749512,23.664421081543001,23.6253147125244,23.741106033325199,23.8700561523438,23.973831176757798,23.953416824340799,23.9759330749512]
["   E85 4/",null,null,20.914932250976602,23.101913452148398,24.811454772949201,27.774848937988299,25.9952602386475,24.2666110992432,21.291254043579102,20.525190353393601,20.3361301422119,20.197395324706999,20.009881973266602,20.093305587768601,20.196292877197301,20.4327602386475,20.4076957702637,20.624263763427699,20.610368728637699,20.617734909057599,21.067132949829102,20.970218658447301,20.962213516235401,21.257926940918001,21.098123550415]
["   Motor Gasoline 5/",null,null,15.721848487854,18.644901275634801,21.1534824371338,20.964454650878899,19.721015930175799,18.6920680999756,17.902309417724599,17.232242584228501,16.863773345947301,16.565891265869102,16.0857257843018,16.063297271728501,16.111997604370099,16.240406036376999,16.3247375488281,16.6728916168213,16.6320400238037,16.751285552978501,17.051519393920898,16.920253753662099,17.1026096343994,17.3232307434082,17.144313812255898]
["   Jet Fuel 6/",null,null,9.2184209823608398,13.1439361572266,14.9574270248413,12.9907026290894,11.722384452819799,11.2624855041504,10.9056959152222,10.3720808029175,10.059165954589799,10.0335283279419,9.8430700302124006,9.8874025344848597,10.0322532653809,10.087176322936999,10.2108345031738,10.523097038269,10.506872177124,10.5880041122437,10.8930578231812,10.788450241088899,10.9106340408325,11.0979099273682,11.0487413406372]
["   Distillate Fuel Oil 7/",null,null,13.583283424377401,17.522464752197301,19.7921543121338,19.706336975097699,18.211244583129901,17.3085613250732,16.8088684082031,16.001249313354499,15.3922462463379,15.213009834289601,14.822114944458001,14.859941482543899,15.1213598251343,15.075839042663601,15.158118247985801,15.4795846939087,15.4157457351685,15.4886207580566,15.773143768310501,15.4716739654541,15.639728546142599,15.912574768066399,15.834021568298301]
["   Residual Fuel Oil",null,null,4.8536195755004901,5.5067763328552202,7.1623473167419398,8.8221101760864293,9.0483112335205096,8.6029233932495099,8.0481967926025408,7.6902847290039098,7.3429737091064498,7.1018238067626998,6.97245073318481,7.0413579940795898,7.0324416160583496,7.12284135818481,7.14320993423462,7.1685328483581499,7.3589744567871103,7.4886426925659197,7.6476154327392596,7.6766633987426802,7.8515577316284197,7.8973522186279297,8.0370302200317401]
["   Natural Gas 8/",null,null,11.913727760314901,14.761161804199199,11.981869697570801,12.283256530761699,12.1389265060425,12.3170175552368,13.965456008911101,13.507596015930201,13.291357994079601,13.0437335968018,12.940827369689901,12.861621856689499,12.894752502441399,13.0291633605957,12.9489841461182,12.946153640747101,12.9756631851196,12.953050613403301,13.079764366149901,13.110743522644,13.198463439941399,13.2244005203247,13.175202369689901]
["   Electricity",null,null,26.1035976409912,25.216188430786101,26.121034622192401,25.629154205322301,25.7473449707031,25.392839431762699,24.861566543579102,24.317947387695298,24.125808715820298,23.980707168579102,23.787378311157202,23.809650421142599,23.876377105712901,24.074831008911101,24.262081146240199,24.183790206909201,24.2170009613037,24.245899200439499,24.2234077453613,24.307447433471701,24.4279899597168,24.465734481811499,24.386825561523398]
[" Electric Power 9/"]
["   Distillate Fuel Oil",null,null,9.5153579711914098,11.3847246170044,13.235827445983899,14.263434410095201,13.7692108154297,12.704180717468301,11.7051839828491,10.7794647216797,10.0299482345581,9.2896862030029297,9.1972703933715803,9.2599020004272496,9.2775526046752894,9.4403448104858398,9.5352287292480504,9.7515039443969709,9.8428487777709996,9.9595317840576207,10.1106100082397,10.0771369934082,10.217479705810501,10.254093170166,10.318883895874]
["   Residual Fuel Oil",null,null,4.9909768104553196,6.9611043930053702,7.8457942008972203,7.1943798065185502,7.2948379516601598,6.9926204681396502,6.5808119773864702,6.2065305709838903,5.9029440879821804,5.45705270767212,5.4534096717834499,5.5995068550109899,5.6287369728088397,5.7370648384094203,5.8140759468078604,6.0071105957031303,6.0822205543518102,6.22955322265625,6.4186983108520499,6.3188004493713397,6.5342454910278303,6.5804891586303702,6.6370191574096697]
["   Natural Gas",null,null,6.1140975952148402,8.1813249588012695,6.9707522392272896,7.1151452064514196,7.0668158531189,6.5265731811523402,6.2202811241149902,5.8298497200012198,5.6925516128540004,5.4995698928832999,5.54103326797485,5.5007095336914098,5.59739446640015,5.7880721092224103,5.7225790023803702,5.6709170341491699,5.7639327049255398,5.72597312927246,5.8378243446350098,5.9462161064147896,6.05735063552856,6.0477237701415998,6.0664491653442401]
["   Steam Coal",null,null,1.4011929035186801,1.5299999713897701,1.6714243888855,1.69177293777466,1.70398998260498,1.7000321149826001,1.7052028179168699,1.66678094863892,1.63700723648071,1.6199716329574601,1.61296951770782,1.59987056255341,1.59190189838409,1.5892090797424301,1.57604885101318,1.5779995918273899,1.5809644460678101,1.5890377759933501,1.59825491905212,1.6020262241363501,1.6148724555969201,1.62832856178284,1.63934326171875]
[" Average Price to All Users 10/"]
["   Liquefied Petroleum Gases",null,null,12.6906900405884,17.482444763183601,19.464084625244102,18.995626449585,18.880571365356399,18.286575317382798,18.020065307617202,17.571559906005898,17.417589187622099,17.2678737640381,17.291303634643601,17.241743087768601,17.364793777465799,17.562221527099599,17.562810897827099,17.558799743652301,17.620630264282202,17.599321365356399,17.721448898315401,17.8418064117432,17.9907836914063,17.9618225097656,17.988685607910199]
["   E85 4/",null,null,20.914932250976602,23.101913452148398,24.811454772949201,27.774848937988299,25.9952602386475,24.2666110992432,21.291254043579102,20.525190353393601,20.3361301422119,20.197395324706999,20.009881973266602,20.093305587768601,20.196292877197301,20.4327602386475,20.4076957702637,20.624263763427699,20.610368728637699,20.617734909057599,21.067132949829102,20.970218658447301,20.962213516235401,21.257926940918001,21.098123550415]
["   Motor Gasoline 5/",null,null,15.706001281738301,18.602125167846701,21.1080112457275,20.962741851806602,19.720066070556602,18.690637588501001,17.900485992431602,17.230388641357401,16.861814498901399,16.564214706420898,16.0839519500732,16.0615749359131,16.110080718994102,16.238643646240199,16.322971343994102,16.671089172363299,16.630247116088899,16.7495441436768,17.049686431884801,16.918500900268601,17.100944519043001,17.321361541748001,17.142530441284201]
["   Jet Fuel",null,null,9.2184209823608398,13.1439361572266,14.9574270248413,12.9907026290894,11.722384452819799,11.2624855041504,10.9056959152222,10.3720808029175,10.059165954589799,10.0335283279419,9.8430700302124006,9.8874025344848597,10.0322532653809,10.087176322936999,10.2108345031738,10.523097038269,10.506872177124,10.5880041122437,10.8930578231812,10.788450241088899,10.9106340408325,11.0979099273682,11.0487413406372]
["   Distillate Fuel Oil",null,null,12.9106340408325,16.217037200927699,18.421550750732401,18.437913894653299,17.199058532714801,16.296318054199201,15.704516410827599,14.921827316284199,14.360170364379901,14.182985305786101,13.862556457519499,13.915904045105,14.153459548950201,14.1445617675781,14.2399711608887,14.558382987976101,14.527869224548301,14.6189737319946,14.9021968841553,14.6463842391968,14.8252000808716,15.0819444656372,15.031323432922401]
["   Residual Fuel Oil",null,null,5.0985417366027797,6.5886197090148899,7.9185199737548801,8.2529850006103498,8.4050197601318395,8.0572872161865199,7.6087560653686497,7.1943945884704599,6.8676166534423801,6.4547815322876003,6.4073238372802699,6.54701900482178,6.5695567131042498,6.6816062927246103,6.7372307777404803,6.86507225036621,6.9956922531127903,7.1396765708923304,7.3088741302490199,7.2670574188232404,7.4510564804077104,7.4737396240234402,7.5808291435241699]
["   Natural Gas",null,null,7.8259296417236301,9.6487970352172905,9.1377601623535192,8.7611961364746094,8.6626396179199201,8.1270828247070295,7.8336372375488299,7.4448304176330602,7.2887372970581099,7.0927038192748997,7.1150150299072301,7.0641679763793901,7.1520218849182102,7.3469972610473597,7.2896466255187997,7.2448530197143599,7.3207983970642099,7.3070926666259801,7.4372458457946804,7.5700182914733896,7.6924967765808097,7.6794857978820801,7.7304539680481001]
["   Metallurgical Coal",null,null,2.3078472614288299,3.0599997043609601,3.2548489570617698,3.2975256443023699,3.2872827053070099,3.1889374256134002,3.0940959453582799,2.9914577007293701,2.8927016258239702,2.78926348686218,2.7408642768859899,2.7166485786438002,2.7061200141906698,2.7063503265380899,2.7045123577117902,2.68979120254517,2.7072892189025901,2.71812868118286,2.7191135883331299,2.7064330577850302,2.68589544296265,2.69574999809265,2.7049932479858398,2027,2028,2029,2030,2031,2032,2033,2034,2035,2036,2037,2038,2039,2040,2041,2042,2043,2044,2045,2046,2047,2048,2049,2050,2051,2052,2053,2054,2055,2056,2057,2058,2059,2060,2061,2062,2063,2064,2065,2066,2067,2068,2069,2070]
["   Other Coal",null,null,1.43066883087158,1.5706532001495399,1.7059867382049601,1.7268872261047401,1.7392324209213299,1.7345312833786,1.7401528358459499,1.7026997804641699,1.67319643497467,1.6556009054184,1.6479283571243299,1.63474309444427,1.6263667345046999,1.6231272220611599,1.60980331897736,1.6111264228820801,1.61373710632324,1.6214674711227399,1.6300570964813199,1.6331868171691899,1.6452817916870099,1.6581670045852701,1.6686607599258401]
["   Coal to Liquids",null,null,"N/A","N/A","N/A","N/A","N/A","N/A","N/A",0.88956671953201305,0.881245017051697,0.88442194461822499,0.89085346460342396,0.88840740919113204,0.89322775602340698,0.90440875291824296,0.91453087329864502,0.95469778776168801,0.96978461742401101,1.01334369182587,1.02781510353088,1.0294380187988299,1.1219843626022299,1.2297383546829199,1.26935982704163]
["   Electricity",null,null,23.009492874145501,23.734071731567401,24.3845615386963,24.318822860717798,24.297929763793899,24.022377014160199,23.662025451660199,23.093143463134801,22.802413940429702,22.663448333740199,22.5459308624268,22.5456428527832,22.688844680786101,22.9480895996094,23.136041641235401,23.0899753570557,23.154170989990199,23.213594436645501,23.230543136596701,23.3047065734863,23.429094314575199,23.4709377288818,23.433801651001001]
["Non-Renewable Energy Expenditures by Sector"]
["(billion 2005 dollars)"]
[" Residential",null,null,195.98880004882801,215.13366699218801,218.80557250976599,221.29866027832,223.50036621093801,221.10458374023401,220.438400268555,218.08479309082,218.45701599121099,217.84970092773401,219.40165710449199,221.00289916992199,224.59239196777301,228.53056335449199,230.97148132324199,232.57162475585901,236.03457641601599,237.58020019531301,240.43632507324199,243.39186096191401,247.24427795410199,248.98767089843801,251.02548217773401]
[" Commercial",null,null,141.77845764160199,154.38449096679699,157.84999084472699,156.06527709960901,159.312088012695,158.53677368164099,157.966796875,156.350173950195,157.31393432617199,158.58882141113301,160.74195861816401,163.37489318847699,167.20817565918,172.04411315918,175.58262634277301,178.093505859375,181.73991394043,185.01341247558599,188.79048156738301,192.86947631835901,197.36026000976599,201.10684204101599,204.49230957031301]
[" Industrial",null,null,184.22943115234401,196.07313537597699,205.39855957031301,217.87611389160199,214.14784240722699,207.11370849609401,200.48422241210901,191.81477355957,187.29217529296901,184.91578674316401,184.25204467773401,184.11447143554699,186.80691528320301,189.66255187988301,190.49990844726599,192.03105163574199,194.88296508789099,196.87213134765599,200.07191467285199,202.13279724121099,205.48814392089801,206.97822570800801,209.30905151367199]
[" Transportation",null,null,385.00112915039102,474.66281127929699,545.7236328125,538.79211425781295,508.11019897460898,488.44781494140602,476.37777709960898,463.41403198242199,458.16046142578102,458.57275390625,452.78533935546898,459.41848754882801,469.74392700195301,478.67190551757801,487.87078857421898,505.29348754882801,511.07485961914102,521.646240234375,538.77532958984398,540.642822265625,554.21173095703102,570.280029296875,574.30035400390602]
["   Total Non-Renewable Expenditures",null,null,906.997802734375,1040.25415039063,1127.77770996094,1134.0322265625,1105.07055664063,1075.20288085938,1055.26721191406,1029.66381835938,1021.22357177734,1019.92706298828,1017.18103027344,1027.91076660156,1048.35144042969,1068.9091796875,1084.9248046875,1107.98962402344,1123.73229980469,1141.11193847656,1168.07409667969,1179.03698730469,1204.30444335938,1227.35278320313,1239.12719726563]
[" Transportation Renewable Expenditures",null,null,2.27928571403027E-2,3.3822253346443197E-2,4.68330308794975E-2,4.2311083525419201E-2,4.6379543840885197E-2,5.0339180976152399E-2,6.3796535134315505E-2,7.1353547275066403E-2,7.5695373117923695E-2,8.06071981787682E-2,8.2480475306510898E-2,8.9031867682933793E-2,9.6231654286384596E-2,0.10344713926315301,0.112680315971375,0.13150542974471999,0.15408998727798501,0.18660007417201999,0.21707823872566201,0.243339464068413,0.28575915098190302,0.31987324357032798,0.34808513522148099]
["   Total Expenditures",null,null,907.02056884765602,1040.28796386719,1127.82458496094,1134.07458496094,1105.11694335938,1075.25317382813,1055.3310546875,1029.73522949219,1021.29925537109,1020.00769042969,1017.26348876953,1027.99975585938,1048.44763183594,1069.01257324219,1085.03747558594,1108.12109375,1123.88635253906,1141.29858398438,1168.29113769531,1179.2802734375,1204.59020996094,1227.67260742188,1239.47534179688]
["Woody Biomass","See High A Case"]
["Methanol","See High A Case"]
["Prices for Woody Biomass, Methanol and Steam are taken from the AEO High A case below",null,null,null,null,null,null,null,null,null,null,null,null,null,null,null,null,null,null,null,null,null,null,null,null,null,{"$f":"Z641+($AI$471-$Y$641)/10","v":8.1072037368774854},{"$f":"AA471+($AI$471-$Y$641)/10","v":8.1552847846985532},8.203365832519621,8.2514468803406888,8.2995279281617567,8.3476089759828245,8.3956900238038923,8.4437710716249601,{"$f":"T641*$E$742","v":8.4918521194460261},{"$f":"AI471+($AX$471-$AI$471)/15","v":8.5879736457897184},{"$f":"AJ471+($AX$471-$AI$471)/15","v":8.6840951721334108},8.7802166984771031,8.8763382248207954,8.9724597511644877,9.06858127750818,9.1647028038518723,9.2608243301955646,9.3569458565392569,9.4530673828829492,9.5491889092266415,9.6453104355703339,9.7414319619140262,9.8375534882577185,{"$f":"AI471*$B$742","v":9.9336750146014001},{"$f":"AX471+($BM$471-$AX$471)/15","v":10.032035813725209},{"$f":"AY471+($BM$471-$AX$471)/15","v":10.130396612849017},10.228757411972826,10.327118211096634,10.425479010220442,10.523839809344251,10.622200608468059,10.720561407591868,10.818922206715676,10.917283005839485,11.015643804963293,11.114004604087102,11.21236540321091,11.310726202334719,{"$f":"AX471*$C$742","v":11.409087001458516},{"$f":"BM471+($BR$471-$BM$471)/5","v":11.522056966057418},{"$f":"BN471+($BR$471-$BM$471)/5","v":11.63502693065632},{"$f":"BO471+($BR$471-$BM$471)/5","v":11.747996895255222},{"$f":"BP471+($BR$471-$BM$471)/5","v":11.860966859854123},{"$f":"BM471*$D$742","v":11.973936824453022}]
["   1/ Includes energy for combined heat and power plants, except those whose primary business is to sell electricity, or electricity and heat, to the public.",null,null,null,null,null,null,null,null,null,null,null,null,null,null,null,null,null,null,null,null,null,null,null,null,null,{"$f":"Z642+($AI$472-$Y$642)/10","v":22.490795032640289},{"$f":"AA472+($AI$472-$Y$642)/10","v":22.394891584604984},22.29898813656968,22.203084688534375,22.10718124049907,22.011277792463765,21.915374344428461,21.819470896393156,{"$f":"T642*$E$745","v":21.723567448357841},{"$f":"AI472+($AX$472-$AI$472)/15","v":21.715027463671497},{"$f":"AJ472+($AX$472-$AI$472)/15","v":21.706487478985153},21.697947494298809,21.689407509612465,21.680867524926121,21.672327540239777,21.663787555553434,21.65524757086709,21.646707586180746,21.638167601494402,21.629627616808058,21.621087632121714,21.61254764743537,21.604007662749027,{"$f":"AI472*$B$745","v":21.595467678062693},{"$f":"AX472+($BM$472-$AX$472)/15","v":21.609186144316791},{"$f":"AY472+($BM$472-$AX$472)/15","v":21.622904610570888},21.636623076824986,21.650341543079083,21.664060009333181,21.677778475587278,21.691496941841375,21.705215408095473,21.71893387434957,21.732652340603668,21.746370806857765,21.760089273111863,21.77380773936596,21.787526205620058,{"$f":"AX472*$C$745","v":21.801244671874137},{"$f":"BM472+($BR$472-$BM$472)/5","v":21.815093857443394},{"$f":"BN472+($BR$472-$BM$472)/5","v":21.82894304301265},{"$f":"BO472+($BR$472-$BM$472)/5","v":21.842792228581906},{"$f":"BP472+($BR$472-$BM$472)/5","v":21.856641414151163},{"$f":"BM472*$D$745","v":21.870490599720426}]
["   2/ Excludes use for lease and plant fuel."]
["   3/ Includes Federal and State taxes while excluding county and local taxes."]
["   4/ E85 refers to a blend of 85 percent ethanol (renewable) and 15 percent motor gasoline (nonrenewable).  To address cold starting issues, the percentage of ethanol actually"]
["varies seasonally.  The annual average ethanol content of 74 percent is used for this forecast."]
["   5/ Sales weighted-average price for all grades.  Includes Federal, State, and local taxes."]
["   6/ Kerosene-type jet fuel.  Includes Federal and State taxes while excluding county and local taxes."]
["   7/ Diesel fuel for on-road use.  Includes Federal and State taxes while excluding county and local taxes."]
["   8/ Compressed natural gas used as a vehicle fuel.  Includes estimated motor vehicle fuel taxes and estimated dispensing costs or charges.",null,null,null,null,null,null,null,null,null,null,null,null,null,null,null,null,null,null,null,null,null,null,null,null,null,{"$f":"Z650+($AI$480-$Y$650)/10","v":5.5873463921161282},{"$f":"AA480+($AI$480-$Y$650)/10","v":5.6146233040707969},5.6419002160254657,5.6691771279801344,5.6964540399348031,5.7237309518894719,5.7510078638441406,5.7782847757988094,{"$f":"T650*$E$742","v":5.8055616877534817},{"$f":"AI480+($AX$480-$AI$480)/15","v":5.8712763802445851},{"$f":"AJ480+($AX$480-$AI$480)/15","v":5.9369910727356885},6.0027057652267919,6.0684204577178953,6.1341351502089987,6.1998498427001021,6.2655645351912055,6.3312792276823089,6.3969939201734123,6.4627086126645157,6.5284233051556191,6.5941379976467225,6.6598526901378259,6.7255673826289293,{"$f":"AI480*$B$742","v":6.791282075120038},{"$f":"AX480+($BM$480-$AX$480)/15","v":6.858527674659193},{"$f":"AY480+($BM$480-$AX$480)/15","v":6.925773274198348},6.993018873737503,7.060264473276658,7.1275100728158129,7.1947556723549679,7.2620012718941229,7.3292468714332779,7.3964924709724329,7.4637380705115879,7.5309836700507429,7.5982292695898979,7.6654748691290528,7.7327204686682078,{"$f":"AX480*$C$742","v":7.7999660682073682},{"$f":"BM480+($BR$480-$BM$480)/5","v":7.8771994077800587},{"$f":"BN480+($BR$480-$BM$480)/5","v":7.9544327473527492},{"$f":"BO480+($BR$480-$BM$480)/5","v":8.0316660869254388},{"$f":"BP480+($BR$480-$BM$480)/5","v":8.1088994264981284},{"$f":"BM480*$D$742","v":8.1861327660708199}]
["   9/ Includes electricity-only and combined heat and power plants whose primary business is to sell electricity, or electricity and heat, to the public."]
["   10/ Weighted averages of end-use fuel prices are derived from the prices shown in each sector and the corresponding sectoral consumption."]
["   Btu = British thermal unit.",null,null,null,null,null,null,null,null,null,null,null,null,null,null,null,null,null,null,null,null,null,null,null,null,null,{"$f":"Z653+($AI$483-$Y$653)/10","v":15.747041087587585},{"$f":"AA483+($AI$483-$Y$653)/10","v":15.673905881106727},15.600770674625869,15.527635468145011,15.454500261664153,15.381365055183295,15.308229848702437,15.235094642221579,{"$f":"T653*$E$745","v":15.161959435740725},{"$f":"AI483+($AX$483-$AI$483)/15","v":15.155998955184113},{"$f":"AJ483+($AX$483-$AI$483)/15","v":15.150038474627502},15.144077994070891,15.138117513514279,15.132157032957668,15.126196552401057,15.120236071844445,15.114275591287834,15.108315110731223,15.102354630174611,15.096394149618,15.090433669061388,15.084473188504777,15.078512707948166,{"$f":"AI483*$B$745","v":15.072552227391549},{"$f":"AX483+($BM$483-$AX$483)/15","v":15.082127028094042},{"$f":"AY483+($BM$483-$AX$483)/15","v":15.091701828796536},15.101276629499029,15.110851430201523,15.120426230904016,15.130001031606509,15.139575832309003,15.149150633011496,15.15872543371399,15.168300234416483,15.177875035118976,15.18744983582147,15.197024636523963,15.206599437226457,{"$f":"AX483*$C$745","v":15.216174237928941},{"$f":"BM483+($BR$483-$BM$483)/5","v":15.225840274150585},{"$f":"BN483+($BR$483-$BM$483)/5","v":15.235506310372228},{"$f":"BO483+($BR$483-$BM$483)/5","v":15.245172346593872},{"$f":"BP483+($BR$483-$BM$483)/5","v":15.254838382815516},{"$f":"BM483*$D$745","v":15.264504419037157}]
["   N/A = Not applicable."]
["   Note:  Data for 2004 and 2005 are model results and may differ slightly from official EIA data reports."]
["   Sources:  2004 and 2005 prices for motor gasoline, distillate fuel oil, and jet fuel are based on prices in the Energy Information Administration (EIA), Petroleum Marketing Annual 2005,"]
["DOE/EIA-0487(2005) (Washington, DC, August 2006).  2004 residential and commercial natural gas delivered prices:  EIA, Natural Gas Annual 2004, DOE/EIA-0131(2004)"]
["(Washington, DC, December 2005).  2005 residential and commercial natural gas delivered prices:  EIA, Natural Gas Monthly, DOE/EIA-0130(2006/04) (Washington, DC, April 2006).",null,null,null,null,null,null,null,null,null,null,null,null,null,null,null,null,null,null,null,null,null,null,null,null,null,{"$f":"Z658+($AI$488-$Y$658)/10","v":13.224797394153365},{"$f":"AA488+($AI$488-$Y$658)/10","v":13.589441040570847},13.954084686988329,14.318728333405812,14.683371979823294,15.048015626240776,15.412659272658258,15.777302919075741,{"$f":"T658*$E$744","v":16.141946565493228},{"$f":"AI488+($AX$488-$AI$488)/15","v":16.312798018423909},{"$f":"AJ488+($AX$488-$AI$488)/15","v":16.483649471354589},16.654500924285269,16.82535237721595,16.99620383014663,17.16705528307731,17.337906736007991,17.508758188938671,17.679609641869352,17.850461094800032,18.021312547730712,18.192164000661393,18.363015453592073,18.533866906522753,{"$f":"AI488*$B$744","v":18.704718359453445},{"$f":"AX488+($BM$488-$AX$488)/15","v":18.811222625087144},{"$f":"AY488+($BM$488-$AX$488)/15","v":18.917726890720843},19.024231156354542,19.130735421988241,19.23723968762194,19.34374395325564,19.450248218889339,19.556752484523038,19.663256750156737,19.769761015790436,19.876265281424136,19.982769547057835,20.089273812691534,20.195778078325233,{"$f":"AX488*$C$744","v":20.302282343958908},{"$f":"BM488+($BR$488-$BM$488)/5","v":20.417883104696291},{"$f":"BN488+($BR$488-$BM$488)/5","v":20.533483865433674},{"$f":"BO488+($BR$488-$BM$488)/5","v":20.649084626171057},{"$f":"BP488+($BR$488-$BM$488)/5","v":20.76468538690844},{"$f":"BM488*$D$744","v":20.880286147645826}]
["2004 and 2005 industrial natural gas delivered prices are estimated based on:  EIA, Manufacturing Energy Consumption Survey 1994 and industrial and wellhead prices from the"]
["Natural Gas Annual 2004, DOE/EIA-0131(2004) (Washington, DC, December 2005) and the Natural Gas Monthly, DOE/EIA-0130(2006/04) (Washington, DC, April 2006).  2004",null,null,null,null,null,null,null,null,null,null,null,null,null,null,null,null,null,null,null,null,null,null,null,null,null,{"$f":"Z660+($AI$490-$Y$660)/10","v":15.4577980437679},{"$f":"AA490+($AI$490-$Y$660)/10","v":15.88385635596555},16.309914668163202,16.735972980360852,17.162031292558503,17.588089604756153,18.014147916953803,18.440206229151453,{"$f":"T660*$E$744","v":18.866264541349103},{"$f":"AI490+($AX$490-$AI$490)/15","v":19.065951034869943},{"$f":"AJ490+($AX$490-$AI$490)/15","v":19.265637528390783},19.465324021911623,19.665010515432463,19.864697008953303,20.064383502474143,20.264069995994983,20.463756489515823,20.663442983036663,20.863129476557503,21.062815970078343,21.262502463599183,21.462188957120024,21.661875450640864,{"$f":"AI490*$B$744","v":21.861561944161682},{"$f":"AX490+($BM$490-$AX$490)/15","v":21.986041209538687},{"$f":"AY490+($BM$490-$AX$490)/15","v":22.110520474915692},22.234999740292697,22.359479005669701,22.483958271046706,22.608437536423711,22.732916801800716,22.857396067177721,22.981875332554726,23.10635459793173,23.230833863308735,23.35531312868574,23.479792394062745,23.60427165943975,{"$f":"AX490*$C$744","v":23.728750924816747},{"$f":"BM490+($BR$490-$BM$490)/5","v":23.863861924249427},{"$f":"BN490+($BR$490-$BM$490)/5","v":23.998972923682107},{"$f":"BO490+($BR$490-$BM$490)/5","v":24.134083923114787},{"$f":"BP490+($BR$490-$BM$490)/5","v":24.269194922547467},{"$f":"BM490*$D$744","v":24.404305921980139}]
["transportation sector natural gas delivered prices are based on:  EIA, Natural Gas Annual 2004, DOE/EIA-0131(2004) (Washington, DC, December 2005) and estimated state taxes,"]
["federal taxes, and dispensing costs or charges.  2005 transportation sector natural gas delivered prices are model results.  2004 and 2005 electric power sector natural gas prices:"]
["EIA, Electric Power Monthly, May 2005 through April 2006, Table 4.11.A.  2004 and 2005 coal prices based on:  EIA, Quarterly Coal Report, October-December 2005, DOE/EIA-0121"]
["(2005/4Q) (Washington, DC, March 2006) and EIA, AEO2007 National Energy Modeling System run aeo2007.d112106a.  2004 and 2005 electricity prices:  EIA, Annual Energy Review",null,null,null,null,null,null,null,null,null,null,null,null,null,null,null,null,null,null,null,null,null,null,null,null,null,{"$f":"Z664+($AI$494-$Y$664)/10","v":19.493346965415647},{"$f":"AA494+($AI$494-$Y$664)/10","v":19.39274662152437},19.292146277633094,19.191545933741818,19.090945589850541,18.990345245959265,18.889744902067989,18.789144558176712,{"$f":"T664*$E$747","v":18.68854421428545},{"$f":"AI494+($AX$494-$AI$494)/15","v":18.700972398006513},{"$f":"AJ494+($AX$494-$AI$494)/15","v":18.713400581727576},18.72582876544864,18.738256949169703,18.750685132890766,18.763113316611829,18.775541500332892,18.787969684053955,18.800397867775018,18.812826051496081,18.825254235217145,18.837682418938208,18.850110602659271,18.862538786380334,{"$f":"AI494*$B$747","v":18.874966970101411},{"$f":"AX494+($BM$494-$AX$494)/15","v":18.881381252955478},{"$f":"AY494+($BM$494-$AX$494)/15","v":18.887795535809545},18.894209818663612,18.900624101517678,18.907038384371745,18.913452667225812,18.919866950079879,18.926281232933945,18.932695515788012,18.939109798642079,18.945524081496146,18.951938364350212,18.958352647204279,18.964766930058346,{"$f":"AX494*$C$747","v":18.971181212912409},{"$f":"BM494+($BR$494-$BM$494)/5","v":18.97762819226703},{"$f":"BN494+($BR$494-$BM$494)/5","v":18.984075171621651},{"$f":"BO494+($BR$494-$BM$494)/5","v":18.990522150976272},{"$f":"BP494+($BR$494-$BM$494)/5","v":18.996969130330893},{"$f":"BM494*$D$747","v":19.003416109685507}]
["2005, DOE/EIA-0384(2005) (Washington, DC, July 2006).  2004 and 2005 ethanol prices derived from weekly spot prices in the Oxy Fuel News.  Projections:  EIA, AEO2007 National"]
["Energy Modeling System run aeo2007.d112106a."]
[]
[]
[]
["Raw EIA Price Data"]
["AEO 2005 Reference Case"]
[" Report #: DOE/EIA-0383(2005)"]
["Release date full report: January 2005"]
["Energy Prices"]
["Name of file: aeotab_3.xls"]
["http://www.eia.doe.gov/oiaf/aeo/index.html",null,null,null,null,null,null,null,null,null,null,null,null,null,null,null,null,null,null,null,null,null,null,null,null,null,{"$f":"Z676+($AI$506-$Y$676)/10","v":5.5529965108452508},{"$f":"AA506+($AI$506-$Y$676)/10","v":5.5809474506703411},5.6088983904954315,5.6368493303205218,5.6648002701456122,5.6927512099707025,5.7207021497957928,5.7486530896208832,{"$f":"T676*$E$742","v":5.77660402944597},{"$f":"AI506+($AX$506-$AI$506)/15","v":5.8419909425225587},{"$f":"AJ506+($AX$506-$AI$506)/15","v":5.9073778555991474},5.9727647686757361,6.0381516817523249,6.1035385948289136,6.1689255079055023,6.234312420982091,6.2996993340586798,6.3650862471352685,6.4304731602118572,6.4958600732884459,6.5612469863650347,6.6266338994416234,6.6920208125182121,{"$f":"AI506*$B$742","v":6.7574077255948062},{"$f":"AX506+($BM$506-$AX$506)/15","v":6.8243179096825601},{"$f":"AY506+($BM$506-$AX$506)/15","v":6.8912280937703141},6.958138277858068,7.025048461945822,7.091958646033576,7.1588688301213299,7.2257790142090839,7.2926891982968378,7.3595993823845918,7.4265095664723457,7.4934197505600997,7.5603299346478536,7.6272401187356076,7.6941503028233615,{"$f":"AX506*$C$742","v":7.7610604869111093},{"$f":"BM506+($BR$506-$BM$506)/5","v":7.8379085930167243},{"$f":"BN506+($BR$506-$BM$506)/5","v":7.9147566991223393},{"$f":"BO506+($BR$506-$BM$506)/5","v":7.9916048052279542},{"$f":"BP506+($BR$506-$BM$506)/5","v":8.0684529113335692},{"$f":"BM506*$D$742","v":8.1453010174391842}]
[null,null,null,null,null,null,null,null,null,null,null,null,null,null,null,null,null,null,null,null,null,null,null,null,null,null,{"$f":"Z677+($AI$507-$Y$677)/10","v":1.3364941226202385},{"$f":"AA507+($AI$507-$Y$677)/10","v":1.3402060190972878},1.343917915574337,1.3476298120513863,1.3513417085284356,1.3550536050054849,1.3587655014825342,1.3624773979595834,{"$f":"T677*$E$740","v":1.3661892944366323},{"$f":"AI507+($AX$507-$AI$507)/15","v":1.3701947313799723},{"$f":"AJ507+($AX$507-$AI$507)/15","v":1.3742001683233123},1.3782056052666523,1.3822110422099922,1.3862164791533322,1.3902219160966722,1.3942273530400122,1.3982327899833522,1.4022382269266922,1.4062436638700322,1.4102491008133722,1.4142545377567122,1.4182599747000522,1.4222654116433922,{"$f":"AI507*$B$740","v":1.4262708485867317},{"$f":"AX507+($BM$507-$AX$507)/15","v":1.428975877834666},{"$f":"AY507+($BM$507-$AX$507)/15","v":1.4316809070826002},1.4343859363305345,1.4370909655784687,1.439795994826403,1.4425010240743372,1.4452060533222715,1.4479110825702057,1.45061611181814,1.4533211410660742,1.4560261703140085,1.4587311995619427,1.461436228809877,1.4641412580578113,{"$f":"AX507*$C$740","v":1.4668462873057471},{"$f":"BM507+($BR$507-$BM$507)/5","v":1.4696282709053681},{"$f":"BN507+($BR$507-$BM$507)/5","v":1.4724102545049891},{"$f":"BO507+($BR$507-$BM$507)/5","v":1.4751922381046101},{"$f":"BP507+($BR$507-$BM$507)/5","v":1.4779742217042311},{"$f":"BM507*$D$740","v":1.4807562053038525}]
[" Table   3.  Energy Prices by Sector and Source"]
["                      (2003 Dollars per Million Btu, Unless Otherwise Noted)"]
[]
["","2002","2003","2004","2005","2006","2007","2008","2009","2010","2011","2012","2013","2014","2015","2016","2017","2018","2019","2020","2021","2022","2023","2024","2025",2026]
["","","","","","","","","","","","","","","","","","","","","","","","",""]
["","","","","","","","","","","","","","","","","","","","","","","","",""]
[" Residential",15.0220499038696,15.811363220214799,16.4251308441162,16.464759826660199,15.680528640747101,15.0112085342407,14.5817928314209,14.458288192749,14.326377868652299,14.293612480163601,14.4205980300903,14.6031141281128,14.8352861404419,14.979790687561,15.0010738372803,15.073490142822299,15.2468109130859,15.482013702392599,15.6422672271729,15.809124946594199,15.869408607482899,15.910493850708001,16.000511169433601,16.127393722534201]
["   Primary Energy 1/",8.3285751342773402,9.67810153961182,10.6516561508179,10.5737972259521,9.7301187515258807,9.2126417160034197,8.7946681976318395,8.5506849288940394,8.3542766571044904,8.2684001922607404,8.3419942855834996,8.4596767425537092,8.6078786849975604,8.7398357391357404,8.7483062744140607,8.7686567306518608,8.8867673873901403,9.0631914138793892,9.2055320739746094,9.3421277999877894,9.4150266647338903,9.4582109451293892,9.5390539169311506,9.6245632171630895]
["     Petroleum Products 2/",10.0436496734619,11.266843795776399,13.0600261688232,12.5262813568115,11.260459899902299,10.814398765564,10.6458578109741,10.453662872314499,10.443992614746101,10.420529365539601,10.4911556243896,10.5971431732178,10.650529861450201,10.7566242218018,10.8697347640991,10.955939292907701,11.0780487060547,11.222780227661101,11.364427566528301,11.5109758377075,11.6184797286987,11.7467203140259,11.8437652587891,11.9311771392822]
["       Distillate Fuel",8.3698368072509801,9.5702075958252006,10.537187576293899,10.120927810668899,9.0704116821289098,8.6811342239379901,8.4951152801513707,8.3145399093627894,8.2864685058593803,8.2537784576415998,8.2966070175170898,8.3739995956420898,8.4385089874267596,8.4884243011474592,8.5346355438232404,8.5863618850708008,8.7058753967285192,8.7835302352905291,8.8462095260620099,8.9105930328369105,8.9716310501098597,9.0270709991455096,9.0740833282470703,9.1169166564941406]
["       Liquefied Petroleum Gas",12.976583480835,14.582922935485801,17.5701904296875,17.073207855224599,15.3619232177734,14.740796089172401,14.555371284484901,14.281338691711399,14.253823280334499,14.190848350524901,14.252662658691399,14.348473548889199,14.316626548767101,14.447472572326699,14.6025552749634,14.6705665588379,14.712552070617701,14.8757133483887,15.056845664978001,15.2477731704712,15.3445425033569,15.4947566986084,15.580441474914601,15.645468711853001]
["     Natural Gas",7.8179483413696298,9.2187824249267596,9.9373922348022496,10.0359506607056,9.3121318817138707,8.7750911712646502,8.2899227142334002,8.0357856750488299,7.7935147285461399,7.6957306861877397,7.7737927436828604,7.89709520339966,8.0722961425781303,8.21258449554443,8.1957035064697301,8.2030982971191406,8.3247480392456108,8.5131444931030291,8.6595201492309606,8.7975921630859393,8.8660669326782209,8.8930187225341797,8.9751634597778303,9.0651559829711896]
["   Electricity",25.222642898559599,25.415189743041999,25.1893119812012,25.147850036621101,24.3894958496094,23.460399627685501,22.990982055664102,23.018142700195298,22.960025787353501,22.974227905273398,23.1215305328369,23.312740325927699,23.5714206695557,23.632020950317401,23.589054107666001,23.650138854980501,23.8146667480469,24.0346794128418,24.122148513793899,24.230636596679702,24.181154251098601,24.130558013916001,24.148235321044901,24.238166809081999]
["","","","","","","","","","","","","","","","","","","","","","","","",""]
[" Commercial",15.064169883728001,15.629265785217299,15.835299491882299,15.918291091918899,15.0829524993896,14.3196773529053,13.910519599914601,13.8424997329712,13.762632369995099,13.8186712265015,14.058515548706101,14.316973686218301,14.661353111267101,14.869439125061,14.9301090240479,15.044508934021,15.2485342025757,15.517853736877401,15.7009220123291,15.889198303222701,15.933961868286101,15.975202560424799,16.0630493164063,16.195989608764599]
["   Primary Energy 1/",6.5697088241577104,7.9157042503356898,8.3734645843505895,8.3683490753173793,7.7444124221801802,7.3380589485168501,7.0368156433105504,6.9020848274231001,6.8100509643554696,6.84179735183716,6.8974781036376998,6.9808845520019496,7.1057710647582999,7.20139837265015,7.18692874908447,7.1932849884033203,7.2944316864013699,7.4377117156982404,7.5399260520935103,7.6392593383789098,7.6873850822448704,7.6958703994751003,7.7559337615966797,7.8220491409301802]
["     Petroleum Products 2/",6.9482707977294904,8.0266513824462908,8.9197750091552699,8.6532449722290004,7.9109911918640101,7.48618364334106,7.32971286773682,7.1282916069030797,7.1344366073608398,7.2035880088806197,7.21549415588379,7.2433881759643599,7.2548027038574201,7.2826437950134304,7.3254833221435502,7.3667011260986301,7.4382300376892099,7.5099358558654803,7.5474686622619602,7.6315479278564498,7.69354152679443,7.7161302566528303,7.7569241523742702,7.8363184928893999]
["       Distillate Fuel",6.1493649482727104,7.03082323074341,7.7272844314575204,7.4210705757141104,6.8826036453247097,6.5409913063049299,6.4167842864990199,6.2535924911498997,6.2965154647827104,6.4007697105407697,6.4218788146972701,6.4483299255371103,6.4679012298584002,6.4912290573120099,6.52826023101807,6.5738272666931197,6.6604804992675799,6.7330570220947301,6.75683689117432,6.8434348106384304,6.9099073410034197,6.9186587333679199,6.9633812904357901,7.0585165023803702]
["       Residual Fuel",4.2683343887329102,4.9646224975585902,5.0606441497802699,5.3499689102172896,5.0606269836425799,4.6454811096191397,4.44089698791504,4.3064308166503897,4.2577414512634304,4.3118896484375,4.3638815879821804,4.4166550636291504,4.4711151123046902,4.5238728523254403,4.5756058692932102,4.6275658607482901,4.6890521049499503,4.7516570091247603,4.8052668571472203,4.8599562644958496,4.9139251708984402,4.9674754142761204,5.0218071937561,5.0773591995239302]
["     Natural Gas",6.6170339584350604,8.0769119262695295,8.4474086761474592,8.5042705535888707,7.8856530189514196,7.4673976898193404,7.1177520751953098,6.9923906326293901,6.8716683387756303,6.8934268951415998,6.9598770141601598,7.0576272010803196,7.21203565597534,7.32529544830322,7.2944836616516104,7.2903637886047399,7.3995337486267099,7.56237888336182,7.6814393997192401,7.78521823883057,7.8287162780761701,7.8313083648681596,7.8953433036804199,7.9576945304870597,{"$f":"Y527+($AI$357-$Y$527)/10","v":8.0099991534203383}]
["   Electricity",23.353584289550799,23.2374382019043,23.0415229797363,22.938554763793899,21.8424968719482,20.6924953460693,20.1292018890381,20.063879013061499,19.9343872070313,19.938108444213899,20.262083053588899,20.589830398559599,21.038742065429702,21.2544975280762,21.300868988037099,21.4323215484619,21.647081375122099,21.937980651855501,22.104045867919901,22.281753540039102,22.24875831604,22.2471523284912,22.287950515747099,22.4030246734619,{"$f":"Y528+($AI$358-$Y$528)/10","v":22.313820934181763}]
["","","","","","","","","","","","","","","","","","","","","","","","",""]
[" Industrial 3/",6.3922061920165998,7.7839651107788104,8.7301359176635707,8.5276689529418892,7.7321057319641104,7.2916359901428196,7.0938224792480504,6.9649901390075701,6.8520793914794904,6.8315567970275897,6.8953166007995597,6.99013376235962,7.1103782653808603,7.2379879951477104,7.276611328125,7.3343372344970703,7.4634890556335396,7.6215224266052202,7.7529444694518999,7.8803434371948198,7.9471721649169904,7.99715328216553,8.05676174163818,8.1260271072387695]
["   Primary Energy",4.9298634529113796,6.4939708709716797,7.4592456817626998,7.2321572303771999,6.3973078727722203,5.9808039665222203,5.7940292358398402,5.64864206314087,5.54791307449341,5.5448842048645002,5.5862631797790501,5.6484580039978001,5.7157526016235396,5.8273496627807599,5.8644676208496103,5.9049983024597203,6.0105843544006303,6.1420850753784197,6.2661328315734899,6.3902029991149902,6.4639844894409197,6.5222811698913601,6.5781168937683097,6.6401424407959002,null,{"$f":"Z701+($AI$531-$Y$701)/10","v":1.6707610713595051},{"$f":"AA531+($AI$531-$Y$701)/10","v":1.7872284374395671},1.903695803519629,2.0201631695996909,2.1366305356797528,2.2530979017598147,2.3695652678398766,2.4860326339199386,2.6025,{"$f":"AI531+($BM$531-$AI$531)/30","v":2.6824166666666667},{"$f":"AJ531+($BM$531-$AI$531)/30","v":2.7623333333333333},2.8422499999999999,2.9221666666666666,3.0020833333333332,3.0819999999999999,3.1619166666666665,3.2418333333333331,3.3217499999999998,3.4016666666666664,3.481583333333333,3.5614999999999997,3.6414166666666663,3.7213333333333329,3.8012499999999996,3.8811666666666662,3.9610833333333328,4.0409999999999995,4.1209166666666661,4.2008333333333328,4.2807499999999994,4.360666666666666,4.4405833333333327,4.5204999999999993,4.6004166666666659,4.6803333333333326,4.7602499999999992,4.8401666666666658,4.9200833333333325,5,5.0799166666666666,5.1598333333333333,5.2397499999999999,5.3196666666666665,5.3995833333333332]
["     Petroleum Products 2/",6.5291514396667498,8.2850980758666992,9.8001232147216797,9.3072748184204102,8.1255960464477504,7.6394152641296396,7.5353851318359402,7.29905128479004,7.2437157630920401,7.2615475654602104,7.28952884674072,7.3323044776916504,7.3129158020019496,7.4180650711059597,7.5101509094238299,7.5518846511840803,7.6326026916503897,7.7444272041320801,7.8752341270446804,8.0334920883178693,8.1469945907592791,8.2539978027343803,8.3047761917114293,8.3638219833374006,null,8.7353999999999985,8.7353999999999985,8.7353999999999985,8.7353999999999985,8.7353999999999985,8.7353999999999985,8.7353999999999985,8.2799999999999994,8.2799999999999994,{"$f":"AI532+($AX$532-$AI$532)/15","v":8.2855063337213686},{"$f":"AJ532+($AX$532-$AI$532)/15","v":8.2910126674427378},8.296519001164107,8.3020253348854762,8.3075316686068454,8.3130380023282147,8.3185443360495839,8.3240506697709531,8.3295570034923223,8.3350633372136915,8.3405696709350607,8.34607600465643,8.3515823383777992,8.3570886720991684,{"$f":"AI532*$B$747","v":8.3625950058205305},{"$f":"AX532+($BM$532-$AX$532)/15","v":8.3654368677345836},{"$f":"AY532+($BM$532-$AX$532)/15","v":8.3682787296486367},8.3711205915626898,8.373962453476743,8.3768043153907961,8.3796461773048492,8.3824880392189023,8.3853299011329554,8.3881717630470085,8.3910136249610616,8.3938554868751147,8.3966973487891678,8.399539210703221,8.4023810726172741,{"$f":"AX532*$C$747","v":8.4052229345313236},{"$f":"BM532+($BR$532-$BM$532)/5","v":8.4080792827007791},{"$f":"BN532+($BR$532-$BM$532)/5","v":8.4109356308702345},{"$f":"BO532+($BR$532-$BM$532)/5","v":8.41379197903969},{"$f":"BP532+($BR$532-$BM$532)/5","v":8.4166483272091455},{"$f":"BM532*$D$747","v":8.4195046753785974}]
["       Distillate Fuel",6.3323707580566397,7.2384452819824201,7.96527099609375,7.6527137756347701,7.15256595611572,6.8207654953002903,6.8779778480529803,6.7174663543701199,6.78255271911621,7.1339807510376003,7.1601362228393599,7.1876134872436497,7.1760501861572301,7.19400835037231,7.2192950248718297,7.2771706581115696,7.32332468032837,7.37906789779663,7.3721222877502397,7.4461221694946298,7.5145907402038601,7.4954967498779297,7.5633401870727504,7.7325506210327104,null,4.78,4.78,4.78,4.78,4.78,4.78,4.78,4.78,4.78,4.78,4.78,4.78,4.78,4.78,4.78,4.78,4.78,4.78,4.78,4.78,4.78,4.78,4.78,4.78,4.78,4.78,4.78,4.78,4.78,4.78,4.78,4.78,4.78,4.78,4.78,4.78,4.78,4.78,4.78,4.78,4.78,4.78,4.78,4.78]
["       Liquefied Petroleum Gas",8.4833917617797905,12.566796302795399,15.1470994949341,13.2375335693359,11.1595468521118,10.509430885314901,10.3245944976807,10.044970512390099,10.0157480239868,9.9449577331543004,10.002993583679199,10.097089767456101,10.020875930786101,10.2241611480713,10.3367824554443,10.319104194641101,10.409514427185099,10.552604675293001,10.737306594848601,10.9299325942993,11.0452260971069,11.198148727416999,11.303442955017101,11.352322578430201,null,{"$f":"AA533*GJ_p_MMBtu","v":{"$error":"#NAME?"}},{"$error":"#NAME?"},{"$error":"#NAME?"},{"$error":"#NAME?"},{"$error":"#NAME?"},{"$error":"#NAME?"},{"$error":"#NAME?"},{"$f":"AH533*GJ_p_MMBtu","v":{"$error":"#NAME?"}},{"$error":"#NAME?"},{"$error":"#NAME?"},{"$error":"#NAME?"},{"$error":"#NAME?"},{"$error":"#NAME?"},{"$error":"#NAME?"},{"$error":"#NAME?"},{"$error":"#NAME?"},{"$error":"#NAME?"},{"$error":"#NAME?"},{"$error":"#NAME?"},{"$error":"#NAME?"},{"$error":"#NAME?"},{"$error":"#NAME?"},{"$error":"#NAME?"},{"$error":"#NAME?"},{"$error":"#NAME?"},{"$error":"#NAME?"},{"$error":"#NAME?"},{"$error":"#NAME?"},{"$error":"#NAME?"},{"$error":"#NAME?"},{"$error":"#NAME?"},{"$error":"#NAME?"},{"$error":"#NAME?"},{"$error":"#NAME?"},{"$error":"#NAME?"},{"$error":"#NAME?"},{"$error":"#NAME?"},{"$error":"#NAME?"},{"$error":"#NAME?"},{"$f":"BN533*GJ_p_MMBtu","v":{"$error":"#NAME?"}},{"$f":"BO533*GJ_p_MMBtu","v":{"$error":"#NAME?"}},{"$f":"BP533*GJ_p_MMBtu","v":{"$error":"#NAME?"}},{"$f":"BQ533*GJ_p_MMBtu","v":{"$error":"#NAME?"}},{"$f":"BR533*GJ_p_MMBtu","v":{"$error":"#NAME?"}}]
["       Residual Fuel",3.9384419918060298,4.5867881774902299,4.6800308227539098,4.9388971328735396,4.6724338531494096,4.2573971748352104,4.0660681724548304,3.9201312065124498,3.8699574470520002,3.9242179393768302,3.9701111316680899,4.0123748779296902,4.03127193450928,4.0987625122070304,4.1393604278564498,4.1877317428588903,4.2278647422790501,4.2813539505004901,4.3376803398132298,4.4096555709838903,4.4638853073120099,4.5156707763671902,4.5648870468139604,4.6165790557861301]
["     Natural Gas 4/",3.88655662536621,5.55936574935913,6.0491561889648402,6.0767245292663601,5.4288315773010298,4.9784579277038601,4.6095819473266602,4.5152282714843803,4.3734540939331099,4.3719940185546902,4.4435229301452601,4.5411396026611301,4.7005810737609899,4.81768798828125,4.7900476455688503,4.8231658935546902,4.9558763504028303,5.1147346496581996,5.2329874038696298,5.3250308036804199,5.3559622764587402,5.3499736785888699,5.4079699516296396,5.4724006652831996,{"$f":"Y536+($AI$366-$Y$536)/10","v":5.502911815190215}]
["     Metallurgical Coal",1.88388228416443,1.8499996662139899,1.9631321430206301,1.9065624475479099,1.8876701593398999,1.8568421602249101,1.8503668308258101,1.8461718559265099,1.81827020645142,1.79229772090912,1.7775920629501301,1.7720992565155,1.7673192024230999,1.76388168334961,1.7582092285156301,1.7531107664108301,1.7537478208541899,1.7550060749053999,1.75110328197479,1.741095662117,1.72283828258514,1.7066173553466799,1.6973831653595,1.68216860294342]
["     Steam Coal",1.5976041555404701,1.5543407201767001,1.5665656328201301,1.6037170886993399,1.59409379959106,1.5766631364822401,1.5775339603424099,1.5708864927291899,1.5649564266204801,1.56413578987122,1.5547889471054099,1.54732978343964,1.54787278175354,1.5495419502258301,1.5494637489318801,1.5568271875381501,1.55967605113983,1.5613601207733201,1.5625598430633501,1.5681461095809901,1.5708984136581401,1.6035954952239999,1.60524129867554,1.6024739742279099]
["   Electricity",14.734835624694799,15.0261535644531,15.7151737213135,15.5977983474731,15.0554456710815,14.415571212768601,14.123340606689499,14.033378601074199,13.8423414230347,13.6992740631104,13.8484916687012,14.089280128479,14.438159942626999,14.622407913208001,14.680962562561,14.817166328430201,15.035754203796399,15.3131446838379,15.467190742492701,15.608844757080099,15.623446464538601,15.6070909500122,15.6627254486084,15.7515544891357,{"$f":"Y539+($AI$369-$Y$539)/10","v":15.681619149325263}]
["","","","","","","","","","","","","","","","","","","","","","","","",""]
[" Transportation",10.068477630615201,11.4567165374756,12.984972000122101,12.646059036254901,12.0215864181519,11.451254844665501,11.2903280258179,11.054517745971699,10.953487396240201,10.9616088867188,10.9120273590088,10.9370317459106,10.932166099548301,10.949841499328601,10.9948740005493,11.046938896179199,11.074780464172401,11.117128372192401,11.155697822570801,11.209436416626,11.2737817764282,11.3331050872803,11.350456237793001,11.462995529174799]
["   Primary Energy",10.0396184921265,11.4297380447388,12.961000442504901,12.6219329833984,11.9984340667725,11.4290685653687,11.2685947418213,11.0320892333984,10.930870056152299,10.938961982727101,10.8886499404907,10.913072586059601,10.9073333740234,10.9247722625732,10.969937324523899,11.021965980529799,11.049379348754901,11.0911350250244,11.129392623901399,11.182910919189499,11.247509956359901,11.307147026061999,11.324338912963899,11.436959266662599]
["     Petroleum Products 2/",10.0409812927246,11.431476593017599,12.9638833999634,12.6248769760132,12.0015964508057,11.432228088378899,11.2722625732422,11.0358724594116,10.934929847717299,10.9432172775269,10.892875671386699,10.9173030853271,10.911340713501,10.928663253784199,10.9740562438965,11.026309967041,11.0536193847656,11.0952548980713,11.1333513259888,11.1867895126343,11.251508712768601,11.3113117218018,11.328408241271999,11.4412240982056]
["       Distillate Fuel 5/",9.5535230636596697,10.9202365875244,12.0208587646484,11.5461339950562,11.286841392517101,11.003821372985801,10.8476676940918,10.675346374511699,10.7599039077759,10.8244476318359,10.807107925415,10.788902282714799,10.7359352111816,10.7108716964722,10.6978845596313,10.720422744751,10.715018272399901,10.7237329483032,10.658562660217299,10.6896152496338,10.7133436203003,10.6396188735962,10.6814889907837,10.8466644287109,{"$f":"Y544+($AI$374-$Y$544)/10","v":11.215393895691953}]
["       Jet Fuel 6/",6.0538434982299796,6.4578518867492702,8.1168746948242205,7.6875572204589799,7.0150871276855504,6.5790328979492196,6.5712537765502903,6.42602443695068,6.2476048469543501,6.2184038162231401,6.2436552047729501,6.2858424186706499,6.2737250328064,6.2926135063171396,6.3336305618286097,6.3623290061950701,6.4419050216674796,6.5377755165100098,6.5789065361022896,6.7034192085266104,6.8036813735961896,6.8691210746765101,6.8930430412292498,6.9258189201354998]
["       Motor Gasoline 7/",11.3207235336304,12.9284992218018,14.6530704498291,14.346965789794901,13.634911537170399,12.9354457855225,12.7248182296753,12.444727897644,12.3216390609741,12.333900451660201,12.228641510009799,12.2244319915771,12.232741355896,12.2594261169434,12.3207359313965,12.3872022628784,12.4125566482544,12.451280593872101,12.520702362060501,12.5581102371216,12.622034072876,12.7203483581543,12.7153625488281,12.8139133453369,{"$f":"Y546+($AI$376-$Y$546)/10","v":13.239838295522954}]
["       Residual Fuel",3.83150410652161,4.4939312934875497,4.5839381217956499,4.8374905586242702,4.5451078414917001,4.1204147338867196,3.9213058948516801,3.7859048843383798,3.7380118370056201,3.79148626327515,3.8454215526580802,3.8996179103851301,3.9557838439941402,4.0096635818481401,4.0587000846862802,4.1115031242370597,4.1679596900939897,4.2270021438598597,4.2823433876037598,4.3368558883667001,4.3924484252929696,4.4465680122375497,4.5027370452880904,4.5619544982910201]
["       Liquefied Petroleum Gas8/",15.146578788757299,16.654964447021499,20.603065490722699,20.419296264648398,16.382719039916999,15.8189392089844,15.6014108657837,15.311073303222701,15.2448682785034,15.179443359375,15.2014074325562,15.2481698989868,15.181710243225099,15.278540611267101,15.3825387954712,15.370577812194799,15.3893880844116,15.510032653808601,15.6597127914429,15.774450302124,15.847083091735801,16.037206649780298,16.107362747192401,16.244932174682599]
["     Natural Gas 9/",7.2317700386047399,9.0444478988647496,9.7142534255981392,9.7951860427856392,9.2951183319091797,8.9833269119262695,8.7195968627929705,8.6326360702514595,8.5613536834716797,8.6190090179443395,8.7080965042114293,8.8271207809448207,8.9910020828247106,9.1132879257202095,9.1042909622192401,9.1039905548095703,9.2009325027465803,9.3432521820068395,9.4465293884277308,9.5402717590331996,9.5791873931884801,9.5845136642456108,9.6436891555786097,9.694091796875]
["     Ethanol (E85) 10/",14.6543264389038,16.232709884643601,19.6646022796631,19.5902194976807,19.473403930664102,18.312351226806602,18.154972076416001,17.744245529174801,17.108533859252901,16.985416412353501,16.891477584838899,17.106473922729499,17.298709869384801,17.370653152465799,17.404756546020501,17.4316711425781,17.495216369628899,17.111986160278299,17.221326828002901,17.6731853485107,17.676996231079102,17.866504669189499,17.993064880371101,18.128524780273398,{"$f":"Y550+($AI$380-$Y$550)/10","v":18.036478922002154}]
["   Electricity",20.034517288208001,20.636144638061499,21.1998176574707,20.923387527465799,19.967187881469702,19.089002609252901,18.799640655517599,18.828804016113299,18.807792663574201,18.831340789794901,19.0241508483887,19.232509613037099,19.521226882934599,19.590469360351602,19.544775009155298,19.5792236328125,19.706111907958999,19.899772644043001,19.988050460815401,20.054973602294901,19.979206085205099,19.890190124511701,19.9172687530518,19.9590148925781]
["","","","","","","","","","","","","","","","","","","","","","","","",""]
[" Average End-Use Energy",10.2607097625732,11.4965677261353,12.498481750488301,12.3126974105835,11.5857706069946,11.0374755859375,10.8027191162109,10.6485815048218,10.5555610656738,10.564617156982401,10.6249675750732,10.7333173751831,10.851320266723601,10.9544372558594,11.0046529769897,11.070010185241699,11.175311088561999,11.313448905944799,11.4217777252197,11.534593582153301,11.6029949188232,11.660957336425801,11.7183265686035,11.827390670776399]
["   Primary Energy",7.8488264083862296,9.3171482086181605,10.5270042419434,10.2914838790894,9.5772314071655291,9.0944671630859393,8.8957033157348597,8.7092790603637695,8.6138839721679705,8.6225843429565394,8.6363019943237305,8.7009534835815394,8.7555856704711896,8.8331260681152308,8.8750228881835902,8.9212465286254901,8.9933633804321307,9.0904560089111293,9.1763067245483398,9.2688179016113299,9.3425512313842791,9.4030828475952095,9.4481410980224592,9.5455484390258807]
["   Electricity",21.599882125854499,21.735733032226602,21.728578567504901,21.659519195556602,20.859115600585898,19.947565078735401,19.5044040679932,19.468164443969702,19.363897323608398,19.340778350830099,19.565423965454102,19.829431533813501,20.184032440185501,20.348131179809599,20.384618759155298,20.4941310882568,20.6934413909912,20.961088180541999,21.1064147949219,21.2582683563232,21.2429523468018,21.2300205230713,21.277418136596701,21.3841457366943]
["","","","","","","","","","","","","","","","","","","","","","","","",""]
[" Electric Power 11/","","","","","","","","","","","","","","","","","","","","","","","",""]
["   Fossil Fuel Average",1.8996955156326301,2.2409727573394802,2.4238619804382302,2.3792355060577401,2.2243471145629901,2.11745405197144,2.0720956325531001,2.06648945808411,2.0576293468475302,2.0898380279540998,2.13185787200928,2.1827101707458501,2.2442750930786102,2.2846662998199498,2.2886507511138898,2.31255102157593,2.3658699989318799,2.41897773742676,2.4451649188995401,2.4616906642913801,2.4596512317657502,2.4499151706695601,2.46315670013428,2.4591720104217498]
["     Petroleum Products",4.3748912811279297,5.2786889076232901,5.9517397880554199,5.8145914077758798,5.36482858657837,4.9555935859680202,4.76583051681519,4.6106519699096697,4.5544371604919398,4.5760931968689,4.6005949974060103,4.65545606613159,4.7050404548645002,4.76641750335693,4.8219771385192898,4.8744759559631303,4.9555630683898899,5.0235657691955602,5.0990805625915501,5.1768889427185103,5.2447147369384801,5.3197603225707999,5.3696103096008301,5.4173326492309597]
["       Distillate Fuel",5.6938004493713397,6.4773354530334499,7.1750502586364702,6.8899459838867196,6.2672758102417001,5.8609590530395499,5.6430783271789604,5.4534807205200204,5.3617582321167001,5.3288640975952104,5.3712139129638699,5.41644287109375,5.4747476577758798,5.5268063545227104,5.5894103050231898,5.6297807693481401,5.7926478385925302,5.9167857170104998,6.0082931518554696,6.11431789398193,6.21482229232788,6.2930455207824698,6.3174986839294398,6.3298768997192401]
["       Residual Fuel",3.9850425720214799,4.7911210060119602,5.5054435729980504,5.3836607933044398,4.9928164482116699,4.5735058784484899,4.37508344650269,4.2357888221740696,4.1871180534362802,4.2367839813232404,4.2823972702026403,4.3351020812988299,4.38077735900879,4.4392328262329102,4.4927945137023899,4.5466628074645996,4.5988087654113796,4.6550941467285201,4.7130184173584002,4.7694864273071298,4.8261427879333496,4.8835220336914098,4.9410810470581099,5.0030183792114302]
["     Natural Gas",3.6857740879058798,5.4593739509582502,5.9836626052856401,5.9217834472656303,5.2677536010742196,4.83196926116943,4.4959845542907697,4.3869647979736301,4.2738447189331099,4.3073697090148899,4.4138617515564,4.5377993583679199,4.6997785568237296,4.8059244155883798,4.7723231315612802,4.7962751388549796,4.93237209320068,5.0951194763183603,5.2029786109924299,5.2939982414245597,5.3285460472106898,5.3187093734741202,5.3844461441040004,5.4420223236084002,{"$f":"Y562+($AI$392-$Y$562)/10","v":5.4722581683132612}]
["     Steam Coal",1.2699717283248899,1.27919089794159,1.2833664417266799,1.28942894935608,1.29215919971466,1.28011155128479,1.2771430015564,1.2664887905120801,1.2516112327575699,1.2440552711486801,1.2386393547058101,1.23525643348694,1.23468470573425,1.2341449260711701,1.23174548149109,1.2347780466079701,1.23870933055878,1.2427853345871001,1.24646520614624,1.2552444934845,1.26424860954285,1.2944931983947801,1.3030458688736,1.30599772930145,{"$f":"Y563+($AI$393-$Y$563)/10","v":1.3088234854404943}]
["","","","","","","","","","","","","","","","","","","","","","","","",""]
[" Average Price to All Users 12/","","","","","","","","","","","","","","","","","","","","","","","",""]
["   Petroleum Products 2/",9.0916013717651403,10.5092258453369,12.005053520202599,11.630154609680201,10.867414474487299,10.341483116149901,10.206826210021999,9.9809312820434606,9.9117403030395508,9.9329805374145508,9.9184780120849592,9.9575662612915004,9.9538516998290998,10.000968933105501,10.066521644592299,10.122728347778301,10.166119575500501,10.2242088317871,10.2887620925903,10.370365142822299,10.451409339904799,10.528607368469199,10.560112953186,10.6600894927979]
["     Distillate Fuel",8.7129955291747994,9.89868068695068,10.9323616027832,10.516496658325201,10.0722150802612,9.7644062042236293,9.6708259582519496,9.5059432983398402,9.5328626632690394,9.6073579788208008,9.6717586517334002,9.7472448348999006,9.7227439880371094,9.7185726165771502,9.7264575958252006,9.7659683227539098,9.7933034896850604,9.8243274688720703,9.7878532409668004,9.8349857330322301,9.8761272430419904,9.8313732147216797,9.8799133300781303,10.0311069488525]
["     Jet Fuel",6.0538434982299796,6.4578518867492702,8.1168746948242205,7.6875572204589799,7.0150871276855504,6.5790328979492196,6.5712537765502903,6.42602443695068,6.2476048469543501,6.2184038162231401,6.2436552047729501,6.2858424186706499,6.2737250328064,6.2926135063171396,6.3336305618286097,6.3623290061950701,6.4419050216674796,6.5377755165100098,6.5789065361022896,6.7034192085266104,6.8036813735961896,6.8691210746765101,6.8930430412292498,6.9258189201354998]
["     Liquefied Petroleum Gas",9.5166797637939506,13.0396432876587,15.6858806610107,14.0742273330688,12.086350440979,11.4653730392456,11.285403251647899,11.0092105865479,10.989564895629901,10.925596237182599,10.987684249877899,11.0838632583618,11.0187425613403,11.2084665298462,11.3385829925537,11.336560249328601,11.412732124328601,11.5561437606812,11.7385349273682,11.9240121841431,12.033415794372599,12.184607505798301,12.2847499847412,12.335958480835]
["     Motor Gasoline 7/",11.3185987472534,12.9258327484131,14.650143623352101,14.3442440032959,13.623025894165,12.923449516296399,12.7128458023071,12.432819366455099,12.310016632080099,12.3222455978394,12.2171115875244,12.2130832672119,12.22132396698,12.248191833496101,12.309587478637701,12.376181602478001,12.4016332626343,12.440443038940399,12.509931564331101,12.547391891479499,12.611403465271,12.7098541259766,12.7049369812012,12.8036108016968]
["     Residual Fuel",3.9308724403381299,4.6628575325012198,5.07232666015625,5.1433629989623997,4.8060836791992196,4.3862032890319798,4.1832194328308097,4.0440359115600604,3.9943466186523402,4.04720115661621,4.0966601371765101,4.1477751731872603,4.19142723083496,4.2503523826599103,4.3018612861633301,4.3527650833129901,4.4055538177490199,4.4662823677062997,4.5225110054016104,4.5828208923339799,4.6386957168579102,4.6918659210205096,4.7469024658203098,4.8068332672119096]
["   Natural Gas",5.1461992263793901,6.8558807373046902,7.3508329391479501,7.3838677406311,6.7167663574218803,6.2544136047363299,5.8490047454834002,5.6922402381896999,5.5182204246520996,5.4887638092040998,5.5592789649963397,5.6574964523315403,5.8102455139160201,5.9230461120605504,5.8875889778137198,5.8938632011413601,6.0147280693054199,6.1772904396057102,6.2973737716674796,6.40012407302856,6.4435343742370597,6.4505195617675799,6.5169725418090803,6.5874438285827601]
["   Coal",1.2938040494918801,1.29924309253693,1.30395972728729,1.3117660284042401,1.3130011558532699,1.3001606464386,1.2972036600112899,1.28666663169861,1.2722240686416599,1.2649568319320701,1.25909507274628,1.25531446933746,1.25464415550232,1.25405156612396,1.2516055107116699,1.25465047359467,1.2582825422287001,1.2619441747665401,1.26514172554016,1.27338314056396,1.2817230224609399,1.31160092353821,1.3194112777710001,1.3217089176178001]
["   Ethanol (E85) 10/",14.6543264389038,16.232709884643601,19.6646022796631,19.5902194976807,19.473403930664102,18.312351226806602,18.154972076416001,17.744245529174801,17.108533859252901,16.985416412353501,16.891477584838899,17.106473922729499,17.298709869384801,17.370653152465799,17.404756546020501,17.4316711425781,17.495216369628899,17.111986160278299,17.221326828002901,17.6731853485107,17.676996231079102,17.866504669189499,17.993064880371101,18.128524780273398]
["   Electricity",21.599882125854499,21.735733032226602,21.728578567504901,21.659519195556602,20.859115600585898,19.947565078735401,19.5044040679932,19.468164443969702,19.363897323608398,19.340778350830099,19.565423965454102,19.829431533813501,20.184032440185501,20.348131179809599,20.384618759155298,20.4941310882568,20.6934413909912,20.961088180541999,21.1064147949219,21.2582683563232,21.2429523468018,21.2300205230713,21.277418136596701,21.3841457366943]
["","","","","","","","","","","","","","","","","","","","","","","","",""]
["Non-Renewable Energy Expenditures by Sector","","","","","","","","","","","","","","","","","","","","","","","",""]
["(billion 2003 dollars)","","","","","","","","","","","","","","","","","","","","","","","",""]
[" Residential",163.90481567382801,177.16523742675801,181.72630310058599,185.23806762695301,178.77069091796901,174.57431030273401,173.49729919433599,174.68045043945301,175.87545776367199,177.93170166015599,181.97520446777301,185.45910644531301,189.89924621582,193.20950317382801,195.50482177734401,197.60719299316401,201.40017700195301,205.80612182617199,209.76078796386699,212.75457763671901,215.110427856445,217.42091369628901,220.97119140625,223.85739135742199]
[" Commercial",122.690147399902,128.153732299805,130.48348999023401,132.28971862793,128.48481750488301,125.5166015625,125.36106109619099,127.820442199707,129.92327880859401,133.10743713378901,137.92835998535199,142.925369262695,148.816970825195,153.52194213867199,157.03869628906301,161.345138549805,166.52362060546901,172.33033752441401,177.27947998046901,182.50421142578099,186.391357421875,190.50810241699199,195.38455200195301,200.92575073242199]
[" Industrial",124.39901733398401,147.11244201660199,168.10716247558599,167.31402587890599,151.68084716796901,143.54243469238301,141.56742858886699,140.77819824218801,139.57333374023401,140.39901733398401,142.75350952148401,145.42568969726599,149.20526123046901,152.35485839843801,153.50325012207,156.35830688476599,160.767654418945,165.76315307617199,169.931716918945,173.961990356445,176.65931701660199,179.21453857421901,182.00726318359401,184.95687866210901]
[" Transportation",263.72879028320301,302.59255981445301,352.23770141601602,351.05020141601602,340.83407592773398,332.5693359375,335.96701049804699,336.85531616210898,341.13198852539102,348.16427612304699,352.90618896484398,359.69818115234398,365.95080566406301,372.46246337890602,379.283447265625,387.02755737304699,393.88119506835898,401.07183837890602,407.83190917968801,415.10699462890602,423.06927490234398,431.36416625976602,438.52017211914102,449.30920410156301]
["   Total Non-Renewable Expenditures",674.72277832031295,755.02398681640602,832.5546875,835.89202880859398,799.77044677734398,776.20269775390602,776.392822265625,780.13439941406295,786.50402832031295,799.60241699218795,815.563232421875,833.50836181640602,853.872314453125,871.54876708984398,885.33020019531295,902.33819580078102,922.57263183593795,944.971435546875,964.80389404296898,984.32775878906295,1001.23034667969,1018.50769042969,1036.88317871094,1059.04919433594]
["   Transportation Renewable Expenditures",1.1704622767865699E-2,1.72001253813505E-2,2.0739471539855E-2,2.2893460467457799E-2,2.3359816521406201E-2,2.56899110972881E-2,2.8361881151795401E-2,3.0972529202699699E-2,3.4895084798336001E-2,3.86636592447758E-2,4.1480015963315998E-2,4.3943785130977603E-2,4.6801801770925501E-2,4.9450792372226701E-2,5.3890265524387401E-2,5.8303136378526701E-2,6.2215700745582601E-2,6.0202639549970599E-2,6.6687978804111495E-2,6.8060472607612596E-2,7.0131160318851499E-2,7.4032962322235094E-2,7.6179362833499895E-2,7.9960107803344699E-2]
["   Total Expenditures",674.73449707031295,755.04119873046898,832.575439453125,835.91491699218795,799.79382324218795,776.22839355468795,776.42120361328102,780.16534423828102,786.53894042968795,799.64105224609398,815.604736328125,833.55230712890602,853.91912841796898,871.59820556640602,885.38409423828102,902.396484375,922.63482666015602,945.03161621093795,964.87060546875,984.39581298828102,1001.30047607422,1018.58172607422,1036.95935058594,1059.12915039063]
["Woody Biomass","See High A Case"]
["Methanol","See High A Case"]
["","","","","","","","","","","","","","","","","","","","","","","","",""]
["   1/ Weighted average price includes fuels below as well as coal."]
["   2/ This quantity is the weighted average for all petroleum products, not just those listed below."]
["   3/ Includes energy for combined heat and power plants, except those whose primary business is to sell electricity, or electricity and heat, to the public."]
["   4/ Excludes use for lease and plant fuel."]
["   5/ Diesel fuel containing 500 parts per million (ppm) or 15 ppm sulfur.  Price includes Federal and State taxes while excluding county and local taxes."]
["   6/ Kerosene-type jet fuel.  Price includes Federal and State taxes while excluding county and local taxes."]
["   7/ Sales weighted-average price for all grades. Includes Federal, State, and local taxes."]
["   8/ Includes Federal and State taxes while excluding county and local taxes."]
["   9/ Compressed natural gas used as a vehicle fuel.  Price includes estimated motor vehicle fuel taxes."]
["   10/ E85 refers to a blend of 85 percent ethanol (renewable) and 15 percent motor gasoline (nonrenewable).  To address cold starting issues, the percentage of ethanol actually"]
["varies seasonally.  The annual average ethanol content of 74 percent is used for this forecast."]
["   11/ Includes electricity-only and combined heat and power plants whose primary business is to sell electricity, or electricity and heat, to the public."]
["   12/ Weighted averages of end-use fuel prices are derived from the prices shown in each sector and the corresponding sectoral consumption."]
["   Btu = British thermal unit."]
["   Note:  Data for 2002 and 2003 are model results and may differ slightly from official EIA data reports."]
["   Sources:  2002 and 2003 prices for motor gasoline, distillate, and jet fuel are based on prices in the Energy Information Administration (EIA), Petroleum Marketing Annual"]
["2003, DOE/EIA-0487(2003) (Washington, DC, August 2004).  2002 residential and commercial natural gas delivered prices:  EIA, Natural Gas Annual 2002, DOE/EIA-0131(2002)"]
["(Washington, DC, January 2004).  2003 residential and commercial natural gas delivered prices:  EIA, Natural Gas Monthly, DOE/EIA-0130(2004/07) (Washington, DC, July 2004)."]
["2002 and 2003 electric power sector natural gas prices:  EIA, Electric Power Monthly, DOE/EIA-0226, May 2003 through April 2004, Table 4.11.A.  2002 and 2003 industrial natural"]
["gas delivered prices are estimated based on:  EIA, Manufacturing Energy Consumption Survey 1994 and industrial and wellhead prices from the Natural Gas Annual 2002,"]
["DOE/EIA-0131(2002) (Washington, DC, January 2004) and the Natural Gas Monthly, DOE/EIA-0130(2004/07) (Washington, DC, July 2004).  2002 transportation sector natural"]
["gas delivered prices are based on:  EIA, Natural Gas Annual 2002, DOE/EIA-0131(2002) (Washington, DC, January 2004) and estimated state and federal taxes.  2003"]
["transportation sector natural gas delivered prices are model results.  2002 and 2003 coal prices based on:  EIA, Quarterly Coal Report, October-December 2003,"]
["DOE/EIA-0121(2003/4Q) (Washington, DC, March 2004) and EIA, AEO2005 National Energy Modeling System run aeo2005.d102004a.  2002 and 2003 electricity prices:"]
["Annual Energy Review 2003, DOE/EIA-0384(2003) (Washington, DC, September 2004).  2002 and 2003 ethanol prices derived from weekly spot prices in the Oxy Fuel"]
["News.  Projections:  EIA, AEO2005 National Energy Modeling System run aeo2005.d102004a."]
[]
[]
[]
["Energy Prices in High A Case File",null,"Projections Vary in Cases With Different Oil Price Assumptions  "]
["AEO 2005 Appendix C, Table 3",null,"The historical record shows substantial variability in world oil prices, and there is similar uncertainty about future prices. Four AEO2005 cases with different price paths allow an assessment of alternative views on the future of oil prices (Figure 40). In the reference case, with both OPEC and non-OPEC producers scheduled to add new production capacity over the next 5 years, prices in 2010 are projected to be more than $10 per barrel lower than current prices (all prices in 2003 dollars per barrel). After 2010, oil prices are projected to rise by about 1.3 percent per year, to more than $30 per barrel in 2025. (In nominal dollars, the reference case price is about $52 in 2025.) In the low price case, prices are projected to decline from their high in 2004 to $21 per barrel in 2009 and to remain at that level out to 2025. The high A price case projects that prices will remain at about $34 through 2015 and then increase on average by 1.4 percent per year, to more than $39 per barrel in 2025. In the high B case, world oil prices are projected to fall from current levels to $37 per barrel in 2010 and then rise to $48 per barrel in 2025.  "]
["Name of file: aeo_hw-3.xls",null,"Projected prices in all four cases are higher than in AEO2004 [130], reflecting recent improved production discipline by OPEC members and limited ability of other producers to expand production despite increasing demand and high utilization rates that have led to higher prices. The price projections in the high A and B cases are sufficiently robust to encourage greater market penetration of alternative energy supplies. "]
["http://www.eia.doe.gov/oiaf/aeo/index.html"]
[]
[" Table   3.  Energy Prices by Sector and Source"]
["                      (2003 Dollars per Million Btu, Unless Otherwise Noted)"]
[null,null,null,null,null,null,null,null,null,null,null,null,null,null,null,null,null,null,null,null,null,null,null,null,null,"Extrapolated values (DMS 8/14/07 based on PNNL Mini-CAM Model"]
["","2002","2003","2004","2005","2006","2007","2008","2009","2010","2011","2012","2013","2014","2015","2016","2017","2018","2019","2020","2021","2022","2023","2024","2025",2026]
["","","","","","","","","","","","","","","","","","","","","","","","",""]
[" Residential",15.0220499038696,15.811363220214799,16.426000595092798,16.4650573730469,15.8399600982666,15.268068313598601,14.8466091156006,14.7514638900757,14.6550188064575,14.6146650314331,14.723385810852101,14.890528678894,15.1057291030884,15.213768959045399,15.3079509735107,15.3113193511963,15.4291744232178,15.6326360702515,15.9024982452393,16.1096382141113,16.157627105712901,16.2051906585693,16.309419631958001,16.471462249755898]
["   Primary Energy 1/",8.3285751342773402,9.67810153961182,10.65163230896,10.5740642547607,9.9307842254638707,9.5159215927124006,9.1046285629272496,8.8910932540893608,8.7197055816650408,8.6297874450683594,8.6824674606323207,8.7884712219238299,8.9080095291137695,9.0072793960571307,9.0682640075683594,9.0415534973144496,9.1060371398925799,9.2553215026855504,9.4607038497924805,9.6327857971191406,9.6968526840209996,9.7728433609008807,9.8535881042480504,9.9786624908447301]
["     Petroleum Products 2/",10.0436496734619,11.266843795776399,13.0600233078003,12.5262851715088,12.207064628601101,12.234001159668001,12.201937675476101,12.2015285491943,12.262092590331999,12.1512393951416,12.1732091903687,12.1968584060669,12.177050590515099,12.2115392684937,12.3804988861084,12.519121170043899,12.6585578918457,12.798875808715801,12.8676557540894,13.13560962677,13.328717231750501,13.556846618652299,13.722979545593301,13.940701484680201]
["       Distillate Fuel",8.3698368072509801,9.5702075958252006,10.537187576293899,10.120927810668899,9.8627185821533203,9.8399791717529297,9.8302927017211896,9.8297405242919904,9.8252134323120099,9.7093524932861293,9.7021694183349592,9.7383060455322301,9.80072116851807,9.7244081497192401,9.8378829956054705,9.8340024948120099,9.9226865768432599,10.0213985443115,10.078977584838899,10.280327796936,10.3802833557129,10.4678192138672,10.5482635498047,10.6469841003418]
["       Liquefied Petroleum Gas",12.976583480835,14.582922935485801,17.570188522338899,17.073205947876001,16.564285278320298,16.581449508666999,16.4250888824463,16.346086502075199,16.4532871246338,16.288703918456999,16.298521041870099,16.236286163330099,15.99489402771,16.1197624206543,16.286623001098601,16.56103515625,16.690963745117202,16.804660797119102,16.7820129394531,17.028240203857401,17.2251377105713,17.515983581543001,17.670423507690401,17.9113578796387]
["     Natural Gas",7.8179483413696298,9.2187824249267596,9.9373655319213903,10.036292076110801,9.3139858245849592,8.7959203720092791,8.3035001754760707,8.0470056533813494,7.8287873268127397,7.7531881332397496,7.8190288543701199,7.9488449096679696,8.1063919067382795,8.2242641448974592,8.2648267745971697,8.2073183059692401,8.2647809982299805,8.4262142181396502,8.6721630096435494,8.83197021484375,8.8790025711059606,8.93493747711182,9.0109558105468803,9.1305398941040004]
["   Electricity",25.222642898559599,25.415189743041999,25.1915378570557,25.148117065429702,24.4542636871338,23.578901290893601,23.091381072998001,23.1348171234131,23.120912551879901,23.118898391723601,23.2529602050781,23.4250183105469,23.684103012085,23.7079162597656,23.7613220214844,23.722099304199201,23.8309440612793,24.013486862182599,24.267650604248001,24.4126377105713,24.3365364074707,24.2477512359619,24.2885627746582,24.396659851074201]
["","","","","","","","","","","","","","","","","","","","","","","","",""]
[" Commercial",15.064169883728001,15.629265785217299,15.835695266723601,15.918652534484901,15.2065124511719,14.526217460632299,14.119109153747599,14.0872592926025,14.0534925460815,14.108097076416,14.338217735290501,14.584888458251999,14.9309749603271,15.096228599548301,15.2413949966431,15.255002975463899,15.399823188781699,15.6329202651978,15.9477081298828,16.179660797119102,16.227045059204102,16.249193191528299,16.367641448974599,16.5326118469238]
["   Primary Energy 1/",6.5697088241577104,7.9157042503356898,8.3734045028686506,8.3685989379882795,7.9054894447326696,7.6067800521850604,7.3189792633056596,7.2159371376037598,7.1498117446899396,7.1872353553771999,7.2290387153625497,7.30631303787231,7.4108529090881303,7.4683656692504901,7.4930505752563503,7.43192434310913,7.4779849052429199,7.60019826889038,7.7867598533630398,7.91162109375,7.9430484771728498,7.9890594482421902,8.0587644577026403,8.1779403686523402]
["     Petroleum Products 2/",6.9482707977294904,8.0266513824462908,8.9197740554809606,8.6532411575317401,8.7558631896972692,8.8328323364257795,8.8167963027954102,8.8182945251464808,8.8873138427734393,8.9125509262084996,8.9192247390747106,8.8803482055664098,8.8586578369140607,8.7692289352416992,8.7682600021362305,8.7373514175415004,8.7862501144409197,8.8491783142089808,8.8908815383911097,9.0514831542968803,9.1475715637206996,9.2663307189941406,9.3906812667846697,9.6513500213622994]
["       Distillate Fuel",6.1493649482727104,7.03082323074341,7.7272830009460396,7.4210705757141104,7.6805524826049796,7.8215904235839799,7.8266153335571298,7.8668313026428196,7.9658513069152797,8.0328092575073207,8.0569534301757795,8.0234899520874006,8.0314903259277308,7.91062688827515,7.8695487976074201,7.7933855056762704,7.8344025611877397,7.89571285247803,7.9562859535217303,8.1191616058349592,8.2043952941894496,8.3111848831176793,8.4434480667114293,8.7515277862548793]
["       Residual Fuel",4.2683343887329102,4.9646224975585902,5.0606441497802699,5.3499693870544398,5.6657009124755904,5.6566004753112802,5.6533966064453098,5.65053033828735,5.6487455368042001,5.6555466651916504,5.6602473258972203,5.6679368019104004,5.6729874610900897,5.6782984733581499,5.7556295394897496,5.8296666145324698,5.9058866500854501,5.9829258918762198,6.0580596923828098,6.1354246139526403,6.2122497558593803,6.2891340255737296,6.3645572662353498,6.4413762092590297]
["     Natural Gas",6.6170339584350604,8.0769119262695295,8.4473829269409197,8.5046024322509801,7.8886041641235396,7.4893965721130398,7.1298856735229501,7.0003471374511701,6.9035739898681596,6.94567918777466,6.9973711967468297,7.1022868156433097,7.2368607521057102,7.3275256156921396,7.3574790954589799,7.2871475219726598,7.3330197334289604,7.4703903198242196,7.6915035247802699,7.8109488487243697,7.8279361724853498,7.8590941429138201,7.9183402061462402,8.0110416412353498,{"$f":"Y641+($AI$471-$Y$641)/10","v":8.0591226890564176}]
["   Electricity",23.353584289550799,23.2374382019043,23.0424194335938,22.939121246337901,21.907506942748999,20.807579040527301,20.2319431304932,20.2009677886963,20.132976531982401,20.128959655761701,20.445728302001999,20.757715225219702,21.231256484985401,21.404373168945298,21.571121215820298,21.578863143920898,21.739751815795898,21.989313125610401,22.322486877441399,22.5522785186768,22.5369548797607,22.469936370849599,22.555665969848601,22.682601928710898,{"$f":"Y642+($AI$472-$Y$642)/10","v":22.586698480675594}]
["","","","","","","","","","","","","","","","","","","","","","","","",""]
[" Industrial 3/",6.3922061920165998,7.7839651107788104,8.7313165664672905,8.5384979248046893,8.1135501861572301,7.8849329948425302,7.7104330062866202,7.6478543281555202,7.5814275741577104,7.5381202697753897,7.5780467987060502,7.6416735649108896,7.7132387161254901,7.8013410568237296,7.8755207061767596,7.9062352180481001,7.9948873519897496,8.1163215637206996,8.2487821578979492,8.4059162139892596,8.4608268737793004,8.5343141555786097,8.6114902496337908,8.7719221115112305]
["   Primary Energy",4.9298634529113796,6.4939708709716797,7.4592781066894496,7.2447438240051296,6.84521436691284,6.6732459068298304,6.51676225662231,6.4484291076660201,6.3966798782348597,6.3644347190856898,6.3782010078430202,6.3993859291076696,6.4120607376098597,6.4825568199157697,6.5450062751770002,6.5706739425659197,6.6389350891113299,6.7355680465698198,6.8303794860839799,6.9826822280883798,7.0502834320068404,7.1402068138122603,7.2155933380126998,7.3827753067016602]
["     Petroleum Products 2/",6.5291514396667498,8.2850980758666992,9.8001213073730504,9.3321943283081108,9.0226831436157209,9.0089912414550799,8.9738616943359393,8.8902368545532209,8.9552536010742205,8.9079008102416992,8.89520359039307,8.8468990325927699,8.7482786178588903,8.7885036468505895,8.8624305725097692,8.9473028182983398,9.0262336730956996,9.1055555343627894,9.0882310867309606,9.3312444686889595,9.4788913726806605,9.6528720855712908,9.7811794281005895,10.0579071044922]
["       Distillate Fuel",6.3323707580566397,7.2384452819824201,7.96527099609375,7.6527161598205602,7.9603652954101598,8.0741472244262695,8.2605934143066406,8.3100318908691406,8.4493141174316406,8.8189620971679705,8.8862495422363299,8.8418188095092791,8.8337812423706108,8.6748180389404297,8.5509977340698207,8.4207677841186506,8.4376201629638707,8.4841489791870099,8.5509052276611293,8.6700105667114293,8.74859523773193,8.8432664871215803,9.0058250427246094,9.3929624557495099]
["       Liquefied Petroleum Gas",8.4833917617797905,12.566796302795399,15.1471004486084,13.237501144409199,12.375891685485801,12.379506111145,12.2225999832153,12.080751419067401,12.212836265564,12.0270395278931,11.9549217224121,11.879666328430201,11.6303720474243,11.7905416488647,11.941043853759799,12.1426992416382,12.289721488952599,12.378883361816399,12.2595558166504,12.590350151061999,12.7815389633179,12.973883628845201,13.0949363708496,13.367587089538601]
["       Residual Fuel",3.9384419918060298,4.5867881774902299,4.6800308227539098,4.9388952255248997,5.2859730720520002,5.2723593711853001,5.2104086875915501,5.1732821464538601,5.1717634201049796,5.17871141433716,5.1878075599670401,5.1966009140014604,5.2060360908508301,5.2088470458984402,5.2896075248718297,5.3583388328552202,5.44156694412231,5.5192761421203604,5.5953726768493697,5.6724872589111301,5.7441039085388201,5.8200716972351101,5.9009070396423304,5.9898118972778303]
["     Natural Gas 4/",3.88655662536621,5.55936574935913,6.0491261482238796,6.0771641731262198,5.4298515319824201,5.0030980110168501,4.6280007362365696,4.5291852951049796,4.41147708892822,4.4342226982116699,4.4864263534545898,4.5912823677062997,4.7218933105468803,4.8130536079406703,4.8621869087219203,4.81842041015625,4.8841061592102104,5.0232949256896999,5.2583932876586896,5.3567323684692401,5.3575921058654803,5.37701320648193,5.4306664466857901,5.5327925682067898,{"$f":"Y650+($AI$480-$Y$650)/10","v":5.5600694801614594}]
["     Metallurgical Coal",1.88388228416443,1.8499996662139899,1.9633457660675,1.8999761343002299,1.88347840309143,1.8588999509811399,1.8578026294708301,1.85227739810944,1.8239538669586199,1.79700314998627,1.78184306621552,1.7756989002227801,1.77074086666107,1.7668309211730999,1.7627635002136199,1.7565006017684901,1.75614774227142,1.7571268081664999,1.75483202934265,1.7449706792831401,1.72660219669342,1.70969367027283,1.70006084442139,1.6866580247878999]
["     Steam Coal",1.5976041555404701,1.5543407201767001,1.5670678615570099,1.6038056612014799,1.6009258031845099,1.58739173412323,1.58863317966461,1.5846539735794101,1.5799860954284699,1.5764416456222501,1.5679914951324501,1.5610833168029801,1.5600349903106701,1.56054711341858,1.56748187541962,1.5675091743469201,1.5641727447509799,1.5615659952163701,1.58828938007355,1.58737933635712,1.59387278556824,1.5848928689956701,1.5860744714736901,1.5880702733993499]
["   Electricity",14.734835624694799,15.0261535644531,15.722662925720201,15.5983018875122,15.078427314758301,14.4692840576172,14.1632738113403,14.081834793090801,13.919806480407701,13.785112380981399,13.931169509887701,14.1889085769653,14.5255270004272,14.681715965271,14.814373970031699,14.8553409576416,15.0255784988403,15.2628774642944,15.5799751281738,15.7510900497437,15.7371273040771,15.705772399902299,15.779216766357401,15.8933115005493,{"$f":"Y653+($AI$483-$Y$653)/10","v":15.820176294068443}]
["","","","","","","","","","","","","","","","","","","","","","","","",""]
[" Transportation",10.068477630615201,11.4567165374756,12.984992980956999,12.648449897766101,12.9899549484253,12.831539154052701,12.772025108337401,12.778377532959,12.6527404785156,12.633409500122101,12.627567291259799,12.5634212493896,12.5677394866943,12.4416351318359,12.463407516479499,12.3592376708984,12.3700494766235,12.4214639663696,12.406385421752899,12.599157333374,12.7199811935425,12.8404388427734,12.9761352539063,13.180356025695801]
["   Primary Energy",10.0396184921265,11.4297380447388,12.961000442504901,12.6243276596069,12.9694175720215,12.812975883483899,12.7542219161987,12.7604532241821,12.634376525878899,12.614933013916,12.6084880828857,12.543541908264199,12.546923637390099,12.4202537536621,12.441800117492701,12.3374538421631,12.3479681015015,12.3989114761353,12.3829250335693,12.575768470764199,12.6970834732056,12.8181715011597,12.9540061950684,13.1585645675659]
["     Petroleum Products 2/",10.0409812927246,11.431476593017599,12.9638833999634,12.6272735595703,12.9738121032715,12.8180704116821,12.7602338790894,12.7672443389893,12.6416578292847,12.622591972351101,12.616462707519499,12.551496505737299,12.554883956909199,12.4279336929321,12.4496717453003,12.3454332351685,12.356036186218301,12.4068956375122,12.3903903961182,12.5835561752319,12.7052898406982,12.826750755310099,12.9629173278809,13.167941093444799]
["       Distillate Fuel 5/",9.5535230636596697,10.9202365875244,12.0208587646484,11.5461339950562,12.0997161865234,12.488727569580099,12.3829002380371,12.4196271896362,12.508094787597701,12.555921554565399,12.5986595153809,12.507498741149901,12.460197448730501,12.2335548400879,12.028847694396999,11.832740783691399,11.7916069030762,11.803469657897899,11.8377895355225,11.9129686355591,11.9319505691528,11.983411788940399,12.11021900177,12.4955101013184,{"$f":"Y658+($AI$488-$Y$658)/10","v":12.860153747735882}]
["       Jet Fuel 6/",6.0538434982299796,6.4578518867492702,8.1168746948242205,7.6875567436218297,7.8739576339721697,7.8265089988708496,7.9840884208679199,8.0166091918945295,7.8608303070068404,7.81276655197144,7.8045797348022496,7.7928524017334002,7.7725591659545898,7.7157216072082502,7.7164225578308097,7.6991229057312003,7.7546834945678702,7.8412432670593297,7.8916783332824698,8.0530261993408203,8.1459932327270508,8.2922735214233398,8.4199304580688494,8.7479171752929705]
["       Motor Gasoline 7/",11.3207235336304,12.9284992218018,14.6530704498291,14.346966743469199,14.7094535827637,14.3600215911865,14.2510118484497,14.250683784484901,14.0786781311035,14.0637760162354,14.0259552001953,13.906542778015099,13.9343166351318,13.819755554199199,13.920813560485801,13.821713447570801,13.8340721130371,13.8936500549316,13.8356838226318,14.0806474685669,14.2383365631104,14.3749399185181,14.5092010498047,14.605681419372599,{"$f":"Y660+($AI$490-$Y$660)/10","v":15.03173973157025}]
["       Residual Fuel",3.83150410652161,4.4939312934875497,4.5839381217956499,4.8374896049499503,5.1729192733764604,5.1682701110839799,5.1688323020935103,5.1695828437805202,5.16760349273682,5.1733479499816903,5.1798586845397896,5.1877336502075204,5.1953010559081996,5.2001247406005904,5.2810626029968297,5.3552770614623997,5.4362750053405797,5.5152239799499503,5.5921721458435103,5.6705627441406303,5.7475032806396502,5.8269476890564,5.9046044349670401,5.9824995994567898]
["       Liquefied Petroleum Gas8/",15.146578788757299,16.654964447021499,20.603065490722699,20.419296264648398,17.4092102050781,17.409763336181602,17.1964435577393,17.156021118164102,17.248268127441399,17.105394363403299,17.085474014282202,16.997465133666999,16.7497043609619,16.830522537231399,16.954969406127901,17.1650085449219,17.2562961578369,17.321376800537099,17.262313842773398,17.454835891723601,17.584600448608398,17.847267150878899,17.9585571289063,18.1527404785156]
["     Natural Gas 9/",7.2317700386047399,9.0444478988647496,9.7142210006713903,9.7955017089843803,9.2987012863159197,9.0087041854858398,8.73461818695068,8.6602125167846697,8.6087532043456996,8.6854057312011701,8.7734069824218803,8.9131555557250994,9.0697097778320295,9.1761322021484393,9.2086582183837908,9.1414461135864293,9.1881532669067401,9.3183298110961896,9.5262966156005895,9.6340904235839808,9.6386470794677699,9.6553201675415004,9.7052288055419904,9.7829256057739293]
["     Ethanol (E85) 10/",14.6543264389038,16.232709884643601,19.6646022796631,19.716905593872099,20.910398483276399,20.088336944580099,20.034643173217798,19.876234054565401,19.0899848937988,19.0770473480225,18.9334907531738,18.8203315734863,18.8769016265869,18.733657836914102,18.836368560791001,18.717578887939499,18.677961349487301,18.768825531005898,18.702945709228501,19.039726257324201,19.213029861450199,19.429216384887699,19.537574768066399,19.6945476531982,{"$f":"Y664+($AI$494-$Y$664)/10","v":19.593947309306923}]
["   Electricity",20.034517288208001,20.636144638061499,21.2071418762207,20.9249382019043,20.016746520996101,19.1842136383057,18.876358032226602,18.930015563964801,18.9569396972656,18.971715927123999,19.161241531372099,19.352525711059599,19.6624240875244,19.699916839599599,19.754545211791999,19.6803493499756,19.749149322509801,19.913064956665,20.148523330688501,20.261070251464801,20.168498992919901,20.043989181518601,20.096965789794901,20.154518127441399]
["","","","","","","","","","","","","","","","","","","","","","","","",""]
[" Average End-Use Energy",10.2607097625732,11.4965677261353,12.4990587234497,12.3170623779297,12.135007858276399,11.845267295837401,11.6573295593262,11.6295518875122,11.5503234863281,11.540096282959,11.6076335906982,11.667243003845201,11.774538040161101,11.796236991882299,11.871965408325201,11.843188285827599,11.9137773513794,12.034348487854,12.153738975524901,12.3460960388184,12.4321403503418,12.5191946029663,12.636996269226101,12.8200740814209]
["   Primary Energy",7.8488264083862296,9.3171482086181605,10.527009010314901,10.2968044281006,10.2268390655518,10.0435380935669,9.9028997421264595,9.8629217147827095,9.7728738784790004,9.75823974609375,9.7822933197021502,9.7888011932372994,9.8279809951782209,9.8149814605712908,9.8643417358398402,9.8190460205078107,9.8615427017211896,9.9469861984252894,10.0096731185913,10.190193176269499,10.288735389709499,10.396104812622101,10.5091648101807,10.694952964782701]
["   Electricity",21.599882125854499,21.735733032226602,21.731866836547901,21.659553527831999,20.918876647949201,20.055833816528299,19.596654891967798,19.579929351806602,19.517631530761701,19.486770629882798,19.702039718627901,19.955158233642599,20.317079544067401,20.442613601684599,20.578334808349599,20.580734252929702,20.7274265289307,20.953577041626001,21.262916564941399,21.454774856567401,21.4308891296387,21.3733520507813,21.452013015747099,21.5757865905762]
["","","","","","","","","","","","","","","","","","","","","","","","",""]
[" Electric Power 11/","","","","","","","","","","","","","","","","","","","","","","","",""]
["   Fossil Fuel Average",1.8996955156326301,2.2409727573394802,2.4239859580993701,2.3793189525604199,2.2557969093322798,2.16659760475159,2.1260316371917698,2.1242508888244598,2.1216156482696502,2.1531240940093999,2.1922359466552699,2.2451419830322301,2.2968165874481201,2.3293662071228001,2.3501963615417498,2.3520054817199698,2.3871843814849898,2.4302341938018799,2.5017471313476598,2.5190291404724099,2.50686860084534,2.48747658729553,2.5030989646911599,2.5170097351074201]
["     Petroleum Products",4.3748912811279297,5.2786889076232901,5.9517350196838397,5.8146204948425302,6.06520652770996,6.0658583641052202,6.0610094070434597,6.0499844551086399,6.0430412292480504,6.00789546966553,5.9784431457519496,5.9840416908264196,6.0042037963867196,6.0128812789917001,6.0971722602844203,6.1627969741821298,6.2556800842285201,6.3419466018676802,6.4189195632934597,6.5561437606811497,6.6497230529785201,6.7551417350768999,6.8526744842529297,6.9808459281921396]
["       Distillate Fuel",5.6938004493713397,6.4773354530334499,7.1750593185424796,6.8899416923522896,7.0708780288696298,7.0249619483947798,6.9838500022888201,6.9665460586547896,6.9450497627258301,6.8211231231689498,6.8083920478820801,6.7952175140380904,6.8354115486145002,6.8402228355407697,6.9283905029296902,6.9566001892089799,7.0452814102172896,7.1418867111206099,7.2127375602722203,7.4472899436950701,7.5714774131774902,7.7267389297485396,7.8528199195861799,8.0614786148071307]
["       Residual Fuel",3.9850425720214799,4.7911210060119602,5.5054440498352104,5.3836627006530797,5.6116971969604501,5.6101722717285201,5.61515140533447,5.6134881973266602,5.6123900413513201,5.6186213493347203,5.6204733848571804,5.6265015602111799,5.6295571327209499,5.6379580497741699,5.71999168395996,5.7965455055236799,5.8776378631591797,5.9570369720459002,6.0351238250732404,6.1149992942810103,6.1950988769531303,6.27585792541504,6.3545475006103498,6.4353322982788104]
["     Natural Gas",3.6857740879058798,5.4593739509582502,5.9836130142211896,5.9218006134033203,5.2758417129516602,4.86041164398193,4.5085921287536603,4.4009499549865696,4.3143215179443404,4.3619651794433603,4.4577717781066903,4.5935211181640598,4.72908592224121,4.8101162910461399,4.8377823829650897,4.7923994064331099,4.8652648925781303,5.0083761215209996,5.2321648597717303,5.32541704177856,5.3230118751525897,5.3357062339782697,5.3972234725952104,5.4970946311950701,{"$f":"Y676+($AI$506-$Y$676)/10","v":5.5250455710201605}]
["     Steam Coal",1.2699717283248899,1.27919089794159,1.2835900783538801,1.28959560394287,1.29778397083282,1.28695380687714,1.28577756881714,1.27679371833801,1.26281106472015,1.25397908687592,1.2489364147186299,1.2449804544448899,1.2430621385574301,1.24259686470032,1.24424111843109,1.2428184747695901,1.24728739261627,1.2513284683227499,1.2762980461120601,1.2851967811584499,1.2969329357147199,1.3016670942306501,1.31676089763641,1.3290703296661399,{"$f":"Y677+($AI$507-$Y$677)/10","v":1.3327822261431892}]
["","","","","","","","","","","","","","","","","","","","","","","","",""]
[" Average Price to All Users 12/","","","","","","","","","","","","","","","","","","","","","","","",""]
["   Petroleum Products 2/",9.0916013717651403,10.5092258453369,12.005053520202599,11.6376342773438,11.8251142501831,11.7351989746094,11.6926622390747,11.6848964691162,11.6311902999878,11.6124935150146,11.616386413574199,11.566198348999,11.5507049560547,11.475526809692401,11.520403861999499,11.477831840515099,11.5152139663696,11.577165603637701,11.5678558349609,11.7752237319946,11.90793800354,12.0465354919434,12.1843271255493,12.407506942749]
["     Distillate Fuel",8.7129955291747994,9.89868068695068,10.9323635101318,10.516573905944799,10.8896884918213,11.1545400619507,11.1602163314819,11.210696220397899,11.2655477523804,11.312797546386699,11.4240579605103,11.453408241271999,11.43030834198,11.241268157959,11.0996809005737,10.9476537704468,10.947796821594199,10.974308013916,11.019621849060099,11.1190385818481,11.172901153564499,11.2430562973022,11.376879692077599,11.7449541091919]
["     Jet Fuel",6.0538434982299796,6.4578518867492702,8.1168746948242205,7.6875567436218297,7.8739576339721697,7.8265089988708496,7.9840884208679199,8.0166091918945295,7.8608303070068404,7.81276655197144,7.8045797348022496,7.7928524017334002,7.7725591659545898,7.7157216072082502,7.7164225578308097,7.6991229057312003,7.7546834945678702,7.8412432670593297,7.8916783332824698,8.0530261993408203,8.1459932327270508,8.2922735214233398,8.4199304580688494,8.7479171752929705]
["     Liquefied Petroleum Gas",9.5166797637939506,13.0396432876587,15.6858806610107,14.0740518569946,13.2904262542725,13.309534072876,13.149743080139199,13.0244760513306,13.1580867767334,12.982262611389199,12.9337568283081,12.8646802902222,12.621651649475099,12.775475502014199,12.937217712402299,13.1492967605591,13.286898612976101,13.3753395080566,13.277045249939,13.584378242492701,13.775920867919901,13.987989425659199,14.116153717041,14.3756980895996]
["     Motor Gasoline 7/",11.3185987472534,12.9258327484131,14.650143623352101,14.344244956970201,14.6975507736206,14.347893714904799,14.238919258117701,14.238542556762701,14.0666351318359,14.0516872406006,14.0139780044556,13.894681930541999,13.9225015640259,13.8080444335938,13.9091501235962,13.810170173645,13.822598457336399,13.882239341735801,13.824323654174799,14.0693578720093,14.2271223068237,14.3637847900391,14.4981489181519,14.5947113037109]
["     Residual Fuel",3.9308724403381299,4.6628575325012198,5.07232666015625,5.1433587074279803,5.4173622131347701,5.4097323417663601,5.3977632522582999,5.3867764472961399,5.3854241371154803,5.3919448852539098,5.3981180191040004,5.4056487083435103,5.4104261398315403,5.4168543815612802,5.4972262382507298,5.5698432922363299,5.6456804275512704,5.7250947952270499,5.8020553588867196,5.88106393814087,5.9598326683044398,6.0394186973571804,6.11779880523682,6.2010583877563503]
["   Natural Gas",5.1461992263793901,6.8558807373046902,7.3508062362670898,7.3840570449829102,6.7167382240295401,6.27575588226318,5.86295366287231,5.7038016319274902,5.5520119667053196,5.5432248115539604,5.5985813140869096,5.70459079742432,5.8318381309509304,5.9191007614135698,5.9519534111022896,5.8878293037414604,5.94315385818481,6.08443307876587,6.3156557083129901,6.4281539916992196,6.4433326721191397,6.4763746261596697,6.5396862030029297,6.6462817192077601]
["   Coal",1.2938040494918801,1.29924309253693,1.3041912317276001,1.3119194507598899,1.3187216520309399,1.3072546720504801,1.3059933185577399,1.2971544265747099,1.2836289405822801,1.2749706506729099,1.26953566074371,1.2652333974838299,1.2631930112838701,1.2626041173934901,1.26433837413788,1.26277422904968,1.2691743373870801,1.27585673332214,1.3034254312515301,1.3139834403991699,1.32844221591949,1.3343856334686299,1.3519768714904801,1.3668735027313199]
["   Ethanol (E85) 10/",14.6543264389038,16.232709884643601,19.6646022796631,19.716905593872099,20.910398483276399,20.088336944580099,20.034643173217798,19.876234054565401,19.0899848937988,19.0770473480225,18.9334907531738,18.8203315734863,18.8769016265869,18.733657836914102,18.836368560791001,18.717578887939499,18.677961349487301,18.768825531005898,18.702945709228501,19.039726257324201,19.213029861450199,19.429216384887699,19.537574768066399,19.6945476531982]
["   Electricity",21.599882125854499,21.735733032226602,21.731866836547901,21.659553527831999,20.918876647949201,20.055833816528299,19.596654891967798,19.579929351806602,19.517631530761701,19.486770629882798,19.702039718627901,19.955158233642599,20.317079544067401,20.442613601684599,20.578334808349599,20.580734252929702,20.7274265289307,20.953577041626001,21.262916564941399,21.454774856567401,21.4308891296387,21.3733520507813,21.452013015747099,21.5757865905762]
["","","","","","","","","","","","","","","","","","","","","","","","",""]
["Non-Renewable Energy Expenditures by Sector","","","","","","","","","","","","","","","","","","","","","","","",""]
["(billion 2003 dollars)","","","","","","","","","","","","","","","","","","","","","","","",""]
[" Residential",163.90481567382801,177.16523742675801,181.73590087890599,185.241622924805,180.05682373046901,176.427001953125,175.07618713378901,176.51165771484401,178.08059692382801,180.014236450195,183.85498046875,187.18310546875,191.43936157226599,194.37899780273401,197.52023315429699,198.76248168945301,201.94073486328099,206.017013549805,211.20541381835901,214.41099548339801,216.40347290039099,218.64796447753901,222.25126647949199,225.36584472656301]
[" Commercial",122.690147399902,128.153732299805,130.48612976074199,132.29133605957,129.27566528320301,126.887260437012,126.692184448242,129.41491699218801,131.90731811523401,135.04089355468801,139.741943359375,144.63902282714801,150.53921508789099,154.864669799805,159.25378417968801,162.59527587890599,167.29981994628901,172.854415893555,179.18412780761699,184.76553344726599,188.65592956543,192.56275939941401,197.80290222168,203.64804077148401]
[" Industrial",124.39901733398401,147.11244201660199,168.13270568847699,167.53501892089801,157.82022094726599,152.842697143555,151.28466796875,151.59564208984401,151.94683837890599,152.62234497070301,154.60144042968801,156.88139343261699,159.98997497558599,162.62356567382801,164.507247924805,166.59835815429699,170.382568359375,174.95167541503901,179.57080078125,184.12712097168,186.42012023925801,189.56260681152301,192.98284912109401,198.25885009765599]
[" Transportation",263.72879028320301,302.59255981445301,352.23825073242199,351.13717651367199,366.34793090820301,368.76159667968801,374.76626586914102,382.39471435546898,385.90115356445301,392.12625122070301,398.68222045898398,403.06192016601602,409.94515991210898,412.30630493164102,418.64147949218801,421.60382080078102,428.44393920898398,436.35858154296898,441.71078491210898,454.05059814453102,464.07431030273398,474.87463378906301,486.72909545898398,501.322265625]
["   Total Non-Renewable Expenditures",674.72277832031295,755.02398681640602,832.593017578125,836.20513916015602,833.50061035156295,824.91857910156295,827.8193359375,839.91693115234398,847.8359375,859.8037109375,876.880615234375,891.76544189453102,911.91369628906295,924.17352294921898,939.92272949218795,949.55993652343795,968.06707763671898,990.18170166015602,1011.67114257813,1037.35424804688,1055.55383300781,1075.64794921875,1099.76611328125,1128.59497070313]
["   Transportation Renewable Expenditures",1.1704622767865699E-2,1.72001253813505E-2,2.0739471539855E-2,2.2715086117386801E-2,2.5078095495700801E-2,2.8324941173195801E-2,3.1410280615091303E-2,3.5102743655443198E-2,3.9645586162805599E-2,4.3348435312509502E-2,4.6531450003385502E-2,4.9735426902771003E-2,5.3442426025867497E-2,5.6060969829559298E-2,6.0336232185363797E-2,6.3296250998973805E-2,6.6096656024455996E-2,6.9950148463249207E-2,7.2811737656593295E-2,7.6670221984386402E-2,8.0276548862457303E-2,8.4626309573650402E-2,8.8446177542209597E-2,9.2330038547515897E-2]
["   Total Expenditures",674.73449707031295,755.04119873046898,832.61376953125,836.22784423828102,833.52569580078102,824.94689941406295,827.85076904296898,839.95202636718795,847.87561035156295,859.84704589843795,876.92712402343795,891.815185546875,911.96716308593795,924.22961425781295,939.98309326171898,949.62322998046898,968.13317871093795,990.25164794921898,1011.74395751953,1037.43090820313,1055.63415527344,1075.73254394531,1099.85461425781,1128.68725585938]
["Biomass and Methanol data added from h2a_central_biomass_gasification_current_final.xls"]
["Woody Biomass",1.1960935989170374,1.1960935989170374,1.1960935989170374,1.1960935989170374,1.1960935989170374,1.1960935989170374,1.1960935989170374,1.1960935989170374,1.1960935989170374,1.198027460839296,1.2067298394894606,1.2415393540901181,1.244440146973506,1.2657126281183524,1.2686134210017406,1.2840843163798106,1.2792496615741635,1.3034229356023981,1.3217946238638563,1.3759427576871011,1.3943144459485595,1.4001160317153356,1.4242893057435699,1.4378263391993813,{"$f":"Y701+($AI$531-$Y$701)/10","v":1.5542937052794432}]
["Methanol",8.7353999999999985,8.7353999999999985,8.7353999999999985,8.7353999999999985,8.7353999999999985,8.7353999999999985,8.7353999999999985,8.7353999999999985,8.7353999999999985,8.7353999999999985,8.7353999999999985,8.7353999999999985,8.7353999999999985,8.7353999999999985,8.7353999999999985,8.7353999999999985,8.7353999999999985,8.7353999999999985,8.7353999999999985,8.7353999999999985,8.7353999999999985,8.7353999999999985,8.7353999999999985,8.7353999999999985,8.7353999999999985]
["Steam $(2005)/GJ",4.78,4.78,4.78,4.78,4.78,4.78,4.78,4.78,4.78,4.78,4.78,4.78,4.78,4.78,4.78,4.78,4.78,4.78,4.78,4.78,4.78,4.78,4.78,4.78,4.78]
["Steam $(2005)/mmBTU",{"$f":"B703*GJ_p_MMBtu","v":{"$error":"#NAME?"}},{"$error":"#NAME?"},{"$error":"#NAME?"},{"$error":"#NAME?"},{"$error":"#NAME?"},{"$error":"#NAME?"},{"$error":"#NAME?"},{"$error":"#NAME?"},{"$error":"#NAME?"},{"$error":"#NAME?"},{"$error":"#NAME?"},{"$error":"#NAME?"},{"$error":"#NAME?"},{"$error":"#NAME?"},{"$error":"#NAME?"},{"$error":"#NAME?"},{"$error":"#NAME?"},{"$error":"#NAME?"},{"$error":"#NAME?"},{"$error":"#NAME?"},{"$error":"#NAME?"},{"$error":"#NAME?"},{"$error":"#NAME?"},{"$error":"#NAME?"},{"$error":"#NAME?"}]
["Values for steam were copied from the H2A model version 1.  Biomass values were taken from the note at the bottom of this section."]
["   1/ Weighted average price includes fuels below as well as coal.",null,null,null,"","","","","","","","","","","","","","","","","","","","",""]
["   2/ This quantity is the weighted average for all petroleum products, not just those listed below."]
["   3/ Includes energy for combined heat and power plants, except those whose primary business is to sell electricity, or electricity and heat, to the public."]
["   4/ Excludes use for lease and plant fuel."]
["   5/ Diesel fuel containing 500 parts per million (ppm) or 15 ppm sulfur.  Price includes Federal and State taxes while excluding county and local taxes."]
["   6/ Kerosene-type jet fuel.  Price includes Federal and State taxes while excluding county and local taxes."]
["   7/ Sales weighted-average price for all grades. Includes Federal, State, and local taxes."]
["   8/ Includes Federal and State taxes while excluding county and local taxes."]
["   9/ Compressed natural gas used as a vehicle fuel.  Price includes estimated motor vehicle fuel taxes."]
["   10/ E85 refers to a blend of 85 percent ethanol (renewable) and 15 percent motor gasoline (nonrenewable).  To address cold starting issues, the percentage of ethanol actually"]
["varies seasonally.  The annual average ethanol content of 74 percent is used for this forecast."]
["   11/ Includes electricity-only and combined heat and power plants whose primary business is to sell electricity, or electricity and heat, to the public."]
["   12/ Weighted averages of end-use fuel prices are derived from the prices shown in each sector and the corresponding sectoral consumption."]
["   Btu = British thermal unit."]
["   Note:  Data for 2002 and 2003 are model results and may differ slightly from official EIA data reports."]
["   Sources:  2002 and 2003 prices for motor gasoline, distillate, and jet fuel are based on prices in the Energy Information Administration (EIA), Petroleum Marketing Annual"]
["2003, DOE/EIA-0487(2003) (Washington, DC, August 2004).  2002 residential and commercial natural gas delivered prices:  EIA, Natural Gas Annual 2002, DOE/EIA-0131(2002)"]
["(Washington, DC, January 2004).  2003 residential and commercial natural gas delivered prices:  EIA, Natural Gas Monthly, DOE/EIA-0130(2004/07) (Washington, DC, July 2004)."]
["2002 and 2003 electric power sector natural gas prices:  EIA, Electric Power Monthly, DOE/EIA-0226, May 2003 through April 2004, Table 4.11.A.  2002 and 2003 industrial natural"]
["gas delivered prices are estimated based on:  EIA, Manufacturing Energy Consumption Survey 1994 and industrial and wellhead prices from the Natural Gas Annual 2002,"]
["DOE/EIA-0131(2002) (Washington, DC, January 2004) and the Natural Gas Monthly, DOE/EIA-0130(2004/07) (Washington, DC, July 2004).  2002 transportation sector natural"]
["gas delivered prices are based on:  EIA, Natural Gas Annual 2002, DOE/EIA-0131(2002) (Washington, DC, January 2004) and estimated state and federal taxes.  2003"]
["transportation sector natural gas delivered prices are model results.  2002 and 2003 coal prices based on:  EIA, Quarterly Coal Report, October-December 2003,"]
["DOE/EIA-0121(2003/4Q) (Washington, DC, March 2004) and EIA, AEO2005 National Energy Modeling System run aeo2005.d102004a.  2002 and 2003 electricity prices:"]
["Annual Energy Review 2003, DOE/EIA-0384(2003) (Washington, DC, September 2004).  2002 and 2003 ethanol prices derived from weekly spot prices in the Oxy Fuel"]
["News.  Projections:  EIA, AEO2005 National Energy Modeling System run hw2005.d102004a."]
["* Biomass prices shown for years 2001 through 2009 are the same as the EIA value for 2010.  For the post-2025 biomass prices:  The value for 2035 was chosen based on a review of the literature, which indicated a price of $2.50/MMBtu delivered dry English ton (in 2000$) was a reasonable mid-range projection.  Values for the 2026 through 2034 were interpolated from the 2025 and 2035 values.  The value of $5.00/MMBtu delivered dry English ton in 2065 was based on judgment.  An EIA paper by Zia Haq entitled, “Biomass for Electricity Generation” (available from EIA’s website) indicates that about 7 quads of biomass per year  would be available if the price rose to  $5/MMBtu."]
["Note:  when steam is an important input or output, the price should be externally provided and should be based on the specific characteristics of the steam needed or produced. "]
[]
[]
["Table E.  Price Ratios from PNNL Mini-CAM Model"]
[null," Ratio 2050 to 2035 Price"," Ratio 2065 to 2050 Price","Extrapolated Ratio 2070 to 2065 Price","Ratio 2035 to 2020 Price"]
[]
[]
["Coal Delivered to Utilities",1.0439774739816527,1.0284486209328481,1.0094828736442827,{"$f":"F752/E752","v":1.0704312355553662}]
["Wellhead Gas",1.2097805877102306,1.1729343042703535,1.0576447680901178,1.1340871534488071]
["Gas Delivered to Utilities",1.1697889782905726,1.1485262991479412,1.049508766382647,1.1040561955262993]
["Crude Oil Price",1.1587647303602575,1.0854096786599328,1.0284698928866443,1.363594657351775]
["Delivered Diesel",1.1587647303602575,1.0854096786599328,1.0284698928866443,1.3635946573517748]
["Average Electricity",0.99410318905494366,1.0095287120834378,1.0031762373611459,0.97316968165904427]
["Dry Biomass at Farmgate",1.0099752422488564,1.0050974522479115,1.0016991507493038,0.99922998787640482]
["Ethanol",1.0099752422488564,1.0050974522479115,1.0016991507493038,0.99922998787640471]
[]
[null,null,null,null,"From MiniCAM"]
["In Units Consistent with EIA AEO",null,"From AEO","From AEO"]
[null,"Units",2000,2005,2020,2035,2050,2065,2080]
["Coal Delivered to Utilities","$/English ton",25.276500000000002,25.071000000000002,24.427484559,26.147942478000001,27.297862937999998,28.074449492999999,29.9967939]
["Wellhead Gas","$/mcf",3.83,2.88,3.1020351176470586,3.5179781764705877,4.2559817058823528,4.9919869411764699,5.7211905294117642]
["Gas Delivered to Utilities","$/mcf",4.333333333333333,3.2058823529411766,4.0727964705882354,4.4965961764705868,5.2600686470588229,6.0413271764705883,6.8262844117647052]
["Crude Oil Price","$/bbl",28.35,23.27,17.294973600000002,23.583333599999996,27.327535199999996,29.661571199999997]
["Delivered Diesel","$/gallon",1.5176666666666667,1.2925714285714285,0.93587519480519499,1.2761544155844153,1.4787627272727271,1.6050633766233764]
["Average Electricity","c/kWh",6.9,6.4,6.9130361604720001,6.7275571995839982,6.6878860666559987,6.7516130074319989,6.8294477356799987]
["Dry Biomass at Farmgate","$/mmBtu",null,null,3.8637053999999993,3.8607302999999993,3.8992420199999995,3.9191182199999997,4.4580291000000001]
["Ethanol","$/mmBtu",null,null,19.318526999999996,19.303651499999994,19.496210099999995,19.595591099999996,22.290145499999998]
[]
["Biomass delivered (assuming $10/English ton average delivery price)","$/English ton",null,null,76.455732879999985,76.404561159999986,77.066962743999994,77.40883338399999,86.678100520000001]
[null,17.2,"MMBtu/English ton"]
[]
["AEO 2009 High price case"]
["Report #:DOE/EIA-0383(2009)"]
["Release date: March 2009"]
["Next release date, early release: November 2009"]
[]
[" Table   3.  Energy Prices by Sector and Source"]
["                      (2007 dollars per million Btu, unless otherwise noted)"]
[]
[]
[null,null,null,null,null,null,null,null,null,null,null,null,null,null,null,null,null,null,null,null,null,null,null,null,null,null,"2007-"]
[null,"2006","2007","2008","2009","2010","2011","2012","2013","2014","2015","2016","2017","2018","2019","2020","2021","2022","2023","2024","2025","2026","2027","2028","2029","2030","2030"]
[]
[]
[" Residential"]
["   Liquefied Petroleum Gases",23.883546829223601,24.976987838745099,28.3833827972412,22.3542995452881,27.926952362060501,30.764682769775401,33.661342620849602,36.453559875488303,39.494522094726598,41.980697631835902,43.916378021240199,45.360519409179702,46.395816802978501,47.017768859863303,47.646530151367202,48.008190155029297,48.261722564697301,48.628421783447301,48.848987579345703,49.201820373535199,49.638439178466797,49.873706817627003,50.123619079589801,50.456356048583999,50.7625923156738,3.13153266906738E-2]
["   Distillate Fuel Oil",18.464220046997099,19.6639919281006,23.795093536376999,18.337640762329102,20.694063186645501,23.041601181030298,25.2962837219238,27.2604274749756,30.121095657348601,32.154388427734403,33.5627632141113,34.602504730224602,35.554206848144503,36.023918151855497,36.510219573974602,36.482681274414098,36.622692108154297,37.053558349609403,37.097206115722699,37.402278900146499,37.843147277832003,38.237148284912102,38.632442474365199,38.983299255371101,39.194442749023402,3.0443191528320299E-2]
["   Natural Gas",13.7000589370728,12.691158294677701,13.015861511230501,11.686484336853001,12.3283596038818,12.249480247497599,12.273024559021,12.2969045639038,12.4211750030518,12.5907487869263,12.705096244811999,12.9095964431763,13.0879106521606,13.1304607391357,12.9131679534912,12.562335968017599,12.61110496521,12.871636390686,13.125649452209499,13.3413944244385,13.6169128417969,13.8638000488281,14.1467199325562,14.4200448989868,14.611619949340801,6.1453580856323199E-3]
["   Electricity",31.206779479980501,31.187788009643601,32.338191986083999,32.416282653808601,31.140913009643601,31.8760585784912,31.922065734863299,32.300529479980497,32.352581024169901,32.639389038085902,32.894443511962898,33.117340087890597,33.414459228515597,33.629150390625,33.777111053466797,33.604824066162102,33.664745330810497,34.025123596191399,34.538562774658203,35.105255126953097,35.529582977294901,35.8877983093262,36.209835052490199,36.388431549072301,36.494224548339801,6.8550109863281302E-3]
[]
[" Commercial"]
["   Liquefied Petroleum Gases",21.1974983215332,23.041419982910199,23.604557037353501,18.681890487670898,24.74609375,27.568971633911101,30.4514064788818,33.230876922607401,36.258987426757798,38.733001708984403,40.657176971435497,42.090251922607401,43.1152153015137,43.7275390625,44.347579956054702,44.701267242431598,44.947372436523402,45.307144165039098,45.5213012695313,45.867866516113303,46.298439025878899,46.528209686279297,46.772487640380902,47.099220275878899,47.399448394775398,3.1858563423156697E-2]
["   Distillate Fuel Oil",15.0199489593506,16.054103851318398,20.836805343627901,16.0582466125488,18.1372261047363,20.7669353485107,23.078548431396499,25.270603179931602,28.107904434204102,30.082014083862301,31.343215942382798,32.504638671875,33.3633842468262,33.805187225341797,34.229515075683601,34.103286743164098,34.2811889648438,34.681198120117202,34.715034484863303,35.0353393554688,35.459774017333999,35.835098266601598,36.246971130371101,36.616977691650398,36.9903373718262,3.6957502365112298E-2]
["   Residual Fuel",8.8815975189209002,10.2142028808594,13.357634544372599,6.7629709243774396,12.823133468627899,15.3392543792725,17.4722385406494,19.700599670410199,21.254331588745099,22.305961608886701,23.786525726318398,25.024957656860401,25.9401969909668,26.507759094238299,27.019905090331999,27.1827697753906,27.4323539733887,27.776666641235401,28.037864685058601,28.392919540405298,28.7309265136719,28.9971923828125,29.337739944458001,29.677482604980501,29.9862384796143,4.79378700256348E-2]
["   Natural Gas",11.896094322204601,10.9898433685303,11.522585868835399,10.173228263855,10.782675743103001,10.7339086532593,10.799374580383301,10.8246822357178,10.967120170593301,11.158206939697299,11.2802991867065,11.486307144165,11.6717615127563,11.7226161956787,11.525540351867701,11.1890621185303,11.2596950531006,11.5338354110718,11.800594329834,12.0026235580444,12.273542404174799,12.5177307128906,12.805614471435501,13.061990737915,13.243557929992701,8.1434249877929705E-3]
["   Electricity",28.3762531280518,28.073511123657202,29.5588493347168,29.575660705566399,27.526445388793899,27.8994140625,27.624683380126999,27.748167037963899,27.707677841186499,28.011663436889599,28.3554382324219,28.5976047515869,28.930782318115199,29.165691375732401,29.300102233886701,29.014184951782202,29.003173828125,29.329126358032202,29.795009613037099,30.299129486083999,30.6775302886963,31.039953231811499,31.389379501342798,31.541213989257798,31.7004203796387,5.2967071533203099E-3]
[]
[" Industrial 1/"]
["   Liquefied Petroleum Gases",21.0410861968994,23.3795356750488,25.519689559936499,18.770734786987301,23.917289733886701,26.7415580749512,29.674488067626999,32.454425811767599,35.485988616943402,37.9550170898438,39.876785278320298,41.308006286621101,42.332942962646499,42.9459419250488,43.565265655517599,43.919185638427699,44.164951324462898,44.525180816650398,44.739585876464801,45.087501525878899,45.519046783447301,45.747432708740199,45.991909027099602,46.318729400634801,46.6203422546387,3.0462384223937999E-2]
["   Distillate Fuel Oil",15.735449790954601,16.821935653686499,21.808429718017599,16.708997726440401,17.9886360168457,21.028125762939499,23.343002319335898,25.786291122436499,28.5029201507568,30.4483127593994,31.613187789916999,32.863849639892599,33.663894653320298,34.092327117919901,34.4815673828125,34.296230316162102,34.5044975280762,34.907333374023402,34.931465148925803,35.251617431640597,35.650547027587898,36.0166206359863,36.444431304931598,36.830661773681598,37.303695678710902,3.5232901573181201E-2]
["   Residual Fuel Oil",9.2125148773193395,10.494535446166999,13.694963455200201,6.9981408119201696,17.262666702270501,19.511152267456101,21.9067897796631,24.078254699706999,26.237388610839801,27.981674194335898,29.130001068115199,30.3923149108887,31.137657165527301,31.575212478637699,32.042640686035199,31.994066238403299,32.249111175537102,32.508918762207003,32.660282135009801,32.957084655761697,33.298637390136697,33.551937103271499,33.991706848144503,34.317066192627003,34.482418060302699,5.3082466125488302E-2]
["   Natural Gas 2/",7.9563031196594203,7.5151352882385298,8.9608917236328107,6.6214537620544398,7.1234536170959499,7.0705270767211896,7.1530704498290998,7.2213044166564897,7.3800201416015598,7.5896773338317898,7.6845889091491699,7.8647842407226598,8.0319690704345703,8.0643510818481392,7.8568081855773899,7.5151796340942401,7.5926008224487296,7.8076257705688503,8.0573301315307599,8.2859725952148402,8.5280551910400408,8.7343835830688494,8.9821290969848597,9.2285404205322301,9.4173421859741193,9.8584890365600603E-3]
["   Metallurgical Coal",3.6353600025177002,3.6099998950958301,4.0379996299743697,4.5020823478698704,4.3855228424072301,4.3762397766113299,4.3997368812561,4.4189567565918004,4.4347076416015598,4.4522905349731401,4.4603638648986799,4.4635276794433603,4.4729104042053196,4.4708456993103001,4.4873232841491699,4.5196957588195801,4.5735583305358896,4.6242790222168004,4.6478152275085396,4.6480631828308097,4.6606159210205096,4.6456594467163104,4.6185407638549796,4.56589651107788,4.4889969825744602,9.5199346542358398E-3]
["   Other Industrial Coal",2.4029979705810498,2.4299483299255402,2.5571811199188201,2.56162786483765,2.56748747825623,2.60902070999146,2.6235916614532502,2.6379292011261,2.6488504409789999,2.67559719085693,2.6456270217895499,2.6335513591766402,2.63612961769104,2.6347033977508501,2.63350534439087,2.6284878253936799,2.6334505081176802,2.6471104621887198,2.6563882827758798,2.6693737506866499,2.6800231933593799,2.6932156085968,2.7120738029479998,2.7318363189697301,2.7488965988159202,5.3765773773193403E-3]
["   Coal to Liquids","- -","- -",0,0,0,1.41293036937714,1.2184369564056401,1.17754483222961,1.3116322755813601,1.2733211517334,1.2851463556289699,1.28024590015411,1.30277991294861,1.29882299900055,1.29265284538269,1.32939457893372,1.3688597679138199,1.4024136066436801,1.4137438535690301,1.42857146263123,1.43632352352142,1.44281482696533,1.44536685943604,1.4501197338104199,1.4655066728591899,"- -"]
["   Electricity",18.411262512206999,18.634252548217798,20.706560134887699,20.639848709106399,18.9005832672119,18.9754123687744,18.748577117919901,18.7451286315918,18.622827529907202,18.823989868164102,19.081008911132798,19.220748901367202,19.446659088134801,19.608354568481399,19.6959743499756,19.505567550659201,19.549434661865199,19.802045822143601,20.232648849487301,20.693027496337901,21.023696899414102,21.339708328247099,21.629344940185501,21.733781814575199,21.762773513793899,6.7706108093261701E-3]
[]
[" Transportation"]
["   Liquefied Petroleum Gases 3/",22.2963676452637,25.0072422027588,28.459692001342798,22.469375610351602,27.7350177764893,30.574182510376001,33.472511291503899,36.259494781494098,39.291736602783203,41.768077850341797,43.697544097900398,45.127403259277301,46.152801513671903,46.761356353759801,47.381011962890597,47.734935760497997,47.977794647216797,48.333538055419901,48.545326232910199,48.889308929443402,49.317207336425803,49.543441772460902,49.784286499023402,50.108409881591797,50.406246185302699,3.0945181846618701E-2]
["   E85 4/",25.5142211914063,26.671012878418001,33.849239349365199,33.586345672607401,27.6864833831787,30.227962493896499,32.657257080078097,32.785953521728501,32.346141815185497,33.964523315429702,35.691123962402301,37.409137725830099,37.7480278015137,37.745933532714801,36.169681549072301,35.874843597412102,36.162742614746101,36.566848754882798,36.620006561279297,36.971061706542997,37.408500671386697,37.711296081542997,38.137138366699197,38.524795532226598,38.908096313476598,1.65539979934692E-2]
["   Motor Gasoline 5/",21.784559249877901,22.982162475585898,26.493778228759801,18.863723754882798,25.437911987304702,27.775495529174801,29.9758186340332,32.350837707519503,35.054023742675803,37.158294677734403,38.482601165771499,39.982501983642599,40.787757873535199,41.354404449462898,41.681800842285199,41.651054382324197,41.988578796386697,42.463710784912102,42.524349212646499,42.938045501708999,43.455722808837898,43.8155326843262,44.317115783691399,44.772129058837898,45.225753784179702,2.9869914054870599E-2]
["   Jet Fuel 6/",15.2446508407593,16.0964660644531,22.0368041992188,14.6258354187012,18.117679595947301,20.790958404541001,23.098089218139599,25.277437210083001,28.108070373535199,30.063097000122099,31.2007732391357,32.563095092773402,33.216217041015597,33.609565734863303,33.985622406005902,33.9229927062988,34.1160697937012,34.517745971679702,34.4479789733887,34.882648468017599,35.356975555419901,35.6980171203613,36.117191314697301,36.502471923828097,36.943180084228501,3.6781191825866699E-2]
["   Diesel Fuel (distillate fuel oil) 7/",20.2724208831787,20.921422958373999,27.137769699096701,19.170770645141602,22.028490066528299,24.713983535766602,27.011182785034201,29.495634078979499,32.183456420898402,34.083713531494098,35.161376953125,36.449062347412102,37.198707580566399,37.612049102783203,37.951786041259801,37.7472534179688,37.957847595214801,38.353157043457003,38.333263397216797,38.682945251464801,39.052806854247997,39.384151458740199,39.812137603759801,40.192409515380902,40.681694030761697,2.93352603912354E-2]
["   Residual Fuel Oil",8.20648097991943,9.3524312973022496,13.736819267272899,7.9047741889953604,13.998456954956101,16.239332199096701,18.616979598998999,20.834623336791999,23.251203536987301,25.300340652465799,26.520757675170898,27.721658706665,28.4222621917725,28.894708633422901,29.233545303344702,29.354173660278299,29.542749404907202,29.811567306518601,29.883472442626999,30.208297729492202,30.753358840942401,31.1088161468506,31.5337104797363,31.915937423706101,32.455944061279297,5.55877685546875E-2]
["   Natural Gas 8/",16.0437107086182,15.4583129882813,17.019536972045898,14.5970249176025,15.1249084472656,15.054651260376,15.074832916259799,15.052045822143601,15.142041206359901,15.2916584014893,15.3377676010132,15.4715919494629,15.583300590515099,15.570981025695801,15.303962707519499,14.909815788269,14.9584617614746,15.1840562820435,15.399169921875,15.568284988403301,15.7804002761841,15.981484413146999,16.220918655395501,16.434350967407202,16.567071914672901,3.0162334442138698E-3]
["   Electricity",30.389289855956999,30.640342712402301,34.162754058837898,33.815212249755902,30.533897399902301,30.904481887817401,30.761266708373999,30.656822204589801,30.208518981933601,30.091423034668001,30.193696975708001,30.0047798156738,29.991252899169901,30.379962921142599,30.558404922485401,30.327966690063501,30.564914703369102,31.263238906860401,32.143627166747997,32.985675811767599,33.582263946533203,34.167488098144503,34.703441619872997,34.847152709960902,34.984054565429702,5.7690143585205104E-3]
[]
[" Electric Power 9/"]
["   Distillate Fuel Oil",13.773189544677701,14.7723951339722,19.0520629882813,14.607873916626,17.083803176879901,19.3275451660156,21.593971252441399,23.5840148925781,26.404422760009801,28.420751571655298,29.800575256347699,30.8314094543457,31.78662109375,32.266555786132798,32.755008697509801,32.748939514160199,32.898239135742202,33.249435424804702,33.280975341796903,33.615665435791001,34.1393432617188,34.519859313964801,34.915023803710902,35.267223358154297,35.541374206542997,3.8909077644348103E-2]
["   Residual Fuel Oil",8.3781757354736293,8.3772602081298793,13.767860412597701,8.0074138641357404,15.1507024765015,17.445198059081999,19.8086948394775,22.028682708740199,24.317232131958001,26.1839485168457,27.423599243164102,28.603431701660199,29.3214435577393,29.774486541748001,30.1320896148682,30.226545333862301,30.416906356811499,30.663860321044901,30.799253463745099,31.115032196044901,31.5948371887207,31.898286819458001,32.294849395752003,32.6415824890137,33.036785125732401,6.1471939086914097E-2]
["   Natural Gas",7.0546379089355504,7.0191588401794398,9.1784105300903303,6.3232793807983398,6.7862815856933603,6.7554225921630904,6.8966388702392596,6.9007439613342303,7.0371451377868697,7.2394108772277797,7.3461008071899396,7.5131673812866202,7.6775636672973597,7.7008471488952601,7.47206687927246,7.1458010673522896,7.2566452026367196,7.4941387176513699,7.74432277679443,7.9791569709777797,8.1962327957153303,8.3967161178588903,8.6154594421386701,8.8489608764648402,9.0075101852416992,1.09031200408936E-2]
["   Steam Coal",1.7355251312255899,1.78000032901764,1.9430780410766599,1.9159911870956401,1.9215773344039899,1.94381320476532,1.96493256092072,1.9859246015548699,2.01386618614197,2.0425341129303001,2.0265669822692902,2.0264971256256099,2.0284991264343302,2.03088283538818,2.0331871509552002,2.0308041572570801,2.03707003593445,2.0511178970336901,2.0604875087738002,2.07539582252502,2.08802461624146,2.09706377983093,2.11007905006409,2.1255011558532702,2.14128541946411,8.0668926239013707E-3]
[]
[" Average Price to All Users 10/"]
["   Liquefied Petroleum Gases",15.6574239730835,18.532711029052699,19.588813781738299,17.695808410644499,22.89772605896,25.525800704956101,28.135374069213899,30.695905685424801,33.5143013000488,35.840816497802699,37.6836967468262,39.047306060791001,40.043754577636697,40.646400451660199,41.227584838867202,41.557403564453097,41.8039360046387,42.135208129882798,42.369644165039098,42.704635620117202,43.125633239746101,43.351551055908203,43.615390777587898,43.933467864990199,44.235824584960902,3.8550496101379401E-2]
["   E85 4/",25.5142211914063,26.671012878418001,33.849239349365199,33.586345672607401,27.6864833831787,30.227962493896499,32.657257080078097,32.785953521728501,32.346141815185497,33.964523315429702,35.691123962402301,37.409137725830099,37.7480278015137,37.745933532714801,36.169681549072301,35.874843597412102,36.162742614746101,36.566848754882798,36.620006561279297,36.971061706542997,37.408500671386697,37.711296081542997,38.137138366699197,38.524795532226598,38.908096313476598,1.65539979934692E-2]
["   Motor Gasoline 5/",21.648998260498001,22.819190979003899,26.322273254394499,18.9177551269531,25.436496734619102,27.772588729858398,29.973018646240199,32.347999572753899,35.050952911377003,37.155685424804702,38.4801635742188,39.979705810546903,40.785068511962898,41.3517036437988,41.679214477539098,41.648273468017599,41.985744476318402,42.461280822753899,42.522396087646499,42.935802459716797,43.453563690185497,43.8141899108887,44.316211700439503,44.771690368652301,45.225814819335902,3.0188679695129401E-2]
["   Jet Fuel",15.2446508407593,16.0964660644531,22.0368041992188,14.6258354187012,18.117679595947301,20.790958404541001,23.098089218139599,25.277437210083001,28.108070373535199,30.063097000122099,31.2007732391357,32.563095092773402,33.216217041015597,33.609565734863303,33.985622406005902,33.9229927062988,34.1160697937012,34.517745971679702,34.4479789733887,34.882648468017599,35.356975555419901,35.6980171203613,36.117191314697301,36.502471923828097,36.943180084228501,3.6781191825866699E-2]
["   Distillate Fuel Oil",19.1713962554932,19.9431247711182,25.703296661376999,18.5521545410156,20.9619140625,23.6791477203369,26.0628471374512,28.599927902221701,31.3183403015137,33.263851165771499,34.408931732177699,35.652828216552699,36.441574096679702,36.859718322753899,37.242115020752003,37.054904937744098,37.2623291015625,37.674507141113303,37.684783935546903,38.020187377929702,38.413318634033203,38.774890899658203,39.204498291015597,39.593456268310497,40.074676513671903,3.0806779861450199E-2]
["   Residual Fuel Oil",8.4246597290039098,9.2489309310913104,13.7205715179443,7.74660301208496,14.567358970642101,16.791095733642599,19.158735275268601,21.380689620971701,23.7013645172119,25.618089675903299,26.856208801269499,28.053350448608398,28.769941329956101,29.23703956604,29.5975856781006,29.6960258483887,29.894676208496101,30.160924911498999,30.265388488769499,30.587467193603501,31.0885925292969,31.417993545532202,31.8338527679443,32.200790405273402,32.660762786865199,5.6387543678283698E-2]
["   Natural Gas",9.5026035308837908,9.0057582855224592,10.3350286483765,8.2461471557617205,8.7815446853637695,8.7498798370361293,8.8216104507446307,8.8623371124267596,9.0222139358520508,9.1982822418212908,9.3107128143310494,9.4842357635497994,9.6566028594970703,9.6935338973999006,9.4843921661377006,9.1274719238281303,9.1924381256103498,9.4196281433105504,9.6638069152831996,9.8748388290405291,10.1317024230957,10.353573799133301,10.619698524475099,10.875740051269499,11.0649738311768,8.99326801300049E-3]
["   Metallurgical Coal",3.6353600025177002,3.6099998950958301,4.0379996299743697,4.5020823478698704,4.3855228424072301,4.3762397766113299,4.3997368812561,4.4189567565918004,4.4347076416015598,4.4522905349731401,4.4603638648986799,4.4635276794433603,4.4729104042053196,4.4708456993103001,4.4873232841491699,4.5196957588195801,4.5735583305358896,4.6242790222168004,4.6478152275085396,4.6480631828308097,4.6606159210205096,4.6456594467163104,4.6185407638549796,4.56589651107788,4.4889969825744602,9.5199346542358398E-3]
["   Other Coal",1.77764248847961,1.81885325908661,1.9807318449020399,1.95691537857056,1.96047616004944,1.9828474521637001,2.0030708312988299,2.0230474472045898,2.04939866065979,2.0778627395629901,2.0609514713287398,2.0600180625915501,2.0618624687194802,2.0638909339904798,2.06605005264282,2.0636281967163099,2.0698127746582,2.0836849212646502,2.0928261280059801,2.1075301170349099,2.11965775489807,2.12851786613464,2.1413710117340101,2.1563785076141402,2.1716537475585902,7.7377557754516602E-3]
["   Coal to Liquids","- -","- -",0,0,0,1.41293036937714,1.2184369564056401,1.17754483222961,1.3116322755813601,1.2733211517334,1.2851463556289699,1.28024590015411,1.30277991294861,1.29882299900055,1.29265284538269,1.32939457893372,1.3688597679138199,1.4024136066436801,1.4137438535690301,1.42857146263123,1.43632352352142,1.44281482696533,1.44536685943604,1.4501197338104199,1.4655066728591899,"- -"]
["   Electricity",26.6758422851563,26.701194763183601,28.207727432251001,28.274074554443398,26.651882171630898,27.076250076293899,26.8856010437012,27.034772872924801,27.029661178588899,27.3082084655762,27.613113403320298,27.833410263061499,28.1487426757813,28.391799926757798,28.5583095550537,28.353569030761701,28.399204254150401,28.738731384277301,29.230339050293001,29.757205963134801,30.155431747436499,30.516889572143601,30.855388641357401,31.007261276245099,31.1231689453125,6.6850185394287101E-3]
[]
["Non-Renewable Energy Expenditures by Sector"]
["(billion 2007 dollars)"]
[" Residential",231.08920288085901,238.37773132324199,252.94381713867199,239.17680358886699,239.69950866699199,245.75201416015599,249.44010925293,251.653884887695,255.77357482910199,260.52627563476602,265.15460205078102,269.22512817382801,274.38430786132801,278.28405761718801,280.47280883789102,279.25845336914102,282.19268798828102,287.70663452148398,294.26138305664102,299.7646484375,305.77548217773398,311.16711425781301,317.20748901367199,320.85021972656301,324.46701049804699,1.34958028793335E-2]
[" Commercial",170.28286743164099,173.08578491210901,185.76397705078099,178.33143615722699,175.53163146972699,180.70600891113301,182.55152893066401,186.30380249023401,190.25302124023401,195.77976989746099,200.96725463867199,206.10406494140599,211.46237182617199,215.83396911621099,218.91777038574199,219.36863708496099,222.59973144531301,228.27235412597699,234.30972290039099,240.46255493164099,246.24565124511699,251.95404052734401,257.89071655273398,262.67080688476602,267.35046386718801,1.9083023071289101E-2]
[" Industrial",216.12767028808599,226.84164428710901,256.28231811523398,205.24591064453099,215.22320556640599,231.62438964843801,251.65115356445301,268.80010986328102,283.12625122070301,295.85977172851602,303.21740722656301,310.33920288085898,314.45690917968801,315.63778686523398,314.44158935546898,311.38638305664102,313.677490234375,317.87069702148398,322.22720336914102,327.49166870117199,332.22317504882801,336.22024536132801,341.05575561523398,345.55453491210898,349.17462158203102,1.8929958343505901E-2]
[" Transportation",564.63043212890602,596.754638671875,694.30163574218795,484.89761352539102,634.28308105468795,713.26568603515602,779.22229003906295,844.09631347656295,905.84466552734398,934.9755859375,954.39727783203102,974.517578125,987.50305175781295,994.324462890625,995.15118408203102,988.80041503906295,994.07275390625,1004.81390380859,1007.67785644531,1021.18786621094,1038.30029296875,1054.15161132813,1073.83544921875,1093.56530761719,1116.07727050781,2.7594208717346198E-2]
["   Total Non-Renewable Expenditures",1182.13012695313,1235.05981445313,1389.29174804688,1107.65173339844,1264.73742675781,1371.34814453125,1462.86511230469,1550.85412597656,1634.99755859375,1687.14135742188,1723.73657226563,1760.18603515625,1787.806640625,1804.08032226563,1808.9833984375,1798.81384277344,1812.54272460938,1838.66357421875,1858.47619628906,1888.90673828125,1922.54455566406,1953.49304199219,1989.98937988281,2022.64086914063,2057.0693359375,2.2428870201110802E-2]
[" Transportation Renewable Expenditures",3.2134380191564602E-2,4.0766973048448597E-2,3.9758257567882503E-2,2.0912932232022299E-2,6.9471828639507294E-2,8.6778029799461406E-2,0.106363005936146,0.55913984775543202,7.9643964767456099,27.973939895629901,38.499557495117202,49.285560607910199,55.498867034912102,59.983543395996101,63.057430267333999,67.662658691406307,73.058197021484403,78.445304870605497,82.808517456054702,87.534194946289105,92.150848388671903,96.100090026855497,99.981544494628906,103.37892150878901,106.394973754883,0.407824020385742]
["   Total Expenditures",1182.16223144531,1235.1005859375,1389.33154296875,1107.67260742188,1264.80688476563,1371.43493652344,1462.97143554688,1551.41320800781,1642.9619140625,1715.11535644531,1762.23608398438,1809.47155761719,1843.30554199219,1864.06384277344,1872.04077148438,1866.4765625,1885.60095214844,1917.10888671875,1941.28466796875,1976.44091796875,2014.69543457031,2049.59301757813,2089.97094726563,2126.01977539063,2163.46435546875,2.4671554565429701E-2]
[]
[]
["Prices in Nominal Dollars"]
[" Residential"]
["   Liquefied Petroleum Gases",23.257051467895501,24.976987838745099,29.065778732299801,23.2960910797119,29.4280681610107,32.889183044433601,36.6288871765137,40.505104064941399,44.8352661132813,48.719963073730497,52.086635589599602,54.978519439697301,57.4362182617188,59.445770263671903,61.391433715820298,62.804817199707003,63.970870971679702,65.233825683593807,66.208908081054702,67.332000732421903,68.596176147460895,69.652244567871094,70.7481689453125,71.979537963867202,73.22802734375,4.7877073287963902E-2]
["   Distillate Fuel Oil",17.9798793792725,19.6639919281006,24.3671779632568,19.1102085113525,21.806400299072301,24.6327724456787,27.526374816894499,30.2902221679688,34.194293975830099,37.316211700439503,39.8068237304688,41.9394340515137,44.014728546142599,45.545963287353501,47.042560577392599,47.727027893066399,48.543346405029297,49.706432342529297,50.280788421630902,51.184494018554702,52.296066284179702,53.400947570800803,54.528671264648402,55.612415313720703,56.540290832519503,4.6990871429443401E-2]
["   Natural Gas",13.3406887054443,12.691158294677701,13.3287906646729,12.1788377761841,12.9910278320313,13.095386505126999,13.3549995422363,13.6636142730713,14.100858688354499,14.6119728088379,15.068768501281699,15.646878242492701,16.202325820922901,16.6011772155762,16.638313293456999,16.434179306030298,16.716007232666001,17.266981124877901,17.790235519409201,18.257511138916001,18.8174343109131,19.361801147460898,19.9677219390869,20.5712070465088,21.078121185302699,2.2302865982055699E-2]
["   Electricity",30.388185501098601,31.187788009643601,33.115669250488303,33.781986236572301,32.814785003662102,34.077308654785199,34.736278533935497,35.890495300292997,36.7275390625,37.879070281982401,39.014167785644503,40.139362335205099,41.365802764892599,42.518196105957003,43.5210151672363,43.962184906005902,44.622589111328097,45.6438598632813,46.812854766845703,48.041049957275398,49.098915100097699,50.119911193847699,51.109226226806598,51.910655975341797,52.645065307617202,2.3023962974548302E-2]
[]
[" Commercial"]
["   Liquefied Petroleum Gases",20.6414604187012,23.041419982910199,24.172060012817401,19.4689617156982,26.076234817504901,29.4727878570557,33.1359672546387,36.924243927002003,41.162197113037102,44.950904846191399,48.2210884094238,51.014842987060497,53.374961853027301,55.285846710205099,57.140815734863303,58.478668212890597,59.577701568603501,60.778411865234403,61.698631286621101,62.76953125,63.9805717468262,64.980018615722699,66.018135070800795,67.190345764160199,68.376495361328097,4.8429012298583998E-2]
["   Distillate Fuel Oil",14.6259565353394,16.054103851318398,21.337766647338899,16.734783172607401,19.112129211425799,22.201026916503899,25.113124847412099,28.0792446136475,31.9088649749756,34.911155700683601,37.174346923828097,39.3967475891113,41.302574157714801,42.740764617919901,44.103927612304702,44.6142768859863,45.439685821533203,46.523967742919901,47.052040100097699,47.945369720458999,49.002445220947301,50.046310424804702,51.161643981933601,52.236690521240199,53.3607368469238,5.3609848022460903E-2]
["   Residual Fuel",8.64862155914307,10.2142028808594,13.678780555725099,7.0478959083557102,13.512396812439,16.3985290527344,19.012569427490199,21.890174865722699,24.128501892089801,25.886793136596701,28.2118015289307,30.3311157226563,32.112957000732401,33.514438629150398,34.8145141601563,35.560783386230497,36.361560821533203,37.261711120605497,38.001945495605497,38.855312347412102,39.703739166259801,40.496681213378899,41.409446716308601,42.337013244628899,43.256912231445298,6.4766526222229004E-2]
["   Natural Gas",11.5840444564819,10.9898433685303,11.799612998962401,10.6018285751343,11.362260818481399,11.475154876709,11.7514343261719,12.0277652740479,12.4501762390137,12.9494619369507,13.3789005279541,13.921801567077599,14.449187278747599,14.8212032318115,14.8503885269165,14.6376485824585,14.924715995788601,15.472354888916,15.9942817687988,16.425422668456999,16.961009979248001,17.481918334960898,18.074787139892599,18.633848190307599,19.104610443115199,2.43330001831055E-2]
["   Electricity",27.631908416748001,28.073511123657202,30.269506454467798,30.8216876983643,29.006034851074201,29.8260498046875,30.060043334960898,30.832170486450199,31.454517364501999,32.508445739746101,33.630722045898402,34.661285400390597,35.815185546875,36.874931335449197,37.752494812011697,37.956661224365199,38.443679809570298,39.3442993164063,40.383541107177699,41.463935852050803,42.393783569335902,43.349544525146499,44.305282592773402,44.995758056640597,45.729721069335902,2.1440625190734901E-2]
[]
[" Industrial 1/"]
["   Liquefied Petroleum Gases",20.489151000976602,23.3795356750488,26.133235931396499,19.561550140380898,25.202880859375,28.5882358551025,32.290554046630902,36.061496734619098,40.28466796875,44.048030853271499,47.2955131530762,50.066734313964801,52.406539916992202,54.297653198242202,56.132820129394503,57.455539703369098,58.540603637695298,59.729427337646499,60.639110565185497,61.701614379882798,62.903518676757798,63.889602661132798,64.916366577148395,66.076919555664105,67.252586364746094,4.7010421752929701E-2]
["   Distillate Fuel Oil",15.3226890563965,16.821935653686499,22.332750320434599,17.412950515747099,18.955553054809599,22.4802551269531,25.400894165039102,28.652246475219702,32.3572998046875,35.336254119872997,37.494544982910199,39.832122802734403,41.674594879150398,43.103801727294901,44.428688049316399,44.866687774658203,45.735679626464801,46.827323913574197,47.345386505127003,48.241344451904297,49.266075134277301,50.299819946289098,51.440353393554702,52.541526794433601,53.812774658203097,5.1857590675353997E-2]
["   Residual Fuel Oil",8.9708585739135707,10.494535446166999,14.024219512939499,7.2929735183715803,18.1905612945557,20.858524322509801,23.838066101074201,26.7543754577637,29.785404205322301,32.473640441894503,34.549385070800803,36.836536407470703,38.547210693359403,39.921348571777301,41.286190032958999,41.854972839355497,42.746166229247997,43.609909057617202,44.267074584960902,45.101306915283203,46.015933990478501,46.857711791992202,47.978397369384801,48.9557075500488,49.742916107177699,6.9993734359741197E-2]
["   Natural Gas 2/",7.7475991249084499,7.5151352882385298,9.17633056640625,6.9004168510437003,7.5063500404357901,7.5587930679321298,7.7836766242981001,8.0238990783691406,8.3780012130737305,8.8080673217773402,9.1142396926879901,9.5323905944824201,9.9432659149169904,10.195965766906699,10.1233129501343,9.8314371109008807,10.063985824585,10.473736763000501,10.920739173889199,11.339237213134799,11.7850589752197,12.198199272155801,12.6780385971069,13.1651611328125,13.585069656372101,2.6075601577758799E-2]
["   Metallurgical Coal",3.53999996185303,3.6099998950958301,4.1350817680358896,4.6917557716369602,4.6212515830993697,4.6784477233886701,4.7876124382018999,4.9100909233093297,5.03440189361572,5.1670279502868697,5.2901754379272496,5.4099502563476598,5.5372896194457999,5.6526045799255398,5.7818107604980504,5.9127135276794398,6.0622472763061497,6.2033557891845703,6.2995529174804696,6.3608093261718803,6.4405817985534703,6.4879999160766602,6.5189485549926802,6.51357221603394,6.4756422042846697,2.57315635681152E-2]
["   Other Industrial Coal",2.3399641513824498,2.4299483299255402,2.6186611652374299,2.6695497035980198,2.70549392700195,2.7891905307769802,2.8548843860626198,2.9311156272888201,3.00704789161682,3.1051175594329798,3.1378228664398198,3.19195532798767,3.2634260654449498,3.3311228752136199,3.39320969581604,3.4386153221130402,3.4906363487243701,3.5510332584381099,3.60041379928589,3.6530005931854199,3.7035679817199698,3.7612707614898699,3.82802057266235,3.89715647697449,3.9654450416564901,2.1521687507629401E-2]
["   Coal to Liquids","- -","- -",0,0,0,1.5105023384094201,1.3258528709411599,1.3084201812744101,1.4890010356903101,1.4777305126190201,1.52423667907715,1.55170238018036,1.6127909421920801,1.64213514328003,1.6655528545379601,1.7391279935836801,1.8144223690032999,1.881303191185,1.91615927219391,1.9549800157546999,1.98487901687622,2.0149953365325901,2.0400972366332999,2.06869769096375,2.1140794754028298,"- -"]
["   Electricity",17.9283123016357,18.634252548217798,21.204389572143601,21.5094089508057,19.916519165039102,20.2857875823975,20.401430130004901,20.8285102844238,21.1411457061768,21.845851898193398,22.630865097045898,23.2962131500244,24.0742092132568,24.791343688964801,25.377799987793001,25.517387390136701,25.912757873535199,26.5639553070068,27.422914505004901,28.318119049072301,29.052991867065401,29.802448272705099,30.529249191284201,31.004766464233398,31.394081115722699,2.29382514953613E-2]
[]
[" Transportation"]
["   Liquefied Petroleum Gases 3/",21.711505889892599,25.0072422027588,29.143922805786101,23.416013717651399,29.225816726684599,32.6855278015137,36.423408508300803,40.289470672607401,44.605060577392599,48.473209381103501,51.827091217041001,54.695976257324197,57.1353759765625,59.121578216552699,61.049320220947301,62.447345733642599,63.594524383544901,64.838249206542997,65.797332763671903,66.904335021972699,68.152259826660199,69.191001892089801,70.269203186035199,71.483169555664105,72.713973999023395,4.7500967979431201E-2]
["   E85 4/",24.84494972229,26.671012878418001,34.663047790527301,35.0013427734375,29.174674987793001,32.315399169921903,35.536281585693402,36.4298706054688,36.720230102539098,39.4169311523438,42.331146240234403,45.341171264648402,46.730594635009801,47.723148345947301,46.603786468505902,46.931846618652301,47.933681488037102,49.053524017333999,49.634002685546903,50.5943794250488,51.695419311523402,52.666557312011697,53.829563140869098,54.958328247070298,56.1272163391113,3.2878637313842801E-2]
["   Motor Gasoline 5/",21.213121414184599,22.982162475585898,27.130744934081999,19.658454895019499,26.805238723754901,29.6935729980469,32.618450164794901,35.946395874023402,39.7942924499512,43.123409271240199,45.641952514648402,48.460178375244098,50.493659973144503,52.285430908203097,53.706020355224602,54.488346099853501,55.6558227539063,56.964015960693402,57.636627197265597,58.7601127624512,60.052177429199197,61.191566467285199,62.552440643310497,63.8705863952637,65.240806579589801,4.6408414840698201E-2]
["   Jet Fuel 6/",14.844763755798301,16.0964660644531,22.566616058349599,15.2420244216919,19.09153175354,22.226709365844702,25.1343898773193,28.086837768554702,31.909053802490199,34.889202117919901,37.005405426025398,39.467597961425803,41.120388031005902,42.493434906005902,43.789676666259801,44.378414154052699,45.220821380615199,46.304702758789098,46.690078735351598,47.736415863037102,48.860385894775398,49.854866027832003,50.978462219238303,52.073341369628899,53.292709350585902,5.3430676460266099E-2]
["   Diesel Fuel (distillate fuel oil) 7/",19.740650177001999,20.921422958373999,27.790218353271499,19.978439331054702,23.2125549316406,26.4206447601318,29.3924560546875,32.773857116699197,36.535545349121101,39.555255889892599,41.702842712402301,44.177524566650398,46.0505561828613,47.553874969482401,48.899986267089801,49.381351470947301,50.3130912780762,51.4498100280762,51.9561157226563,52.937068939208999,53.967716217041001,55.002819061279297,56.193782806396499,57.337295532226598,58.685737609863303,4.5865178108215297E-2]
["   Residual Fuel Oil",7.9912142753601101,9.3524312973022496,14.067081451416,8.2378034591674805,14.7508955001831,17.360763549804702,20.2582302093506,23.1502380371094,26.3954048156738,29.3618679046631,31.454713821411101,33.599609375,35.185657501220703,36.532318115234403,37.666736602783203,38.401439666747997,39.158885955810497,39.991481781005902,40.503440856933601,41.339633941650398,42.498569488525398,43.445716857910199,44.508998870849602,45.530326843261697,46.819606781005902,7.2539210319519001E-2]
["   Natural Gas 8/",15.6228637695313,15.4583129882813,17.4287223815918,15.2119998931885,15.9378957748413,16.094272613525401,16.403812408447301,16.724969863891602,17.189661026001001,17.746465682983398,18.191225051879901,18.7521057128906,19.291521072387699,19.686790466308601,19.718795776367202,19.5051784515381,19.827426910400401,20.369035720825199,20.871717453002901,21.304979324340799,21.807193756103501,22.319299697876001,22.895399093627901,23.444755554199201,23.898975372314499,1.91235542297363E-2]
["   Electricity",29.592140197753899,30.640342712402301,34.984100341796903,35.239852905273402,32.175140380859403,33.0386352539063,33.47314453125,34.064102172851598,34.293540954589801,34.922073364257798,35.810970306396499,36.366832733154297,37.128005981445298,38.410163879394503,39.373786926269503,39.675365447997997,40.513767242431598,41.9388618469238,43.566810607910199,45.140434265136697,46.407882690429702,47.717372894287102,48.982990264892599,49.711910247802699,50.466556549072301,2.1920561790466302E-2]
[]
[" Electric Power 9/"]
["   Distillate Fuel Oil",13.411901473999,14.7723951339722,19.510114669799801,15.2233066558838,18.0020847320557,20.662237167358398,23.4976692199707,26.205204010009801,29.975025177001999,32.983203887939503,35.344711303710902,37.368736267089801,39.350601196289098,40.795433044433601,42.204059600830099,42.842506408691399,43.6065864562988,44.603294372558601,45.108348846435497,46.002567291259801,47.177719116210902,48.209484100341797,49.2816352844238,50.311172485351598,51.270523071289098,5.5592775344848598E-2]
["   Residual Fuel Oil",8.1584053039550799,8.3772602081298793,14.098869323730501,8.3447675704956108,15.9650764465332,18.64990234375,21.555006027221701,24.477008819580099,27.6055908203125,30.387323379516602,32.525520324707003,34.668350219726598,36.2988090515137,37.644645690917997,38.824489593505902,39.542682647705099,40.317581176757798,41.134811401367202,41.744674682617202,42.580486297607401,43.661422729492202,44.548267364502003,45.583328247070298,46.565509796142599,47.657505035400398,7.8517913818359403E-2]
["   Natural Gas",6.8695855140686,7.0191588401794398,9.3990793228149396,6.5896801948547399,7.1510548591613796,7.2219285964965803,7.50463819503784,7.6677107810974103,7.9887604713439897,8.4015712738037092,8.7127790451049805,9.1062192916870099,9.5045261383056605,9.7363777160644496,9.6275825500488299,9.3482122421264595,9.6186761856079102,10.053201675415,10.4964952468872,10.919364929199199,11.3265085220337,11.7266225814819,12.160493850708001,12.623664855956999,12.993863105773899,2.71370410919189E-2]
["   Steam Coal",1.6900000572204601,1.78000032901764,1.9897937774658201,1.9967122077941899,2.0248651504516602,2.07804608345032,2.1381585597991899,2.2066454887390101,2.2861962318420401,2.3704271316528298,2.4035921096801802,2.4561846256256099,2.5112030506134002,2.5676970481872599,2.6197137832641602,2.6567192077636701,2.70013451576233,2.7515239715576199,2.79274225234985,2.8401501178741499,2.8854753971099898,2.9287014007568399,2.97832083702087,3.03217673301697,3.0889301300048801,2.4255156517028802E-2]
[]
[" Average Price to All Users 10/"]
["   Liquefied Petroleum Gases",15.2467098236084,18.532711029052699,20.059770584106399,18.4413356781006,24.128513336181602,27.2885227203369,30.6157550811768,34.107528686523402,38.046356201171903,41.594432830810497,44.694419860839801,47.326686859130902,49.5726127624512,51.390285491943402,53.120773315429702,54.365833282470703,55.411079406738303,56.523338317871101,57.4269409179688,58.440696716308601,59.596019744872997,60.543582916259801,61.561973571777301,62.674179077148402,63.812778472900398,5.5228352546691901E-2]
["   E85 4/",24.84494972229,26.671012878418001,34.663047790527301,35.0013427734375,29.174674987793001,32.315399169921903,35.536281585693402,36.4298706054688,36.720230102539098,39.4169311523438,42.331146240234403,45.341171264648402,46.730594635009801,47.723148345947301,46.603786468505902,46.931846618652301,47.933681488037102,49.053524017333999,49.634002685546903,50.5943794250488,51.695419311523402,52.666557312011697,53.829563140869098,54.958328247070298,56.1272163391113,3.2878637313842801E-2]
["   Motor Gasoline 5/",21.081117630004901,22.819190979003899,26.955116271972699,19.714763641357401,26.803747177123999,29.690465927123999,32.615406036377003,35.943241119384801,39.790805816650398,43.1203804016113,45.639060974121101,48.456787109375,50.490329742431598,52.282016754150398,53.702690124511697,54.484706878662102,55.652065277099602,56.960758209228501,57.633979797363303,58.757045745849602,60.0491943359375,61.189689636230497,62.551162719726598,63.869960784912102,65.240898132324205,4.6732306480407701E-2]
["   Jet Fuel",14.844763755798301,16.0964660644531,22.566616058349599,15.2420244216919,19.09153175354,22.226709365844702,25.1343898773193,28.086837768554702,31.909053802490199,34.889202117919901,37.005405426025398,39.467597961425803,41.120388031005902,42.493434906005902,43.789676666259801,44.378414154052699,45.220821380615199,46.304702758789098,46.690078735351598,47.736415863037102,48.860385894775398,49.854866027832003,50.978462219238303,52.073341369628899,53.292709350585902,5.3430676460266099E-2]
["   Distillate Fuel Oil",18.668506622314499,19.9431247711182,26.3212585449219,19.3337593078613,22.088649749755898,25.314346313476602,28.360517501831101,31.778598785400401,35.553440093994098,38.6037788391113,40.810413360595703,43.2124633789063,45.113254547119098,46.602684020996101,47.985591888427699,48.475616455078097,49.391181945800803,50.539421081542997,51.077178955078097,52.030094146728501,53.083995819091797,54.151943206787102,55.336112976074197,56.4828491210938,57.8100776672363,4.7360301017761203E-2]
["   Residual Fuel Oil",8.2036705017089808,9.2489309310913104,14.050442695617701,8.0729684829711896,15.3503770828247,17.950630187988299,20.8477458953857,23.756994247436499,26.906440734863299,29.730625152587901,31.8525714874268,34.001632690429702,35.6160697937012,36.965137481689503,38.135795593261697,38.8486518859863,39.6253662109375,40.460136413574197,41.021083831787102,41.8585205078125,42.961837768554702,43.8775024414063,44.932643890380902,45.936691284179702,47.115070343017599,7.3351860046386705E-2]
["   Natural Gas",9.2533378601074201,9.0057582855224592,10.5835046768188,8.5935592651367205,9.2535657882690394,9.3541154861450195,9.5993127822875994,9.8473205566406303,10.2422647476196,10.6749057769775,11.042889595031699,11.495222091674799,11.954499244689901,12.2557830810547,12.220417022705099,11.9406547546387,12.184568405151399,12.6361980438232,13.0981245040894,13.513578414916999,14.0011653900146,14.459515571594199,14.989423751831101,15.515007019043001,15.961875915527299,2.51965522766113E-2]
["   Metallurgical Coal",3.53999996185303,3.6099998950958301,4.1350817680358896,4.6917557716369602,4.6212515830993697,4.6784477233886701,4.7876124382018999,4.9100909233093297,5.03440189361572,5.1670279502868697,5.2901754379272496,5.4099502563476598,5.5372896194457999,5.6526045799255398,5.7818107604980504,5.9127135276794398,6.0622472763061497,6.2033557891845703,6.2995529174804696,6.3608093261718803,6.4405817985534703,6.4879999160766602,6.5189485549926802,6.51357221603394,6.4756422042846697,2.57315635681152E-2]
["   Other Coal",1.73101270198822,1.81885325908661,2.02835273742676,2.0393605232238801,2.0658547878265399,2.1197760105133101,2.17965912818909,2.2478942871093799,2.3265335559845002,2.41142725944519,2.4443736076354998,2.4968132972717298,2.5525057315826398,2.6094300746917698,2.6620569229125999,2.6996600627899201,2.7435350418090798,2.7952117919921902,2.8365733623504599,2.8841254711151101,2.9291899204254199,2.9726293087005602,3.0224885940551802,3.0762255191803001,3.1327383518218999,2.3920774459838898E-2]
["   Coal to Liquids","- -","- -",0,0,0,1.5105023384094201,1.3258528709411599,1.3084201812744101,1.4890010356903101,1.4777305126190201,1.52423667907715,1.55170238018036,1.6127909421920801,1.64213514328003,1.6655528545379601,1.7391279935836801,1.8144223690032999,1.881303191185,1.91615927219391,1.9549800157546999,1.98487901687622,2.0149953365325901,2.0400972366332999,2.06869769096375,2.1140794754028298,"- -"]
["   Electricity",25.976100921630898,26.701194763183601,28.885900497436499,29.465267181396499,28.0844612121582,28.946041107177699,29.255804061889599,30.039487838745099,30.684814453125,31.692062377929702,32.750293731689503,33.735057830810497,34.847049713134801,35.896480560302699,36.796710968017599,37.092437744140597,37.643119812011697,38.552295684814503,39.618198394775398,40.722320556640597,41.672286987304702,42.619045257568402,43.551567077636697,44.234035491943402,44.897003173828097,2.2851228713989299E-2]
[]
["Non-Renewable Energy Expenditures by Sector"]
["(billion nominal dollars)"]
[" Residential",225.02744706750701,238.37773132324199,259.02512631031902,249.25337512780601,252.583736500312,262.72278901234898,271.43045070142699,279.62336448741098,290.36118712182201,302.34922046937697,314.484301838607,326.31017799182001,339.67713347638499,351.841652659175,361.38263928723802,365.32884829527302,374.04615460167003,385.95134111753299,398.835809936602,410.22373705988099,422.55616886606703,434.56743167122602,447.73002080536401,457.71538257287102,468.062769957282,2.9771340183983201E-2]
[" Commercial",165.816137057829,173.08578491210901,190.230139498157,185.844578933267,184.96673437998101,193.184934067249,198.64505320450101,207.01010076743199,215.98045512613399,227.20879369248601,238.355458583971,249.80526361731199,261.78221655566898,272.88440826998601,282.07041522732101,286.98036020566298,295.05574420107399,306.22172255954098,317.57856616547701,329.069649877649,340.29091622717101,351.87208183072499,364.00595788799001,374.718362251543,385.668787945372,3.54482424126734E-2]
[" Industrial",210.45837399270499,226.84164428710901,262.44389197505598,213.892966172706,226.79179338269401,247.619560147584,273.83641803280398,298.67526634090802,321.41269661935701,343.35489244766001,359.62835975479601,376.14186022230598,389.28546003433701,399.06892807031301,405.15061668110599,407.35894410523099,415.77923171469001,426.41568562175598,436.74010603899097,448.16777725737001,459.10467071246399,469.55594536729899,481.39122134917898,492.95782400236197,503.70495393538602,3.5292797975979E-2]
[" Transportation",549.81947704453,596.754638671875,710.99412877519103,505.32645703543398,668.37680019736001,762.52132045534597,847.91759438910901,937.91141444555603,1028.33974387788,1085.06959183805,1131.9545626373499,1181.14904998321,1222.4904861899099,1257.1498536367301,1282.2289721541099,1293.5591115037901,1317.64254291509,1347.93302348928,1365.7857849230099,1397.4813404476599,1434.8442550222801,1472.1991410293999,1515.6904697150001,1560.0477492924799,1610.00718661163,4.4096217008691797E-2]
["   Total Non-Renewable Expenditures",1151.1213905869799,1235.05981445313,1422.6932865587301,1154.31734546592,1332.71906446034,1466.04865262005,1591.82954953581,1723.220162996,1856.09413471179,1957.9824453226099,2044.42271900984,2133.4064257913801,2213.2352962563,2280.9449005124402,2330.8327023315501,2353.2272042248301,2402.5237543345802,2466.5217523188298,2518.9403084269702,2584.9425046425499,2656.7959475688699,2728.1946425186502,2808.81762668277,2885.4393181192499,2967.4436544262699,3.8847823819442302E-2]
[" Transportation Renewable Expenditures",3.1291455626044802E-2,4.0766973048448597E-2,4.0714130927948497E-2,2.1793998683964599E-2,7.3206049344282806E-2,9.2770617127286306E-2,0.115739841221496,0.62128413204559196,9.0414016273646407,32.464667528422702,45.662064193132402,59.735806102059101,68.705445338854702,75.838728317784501,81.248020694409604,88.517002347113603,96.838574567007299,105.232438138034,112.23695677008899,119.789323919834,127.344773281206,134.21074205079,141.121318213276,147.47729532082599,153.48101506159901,0.43043202909376699]
["   Total Expenditures",1151.1526529385901,1235.1005859375,1422.73403823545,1154.33909891658,1332.7922559459801,1466.1414381637601,1591.9452461077601,1723.8413828856601,1865.13548978575,1990.4471814707699,2090.0847289103099,2193.14218565799,2281.9407840971799,2356.78359989211,2412.0806492987499,2441.7442864187801,2499.3623693526101,2571.7542006915,2631.1772031527198,2704.7318076809502,2784.14076302281,2862.4052247444101,2949.93897720213,3032.91659167235,3120.92473552298,4.1126546811574502E-2]
[]
[]
[]
["   1/ Includes energy for combined heat and power plants, except those whose primary business is to sell electricity, or electricity and heat, to the public."]
["   2/ Excludes use for lease and plant fuel."]
["   3/ Includes Federal and State taxes while excluding county and local taxes."]
["   4/ E85 refers to a blend of 85 percent ethanol (renewable) and 15 percent motor gasoline (nonrenewable).  To address cold starting issues, the percentage of ethanol varies"]
["seasonally.  The annual average ethanol content of 74 percent is used for this forecast."]
["   5/ Sales weighted-average price for all grades.  Includes Federal, State, and local taxes."]
["   6/ Kerosene-type jet fuel.  Includes Federal and State taxes while excluding county and local taxes."]
["   7/ Diesel fuel for on-road use.  Includes Federal and State taxes while excluding county and local taxes."]
["   8/ Compressed natural gas used as a vehicle fuel.  Includes estimated motor vehicle fuel taxes and estimated dispensing costs or charges."]
["   9/ Includes electricity-only and combined heat and power plants whose primary business is to sell electricity, or electricity and heat, to the public."]
["   10/ Weighted averages of end-use fuel prices are derived from the prices shown in each sector and the corresponding sectoral consumption."]
["   Btu = British thermal unit."]
["   - - = Not applicable."]
["   Note:  Data for 2006 and 2007 are model results and may differ slightly from official EIA data reports."]
["   Sources:  2006 and 2007 prices for motor gasoline, distillate fuel oil, and jet fuel are based on prices in the Energy Information Administration (EIA), Petroleum Marketing Annual"]
["2007, DOE/EIA-0487(2007) (Washington, DC, August 2008).  2006 residential and commercial natural gas delivered prices:  EIA, Natural Gas Annual 2006, DOE/EIA-0131(2006)"]
["(Washington, DC, October, 2007).  2007 residential and commercial natural gas delivered prices:  EIA, Natural Gas Monthly, DOE/EIA-0130(2008/04) (Washington, DC, April 2008)."]
["2006 and 2007 industrial natural gas delivered prices are estimated based on:  EIA, Manufacturing Energy Consumption Survey 1994 and industrial and wellhead prices from the"]
["Natural Gas Annual 2006, DOE/EIA-0131(2006) (Washington, DC, October, 2007) and the Natural Gas Monthly, DOE/EIA-0130(2008/04) (Washington, DC, April 2008).  2006"]
["transportation sector natural gas delivered prices are based on:  EIA, Natural Gas Annual 2006, DOE/EIA-0131(2006) (Washington, DC, October, 2007) and estimated State taxes,"]
["Federal taxes, and dispensing costs or charges.  2007 transportation sector natural gas delivered prices are model results.  2006 and 2007 electric power sector natural gas prices:"]
["EIA, Electric Power Monthly, April 2007 and April 2008, Table 4.13.B.  2006 and 2007 coal prices based on:  EIA, Quarterly Coal Report, October-December 2007,"]
["DOE/EIA-0121(2007/4Q) (Washington, DC, March 2008) and EIA, AEO2009 National Energy Modeling System run aeo2009.d120908a.  2006 and 2007 electricity prices:  EIA, Annual"]
["Energy Review 2007, DOE/EIA-0384(2007) (Washington, DC, June 2008).  2006 and 2007 E85 prices derived from monthly prices in the Clean Cities Alternative Fuel Price Report."]
["Projections:  EIA, AEO2009 National Energy Modeling System run hp2009.d121108a."]

{"sheet":"HyARC Physical Property Data","index":14,"n_rows":524,"n_cols":21,"rows_kept":524,"cut":false,"hidden":false,"merged":[[91,10,91,11],[90,0,90,1],[57,0,57,10],[52,0,52,10],[133,2,133,4],[133,5,133,7],[53,0,53,10],[90,6,90,7],[91,3,91,4],[54,0,54,10],[60,0,60,10],[61,0,61,10],[90,10,90,11],[51,0,51,10],[50,0,50,10],[90,3,90,4],[58,0,58,10],[1,0,1,10],[2,0,2,10],[3,2,3,4],[3,6,3,8],[55,0,55,10],[56,0,56,10]]}
["HyARC Energy Constants and Assumptions"]
["Hydrogen Analysis Resource Center:  Lower and Higher Heating Values of Hydrogen and Fuels"]
[]
["Fuels",null,"Lower Heating Value (LHV) [1]",null,null,null,"Higher Heating Value (HHV) [1]",null,null,null,"Density",null,null,null,"HHV/LHV Ratios for Price Tables (HHV values from EIA, LHV values from GREET)"]
["Gaseous Fuels @ 32 F and 1 atm",null,"Btu/ft3 [2]","Btu/lb [3]","MJ/kg [4]",null,"Btu/ft3 [2]","Btu/lb [3]","MJ/kg [4]",null,"grams/ft3",null,null,null,null,null,null,2005,2007,2005,2007]
["Natural gas",null,983,{"$f":"C6/$K6*453.59","v":20267.225909090906},{"$f":"D6*1.05506/1000*2.2046","v":47.141269049911173},null,1089,{"$f":"G6/$K6*453.59","v":22452.704999999998},{"$f":"H6*1.05506/1000*2.2046","v":52.224661236371581},null,22,null,null,null,"Feedstock","Units","LHV","HHV","HHV","HHV/LHV","HHV/LHV"]
["Hydrogen",null,290,{"$f":"C7/K7*453.59","v":51682.028917177428},{"$f":"D7*1.05506/1000*2.2046","v":120.21163829516094},null,343,{"$f":"G7/$K7*453.59","v":61127.365236523648},{"$f":"H7*1.05506/1000*2.2046","v":142.1813515008283},null,2.5451999999999999,null,null,null,"Commercial Natural Gas_metric","Btu/scf",930,1027,1030,{"$f":"R7/Q7","v":1.1043010752688172},{"$f":"S7/Q7","v":1.10752688172043}]
["Still gas (in refineries)",null,1458,20162.628658536585,46.897977385211739,null,1584,21905.078048780488,50.950889011094226,null,32.799999999999997,null,null,null,"Industrial Natural Gas_metric","Btu/scf",930,1027,1030,{"$f":"R8/Q8","v":1.1043010752688172},{"$f":"S8/Q8","v":1.10752688172043}]
["Liquid Fuels",null,"Btu/gal [2]","Btu/lb [3]","MJ/kg [4]",null,"Btu/gal [2]","Btu/lb [3]","MJ/kg [4]",null,"grams/gal",null,null,null,"Electric Utility Natural Gas_metric","Btu/scf",930,1027,1030,{"$f":"R9/Q9","v":1.1043010752688172},{"$f":"S9/Q9","v":1.10752688172043}]
["Crude oil",null,129670,18351.642839313572,42.685651034654214,null,138350,19580.086271450855,45.542992370204438,null,3205,null,null,null,"Commercial Electricity_metric",null,null,null,null,1,1]
["Conventional gasoline",null,116090,18679.412238382403,43.448037830811678,null,124340,20006.874991131608,46.535696648144757,null,2819,null,null,null,"Industrial Electricity_metric",null,null,null,null,1,1]
["Reformulated or low-sulfur gasoline",null,113601.50975397152,18210.67343395916,42.357758273433376,null,121848.38036482914,19532.672304147527,45.432708180380153,null,2829.5773353012783,null,null,null,"Electric Utility Steam Coal_metric","Btu/short ton",19546300,20754000,20231000,{"$f":"R12/Q12","v":1.0617866296946226},{"$f":"S12/Q12","v":1.0350296475547802}]
["CA reformulated gasoline",null,113927.15396104372,18271.813278014368,42.499968650482714,null,122174.43408423416,19594.524828536756,45.576576241392928,null,2828.193183616288,null,null,null,"Retail Diesel_metric","Btu/gallon",128450,{"$f":"5825000/42","v":138690.47619047618},{"$f":"5799000/42","v":138071.42857142858},{"$f":"R13/Q13","v":1.0797234425105191},{"$f":"S13/Q13","v":1.0749040760718458}]
["U.S. conventional diesel",null,128450,18397.106251973477,42.791398263097854,null,137380,19676.095421534574,45.766308239660439,null,3167,null,null,null,"E85 Ethanol_metric","Btu/gallon",86668,94706,94854,{"$f":"R14/Q14","v":1.0927447270041999},{"$f":"S14/Q14","v":1.0944523930401071}]
["Low-sulfur diesel",null,129487.84757606639,18320.147467881456,42.612393264440954,null,138490,19593.786369307545,45.574858596098856,null,3206,null,null,null,"Methanol_metric","Btu/gallon",null,null,null,{"$f":"$I$19/$E$19","v":1.1388646288209607},{"$f":"$I$19/$E$19","v":1.1388646288209607}]
["Petroleum naphtha",null,116920,19320.124881602911,44.938326005089621,null,125080,20668.501712204008,48.074630659567319,null,2745,null,null,null,"Retail Gasoline_metric","Btu/gallon",116090,{"$f":"5194000/42","v":123666.66666666667},{"$f":"5218000/42","v":124238.09523809524},{"$f":"R16/Q16","v":1.0652654549631033},{"$f":"S16/Q16","v":1.0701877443198831}]
["NG-based FT naphtha",null,111520,19081.236061863448,44.382674127774621,null,119740,20487.69015465862,47.654065638986118,null,2651,null,null,null,"Woody Biomass_metric","Btu/short ton",16811000,17200000,17200000,{"$f":"R17/Q17","v":1.0231396109690083},{"$f":"S17/Q17","v":1.0231396109690083}]
["Residual oil",null,140352.52220119376,16967.617416108602,39.466428278669781,null,150110,18147.226785714287,42.210182303804245,null,3752,null,null,null,"Steam_metric","GJ/kg",2.8300000000000001E-3,null,null,1,1]
["Methanol",null,57250,8638.7317032601459,20.093562745097504,null,65200,9838.345974717231,22.883847877386152,null,3006]
["Ethanol",null,76330,11587.19032797858,26.95163409308779,null,84530,12831.982161981257,29.847001570663057,null,2988]
["Butanol",null,99837,14774.898802610114,34.366197069261162,null,108458,16050.722420880913,37.33374402013208,null,3065]
["Acetone",null,83127,12721.179463562754,29.589276125600549,null,89511,13698.142540485829,31.861677857719279,null,2964]
["E-Diesel Additives",null,116090,18679.412238382403,43.448037830811678,null,124340,20006.874991131608,46.535696648144757,null,2819]
["Liquefied petroleum gas (LPG)",null,84950,20037.686167446696,46.607362990589891,null,91410,21561.446645865835,50.151607427543532,null,1923]
["Liquefied natural gas (LNG)",null,74720,20908.23244910549,48.632240823804793,null,84820,23734.425539790249,55.205924339870478,null,1621]
["Dimethyl ether (DME)",null,68930,12416.981215250198,28.881715479040551,null,75610,13620.3097299444,31.680639886410216,null,2518]
["Dimethoxy methane (DMM)",null,72200,10061.197542242702,23.402197342183918,null,79196.89540113158,11036.227276497471,25.670102147722705,null,3255]
["Methyl ester (biodiesel, BD)",null,119550,16134.09238321928,37.527661324991804,null,127960,17269.079559654863,40.167624785829787,null,3361]
["Fischer-Tropsch diesel (FTD)",null,123670,18593.130692741131,43.247348226059557,null,130030,19549.323069274113,45.471437614898726,null,3017]
["Renewable Diesel I (SuperCetane)",null,117059,18729.027093474426,43.563441253226593,null,125294,20046.598045855379,46.628091888549989,null,2835]
["Renewable Diesel II (UOP-HDO)",null,122887,18907.840681818183,43.979359026862895,null,130817,20127.979318181817,46.817383529723436,null,2948]
["Renewable Gasoline",null,115983,18589.656879858656,43.23926818844334,null,124230,19911.479045936394,46.313807084230582,null,2830]
["Liquid Hydrogen",null,30500,51621.249999999993,120.070267428715,null,36020,60963.849999999991,141.80101746827262,null,268]
["Methyl tertiary butyl ether (MTBE)",null,93540,15093.848665955175,35.108069755183983,null,101130,16318.59007470651,37.95680023884708,null,2811]
["Ethyl tertiary butyl ether (ETBE)",null,96720,15612.535516014234,36.314527731276172,null,104530,16873.225160142349,39.246873281123854,null,2810]
["Tertiary amyl methyl ether (TAME)",null,100480,15645.974322004806,36.392305901657274,null,108570,16905.687023686918,39.322379097760042,null,2913]
["Butane",null,94970,19465.631405332126,45.27677203684572,null,103220,21156.601807501127,49.209944294442614,null,2213]
["Isobutane",null,90060,19287.212181303115,44.861771548798892,null,98560,21107.568649669498,49.095893891290459,null,2118]
["Isobutylene",null,95720,19271.031868619615,44.824136379735997,null,103010,20738.706569019083,48.237926122822877,null,2253]
["Propane",null,84250,19903.623697916668,46.295535660398848,null,91420,21597.498854166668,50.235464333218552,null,1920]
["Solid Fuels",null,"Btu/ton [2]","Btu/lb [5]","MJ/kg [4]",null,"Btu/ton [2]","Btu/lb [5]","MJ/kg [4]"]
["Coal (wet basis) [6]",null,19546300,{"$f":"C42/2000","v":9773.15},{"$f":"D42*1.05506/1000*2.2046","v":22.7322030001394},null,20608570,{"$f":"G42/2000","v":10304.285},{"$f":"H42*1.05506/1000*2.2046","v":23.967615189707661}]
["Bituminous coal (wet basis) [7]",null,22460600,11230.3,26.121512445062798,null,23445900,{"$f":"G43/2000","v":11722.95},27.267409091284208]
["Coking coal (wet basis)",null,24600497.144575384,12300.248572287692,28.610197070281195,null,25679670,12839.834999999999,29.865267156269461]
["Farmed trees (dry basis)",null,16811000,8405.5,19.551069237418005,null,17703170,8851.5849999999991,20.588656379262464]
["Herbaceous biomass (dry basis)",null,14797554.763920812,7398.7773819604063,17.209447250841734,null,15582870,7791.4350000000004,18.122763088911064]
["Corn stover (dry basis)",null,14075990,7037.9949999999999,16.370272742561625,null,14974460,7487.23,17.415186738025483]
["Forest residue (dry basis)",null,13243490,6621.7449999999999,15.40208137142662,null,14164160,7082.08,16.472813803454081]
["Sugar cane bagasse",null,12947318,6473.6589999999997,15.057635515844886,null,14062678,7031.3389999999999,16.354790984564566]
["Petroleum coke",null,25370000,12685,29.505123226060004,null,26920000,13460,31.307761814960006]
["Notes:"]
["[1] The lower heating value (also known as net calorific value) of a fuel is defined as the amount of heat released by combusting a specified quantity (initially at 25°C) and returning the temperature of the combustion products to 150°C, which assumes the latent heat of vaporization of water in the reaction products is not recovered."]
["The higher heating value (also known as gross calorific value or gross energy) of a fuel is defined as the amount of heat released by a specified quantity (initially at 25°C) once it is combusted and the products have returned to a temperature of 25°C, which takes into account the latent heat of vaporization of water in the combustion products."]
["[2] Btu =  British thermal unit. "]
["[3] The heating values for gaseous fuels in units of Btu/lb are calculated based on the heating values in units of Btu/ft3 and the corresponding fuel density values. The heating values for liquid fuels in units of Btu/lb are calculated based on heating values in units of Btu/gal and the corresponding fuel density values."]
["[4] The heating values in units of MJ/kg, are converted from the heating values in units of Btu/lb."]
["[5] For solid fuels, the heating values in units of Btu/lb are converted from the heating values in units of Btu/ton."]
["[6] Coal characteristics assumed by GREET for electric power production."]
["[7] Coal characteristics assumed by GREET for hydrogen and Fischer-Tropsch diesel production."]
[]
["Source:"]
["GREET Transportation Fuel Cycle Analysis Model, GREET 1.8b, developed by Argonne National Laboratory, Argonne, IL, released May 8, 2008. http://www.transportation.anl.gov/software/GREET/index.html"]
[]
[]
[]
[]
[]
[]
["TABLE A - Energy Feedstock and Utility Properties Table"]
["Feedstock Type","Source","Source Year (for original price data)","H2a Reference Year","Units for Feedstock Price Table","HHV/LHV Source","HHV/LHV","H2A Usage Input Unit/ kg H2","H2A LHV (GJ/ H2A usage input unit)","List","CO2 Emissions Factor (kg CO2 produced/GJ feed)","Unit System","CH4 Emissions Factor (kg CH4 produced/GJ or mmBtu feed)","N2O Emissions Factor (kg N2O produced/GJ or mmBtu feed)"]
["Commercial Natural Gas","Energy Information Administration Annual Energy Outlook.  See AEO Data sheet for original data","see Energy Feed Tab",2007,"$(2007)/GJ LHV",null,null,"mmBtu",{"$f":"mmBTU_to_GJ","v":1.0549999999999999},"Feed Utility",56.31533863997597,"Metric"]
["Industrial Natural Gas","Energy Information Administration Annual Energy Outlook.  See AEO Data sheet for original data","see Energy Feed Tab",2007,"$(2007)/GJ LHV",null,null,"mmBtu",{"$f":"mmBTU_to_GJ","v":1.0549999999999999},"Feed Utility",56.31533863997597,"Metric"]
["Residential Natural Gas","Energy Information Administration Annual Energy Outlook.  See AEO Data sheet for original data","see Energy Feed Tab",2007,"$(2007)/GJ LHV",null,null,"mmBtu",{"$f":"mmBTU_to_GJ","v":1.0549999999999999},"Feed Utility",56.31533863997597,"Metric"]
["Electric Utility Natural Gas","Energy Information Administration Annual Energy Outlook.  See AEO Data sheet for original data","see Energy Feed Tab",2007,"$(2007)/GJ LHV",null,null,"mmBtu",{"$f":"mmBTU_to_GJ","v":1.0549999999999999},"Feed Utility",56.31533863997597,"Metric"]
["Bio Methane",null,"see Energy Feed Tab",2007,"$(2007)/GJ LHV",null,null,"mmBtu",{"$f":"mmBTU_to_GJ","v":1.0549999999999999},"Feed Utility",56.31533863997597,"Metric"]
["Commercial Electricity","Energy Information Administration Annual Energy Outlook.  See AEO Data sheet for original data","see Energy Feed Tab",2007,"$(2007)/GJ",null,null,"kWh",{"$f":"1/MJ_to_kWh/1000","v":3.5999999999999995E-3},"Feed Utility Byprod",0,"Metric"]
["Industrial Electricity","Energy Information Administration Annual Energy Outlook.  See AEO Data sheet for original data","see Energy Feed Tab",2007,"$(2007)/GJ",null,null,"kWh",{"$f":"1/MJ_to_kWh/1000","v":3.5999999999999995E-3},"Feed Utility Byprod",0,"Metric"]
["Residential Electricity","Energy Information Administration Annual Energy Outlook.  See AEO Data sheet for original data","see Energy Feed Tab",2007,"$(2007)/GJ",null,null,"kWh",{"$f":"1/MJ_to_kWh/1000","v":3.5999999999999995E-3},"Feed Utility Byprod",0,"Metric"]
["Electric Utility Steam Coal","Energy Information Administration Annual Energy Outlook.  See AEO Data sheet for original data","see Energy Feed Tab",2007,"$(2007)/GJ LHV",null,null,"kg",{"$f":"$C$42/2000/lb_to_kg/1000000*mmBTU_to_GJ","v":2.2735034516249999E-2},"Feed",102.75287348239476,"Metric"]
["Metallurgical Coal","Energy Information Administration Annual Energy Outlook.  See AEO Data sheet for original data","see Energy Feed Tab",2007,"$(2007)/GJ LHV",null,null,"kg",{"$f":"$C$42/2000/lb_to_kg/1000000*mmBTU_to_GJ","v":2.2735034516249999E-2},"Feed",102.75287348239476,"Metric"]
["Other Industrial Coal","Energy Information Administration Annual Energy Outlook.  See AEO Data sheet for original data","see Energy Feed Tab",2007,"$(2007)/GJ LHV",null,null,"kg",{"$f":"$C$42/2000/lb_to_kg/1000000*mmBTU_to_GJ","v":2.2735034516249999E-2},"Feed",102.75287348239476,"Metric"]
["Retail Diesel","Energy Information Administration Annual Energy Outlook.  See AEO Data sheet for original data","see Energy Feed Tab",2007,"$(2007)/GJ LHV",null,null,"L",{"$f":"$C$14/gal_to_liters*mmBTU_to_GJ/1000000","v":3.5803104359313075E-2},"Feed Utility",74.122324937568308,"Metric"]
["E85 Ethanol","Energy Information Administration Annual Energy Outlook.  See AEO Data sheet for original data","see Energy Feed Tab",2007,"$(2007)/GJ LHV",null,null,"L",{"$f":"$Q$14/gal_to_liters*mmBTU_to_GJ/1000000","v":2.4157130779392338E-2},"Feed",71.019041167591709,"Metric"]
["Retail Gasoline","Energy Information Administration Annual Energy Outlook.  See AEO Data sheet for original data","see Energy Feed Tab",2007,"$(2007)/GJ LHV",null,null,"L",{"$f":"$C$11/gal_to_liters*mmBTU_to_GJ/1000000","v":3.2357978863936591E-2},"Feed",72.833307273582633,"Metric"]
["Woody Biomass","* Biomass prices shown for years 2001 through 2009 are the same as the EIA value for 2010.  For the post-2025 biomass prices:  The value for 2035 was chosen based on a review of the literature, which indicated a price of $2.50/MMBtu delivered dry English ton (in 2000$) was a reasonable mid-range projection.  Values for the 2026 through 2034 were interpolated from the 2025 and 2035 values.  The value of $5.00/MMBtu delivered dry English ton in 2065 was based on judgment.  An EIA paper by Zia Haq entitled, “Biomass for Electricity Generation” (available from EIA’s website) indicates that about 7 quads of biomass per year  would be available if the price rose to  $5/MMBtu.","see Energy Feed Tab",2007,"$(2007)/GJ",null,null,"kg",{"$f":"$E$45/1000","v":1.9551069237418006E-2},"Feed",97.876597052612851,"Metric"]
["Woody Biomass B2A",null,null,null,"$(2007)/GJ",null,null,"kg",{"$f":"$E$45/1000","v":1.9551069237418006E-2},"Feed",97.876597052612851,"Metric"]
["Woody Biomass MYPP","Biomass Multi-Year Program Plan April 2011, Table B-4. LHV from Table B-7 (8,000 Btu/lb). Prices starting in 2010 $82.70, 2011 $71.60, 2012, $61.57, 2013; $68.97",null,null,"$(2007)/GJ",null,null,"kg",{"$f":"18.608/1000","v":1.8608E-2},"Feed",97.876597052612851,"Metric"]
["Steam","Note:  when steam is an important input or output, the price should be externally provided and should be based on the specific characteristics of the steam needed or produced. ","see Energy Feed Tab",2007,"$(2007)/GJ",null,null,"kg",2.8300000000000001E-3,"Feed Utility Byprod",0,"Metric"]
[]
[]
["TABLE B - GDP Implicit Deflator Price Index",null,null,"TABLE B2 - Plant Cost Index",null,null,"TABLE B3 - Labor Index",null,null,null,"TABLE B4 - SRI Chemical Price Index"]
["GDP Implicit Price Deflator (Index, 2005=100), Available from Federal Reserve Bank of St. Louis (FRED): http://research.stlouisfed.org/fred2/series/GDPDEF/",null,null,"From Chemical Engineering Magazine                                              Averaged Annual Index",null,null,"From the Bureau of Labor Statistics, Average Hourly Earnings of Chemical Manufacturing Workers (Production and Nonsupervisory Employees)  From series CEU3232500008",null,null,null,"SRI Inorganic Price Index  (Index, 1982=100),                                                     Current Index at http://www.sriconsulting.com/CEH/ "]
["Year","Value",null,"Year","Value",null,"Year","Value",null,null,"Year","Value"]
[1992,70.563999999999993,null,1992,358.2,null,1992,13.7,null,null,1980,55.195749555178075]
[1993,72.244,null,1993,359.2,null,1993,13.97,null,null,1981,61.025412991342954]
[1994,73.781000000000006,null,1994,368.1,null,1994,14.33,null,null,1982,62.017696129413558]
[1995,75.320999999999998,null,1995,381.1,null,1995,14.86,null,null,1983,62.203749217801807]
[1996,76.694999999999993,null,1996,381.7,null,1996,15.37,null,null,1984,63.81620931716656]
[1997,78.009,null,1997,386.5,null,1997,15.78,null,null,1985,64.262922782386738]
[1998,78.855000000000004,null,1998,389.5,null,1998,16.23,null,null,1986,64.135290363752389]
[1999,80.061000000000007,null,1999,390.6,null,1999,16.399999999999999,null,null,1987,66.11359285258456]
[2000,81.882999999999996,null,2000,394.1,null,2000,17.09,null,null,1988,72.112316528398225]
[2001,83.753,null,2001,394.3,null,2001,17.57,null,null,1989,76.324186343331206]
[2002,85.037999999999997,null,2002,395.6,null,2002,17.97,null,null,1990,77.217613273771548]
[2003,86.728999999999999,null,2003,402,null,2003,18.5,null,null,1991,79.38736439055522]
[2004,89.114000000000004,null,2004,444.2,null,2004,19.170000000000002,null,null,1992,80.280791320995533]
[2005,91.980999999999995,null,2005,468.2,null,2005,19.670000000000002,null,null,1993,81.174218251435875]
[2006,94.811999999999998,null,2006,499.6,null,2006,19.600000000000001,null,null,1994,82.961072112316543]
[2007,97.334000000000003,null,2007,525.4,null,2007,19.55,null,null,1995,91.512444160816855]
[2008,99.25,null,2008,575.4,null,2008,19.5,null,null,1996,93.044033184428855]
[2009,100,null,2009,521.9,null,2009,20.3,null,null,1997,93.873643905552015]
[2010,101.217,null,2010,550.79999999999995,null,2010,21.07,null,null,1998,94.894703254626677]
[2011,103.307,null,2011,585.70000000000005,null,2011,21.45,null,null,1999,95.532865347798349]
[2012,105.21299999999999,null,2012,584.6,null,2012,21.45,null,null,2000,100]
[2013,106.91,null,2013,567.29999999999995,null,2013,21.4,null,null,2001,101.08487555839186]
[2014,108.827,null,2014,576.1,null,2014,21.488333333333333,null,null,2002,100.38289725590302]
[2015,110.01,null,2015,556.79999999999995,null,2015,21.754999999999999,null,null,2003,105.04148053605616]
[2016,111.41200000000001,null,2016,541.70000000000005,null,2016,22.714999999999993,null,null,2004,110.27440970006384]
[2017,112.854,null,null,null,null,"Source: http://data.bls.gov/timeseries/CEU3232500008?data_tool=Xgtable",null,null,null,2005,119.52776005105299]
[null,null,null,null,null,null,null,null,null,null,2006,125.5902999361838]
[null,null,null,null,null,null,null,null,null,null,2007,129.73835354179963]
[null,null,null,null,null,null,null,null,null,null,2008,145.6285896617741]
[null,null,null,null,null,null,null,null,null,null,2009,143.39502233567327]
[null,null,null,null,null,null,null,null,null,null,2010,149.13848117421827]
[null,null,null,null,null,null,null,null,null,null,2011,160.8806636885769]
[null,null,null,null,null,null,null,null,null,null,2012,166.11359285258459]
[null,null,null,null,null,null,null,null,null,null,2013,168.41097638800255]
[null,null,null,null,null,null,null,null,null,null,2014,171.79323548181239]
[null,null,null,null,null,null,null,null,null,null,2015,168.98532227185709]
[null,null,null,null,null,null,null,null,null,null,2016,170.4530950861519]
[null,null,null,null,null,null,null,null,null,null,"Base date: December 1984 for the Producer price index - chemical mfg (adjusted to 1982 base)"]
[null,null,null,null,null,null,null,null,null,null,"5/15/17:  Same information as BLS data for Chemical Mfg:  https://data.bls.gov/pdq/SurveyOutputServlet"]
["Table C1 2010 Upstream Energy and Emissions for H2 Feedstocks: for each MJ (LHV, or as noted) of feedstock available at H2 production site.  Source: GREET1_2013, 01/20/2014 for year 2010 technologies"]
[null,null,"Energy: J/MJ",null,null,"Greenhouse Gas Emissions: grams/MJ",null,null,"Total Greenhouse Gas Emissions: grams/MJ"]
["Feedstock/Fuel","Description","Total Energy ","Fossil Fuels","Petroleum","CO2","CH4","N2O","GHGs"]
["Commercial Natural Gas","North American sources -- at plant gate",{"$f":"+AVERAGEIFS(D$165:D$524,$B$165:$B$524,$A136,$C$165:$C$524,\">=\"&startup_year,$C$165:$C$524,\"<=\"&(startup_year+anal_period))","v":1092000},1092000,3971.5555555555557,5.74,0.18462200000000004,8.6102222222222209E-4,11.566300000000002]
["Industrial Natural Gas","North American sources -- at plant gate",1092000,1092000,3971.5555555555557,5.74,0.18462200000000004,8.6102222222222209E-4,11.566300000000002]
["Electric Utility Natural Gas","North American sources -- at plant gate",1092000,1092000,3971.5555555555557,5.74,0.18462200000000004,8.6102222222222209E-4,11.566300000000002]
["Residential Natural Gas","North American sources -- at plant gate",1092000,1092000,3971.5555555555557,5.74,0.18462200000000004,8.6102222222222209E-4,11.566300000000002]
["Bio Methane","From waste and intermediate fuels",-1185000,0,0,-85.800000000000011,0.54700000000000004,-1.8286999999999995E-3,-70.08]
["Commercial Electricity","U.S. Average - at Wall Outlet",1722555.5555555555,1293777.7777777778,15361.111111111111,125.73222222222223,0.20455800000000002,1.7955444444444446E-3,130.52666666666664]
["Industrial Electricity","U.S. Average - at Wall Outlet",1722555.5555555555,1293777.7777777778,15361.111111111111,125.73222222222223,0.20455800000000002,1.7955444444444446E-3,130.52666666666664]
["Residential Electricity","U.S. Average - at Wall Outlet",1722555.5555555555,1293777.7777777778,15361.111111111111,125.73222222222223,0.20455800000000002,1.7955444444444446E-3,130.52666666666664]
["Electric Utility Steam Coal","at Plant Gate",1022000,1021000,15510,1.6978444444444447,0.14096234111111108,3.279166666666666E-5,5.9552888888888873]
["Metallurgical Coal","at Plant Gate",1022000,1021000,15510,1.6978444444444447,0.14096234111111108,3.279166666666666E-5,5.9552888888888873]
["Other Industrial Coal","at Plant Gate",{"$f":"+AVERAGEIFS(D$165:D$524,$B$165:$B$524,$A146,$C$165:$C$524,\">=\"&startup_year,$C$165:$C$524,\"<=\"&(startup_year+anal_period))","v":1022000},1021000,15510,1.6978444444444447,0.14096234111111108,3.279166666666666E-5,5.9552888888888873]
["Retail Diesel","at Forecourt",1209000,1202000,1052000,17.978222222222218,0.1641276666666667,2.9047555555555561E-4,22.99966666666667]
["E85 Ethanol","84 wt% ethanol from corn and 16 wt% gasoline",1585222.2222222222,696333.33333333337,286011.11111111112,38.073444444444448,0.1118,2.5350000000000004E-2,45.206666666666663]
["Retail Gasoline","at Forecourt",1249111.111111111,1242000,1078000,23.850666666666669,0.16985744444444445,3.7835111111111111E-4,29.169000000000008]
["Woody Biomass","Biomass for Gasification Hydrogen Production ",1190000,51592.222222222219,29220,3.7602333333333329,8.4359666666666642E-3,-3.8261034444444448E-3,3.0076888888888895]
["Woody Biomass B2A","Biomass for Gasification Hydrogen Production ",1190000,51592.222222222219,29220,3.7602333333333329,8.4359666666666642E-3,-3.8261034444444448E-3,3.0076888888888895]
["Woody Biomass MYPP","Biomass for Gasification Hydrogen Production ",1190000,51592.222222222219,29220,3.7602333333333329,8.4359666666666642E-3,-3.8261034444444448E-3,3.0076888888888895]
["Steam","GREET.NET, natural gas feedstock",1384000,1383000,5034,78.571100000000001,0.27494000000000002,2.3304000000000003E-3,87.59429999999999]
[]
[]
[]
[]
[]
[]
[]
[]
[null,"GREET.NET 2017 upstream emmissions tables"]
[null,null,null,"Energy: J/MJ",null,null,"Greenhouse Gas Emissions: grams/MJ",null,null,"Total Greenhouse Gas Emissions: grams/MJ"]
[null,"Feedstock","Year","Total Energy ","Fossil Fuels","Petroleum","CO2","CH4","N2O","GHGs"]
[null,"Commercial Natural Gas",2005,1094000,1094000,4252,5.9984999999999999,0.18232600000000002,8.8801999999999994E-5,11.536999999999999]
[null,"Industrial Natural Gas",2005,1094000,1094000,4252,5.9984999999999999,0.18232600000000002,8.8801999999999994E-5,11.536999999999999]
[null,"Electric Utility Natural Gas",2005,1094000,1094000,4252,5.9984999999999999,0.18232600000000002,8.8801999999999994E-5,11.536999999999999]
[null,"Residential Natural Gas",2005,1094000,1094000,4252,5.9984999999999999,0.18232600000000002,8.8801999999999994E-5,11.536999999999999]
[null,"Bio Methane",2005,-1208000,0,0,-85.789999999999992,0.54689999999999994,-1.4884E-3,-70]
[null,"Commercial Electricity",2005,2475000,2129000,124000,251.83,0.31369799999999998,3.6604999999999997E-3,255.85999999999999]
[null,"Industrial Electricity",2005,2475000,2129000,124000,251.83,0.31369799999999998,3.6604999999999997E-3,255.85999999999999]
[null,"Residential Electricity",2005,2475000,2129000,124000,251.83,0.31369799999999998,3.6604999999999997E-3,255.85999999999999]
[null,"Electric Utility Steam Coal",2005,1023000,1022000,15840,1.9352,0.14136591000000001,3.6392E-5,6.2023000000000001]
[null,"Metallurgical Coal",2005,1023000,1022000,15840,1.9352,0.14136591000000001,3.6392E-5,6.2023000000000001]
[null,"Other Industrial Coal",2005,1023000,1022000,15840,1.9352,0.14136591000000001,3.6392E-5,6.2023000000000001]
[null,"Retail Diesel",2005,1205000,1200000,1056000,18.433,0.18217,2.0549999999999998E-4,23.908999999999999]
[null,"E85 Ethanol",2005,1760000,783400,307400,47.923999999999999,0.13161500000000001,3.3619999999999997E-2,56.43]
[null,"Retail Gasoline",2005,1248000,1242000,1084000,24.465,0.18840200000000001,2.7361999999999997E-4,30.237000000000002]
[null,"Woody Biomass",2005,1195000,56800,32280,4.3339999999999996,9.434399999999999E-3,-3.8369229999999999E-3,3.6147]
[null,"Woody Biomass B2A",2005,1195000,56800,32280,4.3339999999999996,9.434399999999999E-3,-3.8369229999999999E-3,3.6147]
[null,"Woody Biomass MYPP",2005,1195000,56800,32280,4.3339999999999996,9.434399999999999E-3,-3.8369229999999999E-3,3.6147]
[null,"Steam",2005,1387000,1386000,5427,78.934799999999996,0.27050000000000002,1.418723E-3,87.571399999999997]
[null,"Commercial Natural Gas",2010,1094000,1093000,4104,5.9177,0.18431800000000001,8.6370000000000001E-4,11.7387]
[null,"Industrial Natural Gas",2010,1094000,1093000,4104,5.9177,0.18431800000000001,8.6370000000000001E-4,11.7387]
[null,"Electric Utility Natural Gas",2010,1094000,1093000,4104,5.9177,0.18431800000000001,8.6370000000000001E-4,11.7387]
[null,"Residential Natural Gas",2010,1094000,1093000,4104,5.9177,0.18431800000000001,8.6370000000000001E-4,11.7387]
[null,"Bio Methane",2010,-1208000,0,0,-85.789999999999992,0.54600000000000004,-1.8614999999999999E-3,-70.12]
[null,"Commercial Electricity",2010,2254000,1938000,52730,220.67,0.288267,3.4012000000000001E-3,228.91000000000003]
[null,"Industrial Electricity",2010,2254000,1938000,52730,220.67,0.288267,3.4012000000000001E-3,228.91000000000003]
[null,"Residential Electricity",2010,2254000,1938000,52730,220.67,0.288267,3.4012000000000001E-3,228.91000000000003]
[null,"Electric Utility Steam Coal",2010,1023000,1022000,15710,1.8761000000000001,0.14136795000000002,3.5802E-5,6.1511000000000005]
[null,"Metallurgical Coal",2010,1023000,1022000,15710,1.8761000000000001,0.14136795000000002,3.5802E-5,6.1511000000000005]
[null,"Other Industrial Coal",2010,1023000,1022000,15710,1.8761000000000001,0.14136795000000002,3.5802E-5,6.1511000000000005]
[null,"Retail Diesel",2010,1206000,1201000,1056000,18.166999999999998,0.18199899999999999,2.9639E-4,23.741999999999997]
[null,"E85 Ethanol",2010,1687000,740000,297100,42.921999999999997,0.12687100000000001,2.955E-2,50.54]
[null,"Retail Gasoline",2010,1248000,1242000,1083000,24.158999999999999,0.18823500000000001,3.8572999999999998E-4,30.041]
[null,"Woody Biomass",2010,1194000,56320,32080,4.2514000000000003,9.6048000000000001E-3,-3.820487E-3,3.5488999999999997]
[null,"Woody Biomass B2A",2010,1194000,56320,32080,4.2514000000000003,9.6048000000000001E-3,-3.820487E-3,3.5488999999999997]
[null,"Woody Biomass MYPP",2010,1194000,56320,32080,4.2514000000000003,9.6048000000000001E-3,-3.820487E-3,3.5488999999999997]
[null,"Steam",2010,1386000,1385000,5215,78.8352,0.27453,2.3346E-3,87.848799999999997]
[null,"Commercial Natural Gas",2015,1093000,1092000,4020,5.8287000000000004,0.18472100000000002,8.6249999999999999E-4,11.659600000000001]
[null,"Industrial Natural Gas",2015,1093000,1092000,4020,5.8287000000000004,0.18472100000000002,8.6249999999999999E-4,11.659600000000001]
[null,"Electric Utility Natural Gas",2015,1093000,1092000,4020,5.8287000000000004,0.18472100000000002,8.6249999999999999E-4,11.659600000000001]
[null,"Residential Natural Gas",2015,1093000,1092000,4020,5.8287000000000004,0.18472100000000002,8.6249999999999999E-4,11.659600000000001]
[null,"Bio Methane",2015,-1194000,0,0,-85.789999999999992,0.54659999999999997,-1.8422E-3,-70.099999999999994]
[null,"Commercial Electricity",2015,2038000,1688000,38920,180.61,0.25748300000000002,2.7356999999999998E-3,187.32]
[null,"Industrial Electricity",2015,2038000,1688000,38920,180.61,0.25748300000000002,2.7356999999999998E-3,187.32]
[null,"Residential Electricity",2015,2038000,1688000,38920,180.61,0.25748300000000002,2.7356999999999998E-3,187.32]
[null,"Electric Utility Steam Coal",2015,1022000,1021000,15590,1.8048999999999999,0.14106285999999998,3.4603000000000001E-5,6.0683999999999996]
[null,"Metallurgical Coal",2015,1022000,1021000,15590,1.8048999999999999,0.14106285999999998,3.4603000000000001E-5,6.0683999999999996]
[null,"Other Industrial Coal",2015,1022000,1021000,15590,1.8048999999999999,0.14106285999999998,3.4603000000000001E-5,6.0683999999999996]
[null,"Retail Diesel",2015,1210000,1204000,1053000,18.527999999999999,0.16494200000000001,2.9771000000000002E-4,23.579000000000001]
[null,"E85 Ethanol",2015,1642000,724000,290600,41.042999999999999,0.1162,2.7609999999999999E-2,48.36]
[null,"Retail Gasoline",2015,1252000,1245000,1081000,24.462,0.17067199999999999,3.8633E-4,29.811999999999998]
[null,"Woody Biomass",2015,1191000,53390,29910,3.9701,8.6864999999999998E-3,-3.8232459999999998E-3,3.2326999999999999]
[null,"Woody Biomass B2A",2015,1191000,53390,29910,3.9701,8.6864999999999998E-3,-3.8232459999999998E-3,3.2326999999999999]
[null,"Woody Biomass MYPP",2015,1191000,53390,29910,3.9701,8.6864999999999998E-3,-3.8232459999999998E-3,3.2326999999999999]
[null,"Steam",2015,1385000,1384000,5105,78.707400000000007,0.27494000000000002,2.3330999999999998E-3,87.730800000000002]
[null,"Commercial Natural Gas",2020,1093000,1092000,3993,5.7995000000000001,0.18462100000000001,8.6209999999999998E-4,11.6227]
[null,"Industrial Natural Gas",2020,1093000,1092000,3993,5.7995000000000001,0.18462100000000001,8.6209999999999998E-4,11.6227]
[null,"Electric Utility Natural Gas",2020,1093000,1092000,3993,5.7995000000000001,0.18462100000000001,8.6209999999999998E-4,11.6227]
[null,"Residential Natural Gas",2020,1093000,1092000,3993,5.7995000000000001,0.18462100000000001,8.6209999999999998E-4,11.6227]
[null,"Bio Methane",2020,-1185000,0,0,-85.800000000000011,0.54700000000000004,-1.8286999999999999E-3,-70.08]
[null,"Commercial Electricity",2020,1866000,1484000,26490,161.61000000000001,0.22423899999999999,2.4153E-3,168.06]
[null,"Industrial Electricity",2020,1866000,1484000,26490,161.61000000000001,0.22423899999999999,2.4153E-3,168.06]
[null,"Residential Electricity",2020,1866000,1484000,26490,161.61000000000001,0.22423899999999999,2.4153E-3,168.06]
[null,"Electric Utility Steam Coal",2020,1022000,1021000,15530,1.7706,0.14096106,3.4058000000000005E-5,6.0322999999999993]
[null,"Metallurgical Coal",2020,1022000,1021000,15530,1.7706,0.14096106,3.4058000000000005E-5,6.0322999999999993]
[null,"Other Industrial Coal",2020,1022000,1021000,15530,1.7706,0.14096106,3.4058000000000005E-5,6.0322999999999993]
[null,"Retail Diesel",2020,1211000,1205000,1052000,18.605999999999998,0.162991,3.0018999999999998E-4,23.607999999999997]
[null,"E85 Ethanol",2020,1591000,703100,286400,39.366999999999997,0.11210000000000001,2.5360000000000001E-2,46.16]
[null,"Retail Gasoline",2020,1252000,1245000,1078000,24.533999999999999,0.16861900000000002,3.8906999999999999E-4,29.833999999999996]
[null,"Woody Biomass",2020,1190000,52190,29260,3.8701999999999996,8.4535000000000009E-3,-3.824488E-3,3.1251000000000002]
[null,"Woody Biomass B2A",2020,1190000,52190,29260,3.8701999999999996,8.4535000000000009E-3,-3.824488E-3,3.1251000000000002]
[null,"Woody Biomass MYPP",2020,1190000,52190,29260,3.8701999999999996,8.4535000000000009E-3,-3.824488E-3,3.1251000000000002]
[null,"Steam",2020,1384000,1384000,5066,78.656899999999993,0.27494000000000002,2.3319E-3,87.680599999999998]
[null,"Commercial Natural Gas",2025,1093000,1092000,3984,5.7702,0.18462100000000001,8.6159999999999991E-4,11.5953]
[null,"Industrial Natural Gas",2025,1093000,1092000,3984,5.7702,0.18462100000000001,8.6159999999999991E-4,11.5953]
[null,"Electric Utility Natural Gas",2025,1093000,1092000,3984,5.7702,0.18462100000000001,8.6159999999999991E-4,11.5953]
[null,"Residential Natural Gas",2025,1093000,1092000,3984,5.7702,0.18462100000000001,8.6159999999999991E-4,11.5953]
[null,"Bio Methane",2025,-1185000,0,0,-85.800000000000011,0.54700000000000004,-1.8286999999999999E-3,-70.08]
[null,"Commercial Electricity",2025,1787000,1356000,23200,145.11000000000001,0.20658799999999999,2.1538999999999998E-3,150.89999999999998]
[null,"Industrial Electricity",2025,1787000,1356000,23200,145.11000000000001,0.20658799999999999,2.1538999999999998E-3,150.89999999999998]
[null,"Residential Electricity",2025,1787000,1356000,23200,145.11000000000001,0.20658799999999999,2.1538999999999998E-3,150.89999999999998]
[null,"Electric Utility Steam Coal",2025,1022000,1021000,15530,1.7374000000000001,0.14096106999999999,3.3522000000000002E-5,5.9969999999999999]
[null,"Metallurgical Coal",2025,1022000,1021000,15530,1.7374000000000001,0.14096106999999999,3.3522000000000002E-5,5.9969999999999999]
[null,"Other Industrial Coal",2025,1022000,1021000,15530,1.7374000000000001,0.14096106999999999,3.3522000000000002E-5,5.9969999999999999]
[null,"Retail Diesel",2025,1210000,1203000,1052000,18.323,0.16309799999999999,2.9605000000000001E-4,23.334]
[null,"E85 Ethanol",2025,1588000,698600,286300,38.775999999999996,0.1116,2.5360000000000001E-2,45.71]
[null,"Retail Gasoline",2025,1251000,1243000,1078000,24.223999999999997,0.16872600000000001,3.8451000000000002E-4,29.523000000000003]
[null,"Woody Biomass",2025,1190000,51790,29250,3.8201000000000001,8.410599999999999E-3,-3.8247120000000001E-3,3.0718000000000001]
[null,"Woody Biomass B2A",2025,1190000,51790,29250,3.8201000000000001,8.410599999999999E-3,-3.8247120000000001E-3,3.0718000000000001]
[null,"Woody Biomass MYPP",2025,1190000,51790,29250,3.8201000000000001,8.410599999999999E-3,-3.8247120000000001E-3,3.0718000000000001]
[null,"Steam",2025,1384000,1383000,5053,78.616100000000003,0.27494000000000002,2.3316999999999999E-3,87.639700000000005]
[null,"Commercial Natural Gas",2030,1092000,1092000,3981,5.7552000000000003,0.18462100000000001,8.6129999999999996E-4,11.5802]
[null,"Industrial Natural Gas",2030,1092000,1092000,3981,5.7552000000000003,0.18462100000000001,8.6129999999999996E-4,11.5802]
[null,"Electric Utility Natural Gas",2030,1092000,1092000,3981,5.7552000000000003,0.18462100000000001,8.6129999999999996E-4,11.5802]
[null,"Residential Natural Gas",2030,1092000,1092000,3981,5.7552000000000003,0.18462100000000001,8.6129999999999996E-4,11.5802]
[null,"Bio Methane",2030,-1185000,0,0,-85.800000000000011,0.54700000000000004,-1.8286999999999999E-3,-70.08]
[null,"Commercial Electricity",2030,1749000,1310000,19790,134.88,0.20275799999999999,1.9713E-3,140.09]
[null,"Industrial Electricity",2030,1749000,1310000,19790,134.88,0.20275799999999999,1.9713E-3,140.09]
[null,"Residential Electricity",2030,1749000,1310000,19790,134.88,0.20275799999999999,1.9713E-3,140.09]
[null,"Electric Utility Steam Coal",2030,1022000,1021000,15520,1.716,0.14096175,3.3149000000000004E-5,5.9754000000000005]
[null,"Metallurgical Coal",2030,1022000,1021000,15520,1.716,0.14096175,3.3149000000000004E-5,5.9754000000000005]
[null,"Other Industrial Coal",2030,1022000,1021000,15520,1.716,0.14096175,3.3149000000000004E-5,5.9754000000000005]
[null,"Retail Diesel",2030,1209000,1202000,1052000,18.120999999999999,0.16412299999999999,2.9339999999999998E-4,23.162000000000003]
[null,"E85 Ethanol",2030,1586000,697000,286200,38.404000000000003,0.1118,2.5350000000000001E-2,45.44]
[null,"Retail Gasoline",2030,1250000,1242000,1078000,24.006999999999998,0.16975200000000001,3.8147000000000002E-4,29.335999999999999]
[null,"Woody Biomass",2030,1190000,51650,29230,3.7881999999999998,8.4297E-3,-3.825901E-3,3.0377000000000001]
[null,"Woody Biomass B2A",2030,1190000,51650,29230,3.7881999999999998,8.4297E-3,-3.825901E-3,3.0377000000000001]
[null,"Woody Biomass MYPP",2030,1190000,51650,29230,3.7881999999999998,8.4297E-3,-3.825901E-3,3.0377000000000001]
[null,"Steam",2030,1384000,1383000,5048,78.598700000000008,0.27484000000000003,2.3306000000000004E-3,87.622100000000003]
[null,"Commercial Natural Gas",2035,1092000,1092000,3981,5.7552000000000003,0.18462100000000001,8.6129999999999996E-4,11.5802]
[null,"Industrial Natural Gas",2035,1092000,1092000,3981,5.7552000000000003,0.18462100000000001,8.6129999999999996E-4,11.5802]
[null,"Electric Utility Natural Gas",2035,1092000,1092000,3981,5.7552000000000003,0.18462100000000001,8.6129999999999996E-4,11.5802]
[null,"Residential Natural Gas",2035,1092000,1092000,3981,5.7552000000000003,0.18462100000000001,8.6129999999999996E-4,11.5802]
[null,"Bio Methane",2035,-1185000,0,0,-85.800000000000011,0.54700000000000004,-1.8286999999999999E-3,-70.08]
[null,"Commercial Electricity",2035,1745000,1314000,18650,132.69,0.204869,1.9257999999999999E-3,137.91999999999999]
[null,"Industrial Electricity",2035,1745000,1314000,18650,132.69,0.204869,1.9257999999999999E-3,137.91999999999999]
[null,"Residential Electricity",2035,1745000,1314000,18650,132.69,0.204869,1.9257999999999999E-3,137.91999999999999]
[null,"Electric Utility Steam Coal",2035,1022000,1021000,15520,1.7124999999999999,0.14096197999999999,3.3061000000000001E-5,5.9708000000000006]
[null,"Metallurgical Coal",2035,1022000,1021000,15520,1.7124999999999999,0.14096197999999999,3.3061000000000001E-5,5.9708000000000006]
[null,"Other Industrial Coal",2035,1022000,1021000,15520,1.7124999999999999,0.14096197999999999,3.3061000000000001E-5,5.9708000000000006]
[null,"Retail Diesel",2035,1209000,1202000,1052000,18.088999999999999,0.16412499999999999,2.9260000000000001E-4,23.119]
[null,"E85 Ethanol",2035,1586000,697100,286100,38.326999999999998,0.1118,2.5350000000000001E-2,45.39]
[null,"Retail Gasoline",2035,1250000,1242000,1078000,23.973999999999997,0.169854,3.8064000000000001E-4,29.302]
[null,"Woody Biomass",2035,1190000,51660,29230,3.7818000000000001,8.4370999999999995E-3,-3.8259590000000003E-3,3.0312999999999999]
[null,"Woody Biomass B2A",2035,1190000,51660,29230,3.7818000000000001,8.4370999999999995E-3,-3.8259590000000003E-3,3.0312999999999999]
[null,"Woody Biomass MYPP",2035,1190000,51660,29230,3.7818000000000001,8.4370999999999995E-3,-3.8259590000000003E-3,3.0312999999999999]
[null,"Steam",2035,1384000,1383000,5034,78.571100000000001,0.27494000000000002,2.3304000000000003E-3,87.594300000000004]
[null,"Commercial Natural Gas",2040,1092000,1092000,3975,5.7453000000000003,0.18462200000000001,8.6110000000000006E-4,11.577199999999999]
[null,"Industrial Natural Gas",2040,1092000,1092000,3975,5.7453000000000003,0.18462200000000001,8.6110000000000006E-4,11.577199999999999]
[null,"Electric Utility Natural Gas",2040,1092000,1092000,3975,5.7453000000000003,0.18462200000000001,8.6110000000000006E-4,11.577199999999999]
[null,"Residential Natural Gas",2040,1092000,1092000,3975,5.7453000000000003,0.18462200000000001,8.6110000000000006E-4,11.577199999999999]
[null,"Bio Methane",2040,-1185000,0,0,-85.800000000000011,0.54700000000000004,-1.8286999999999999E-3,-70.08]
[null,"Commercial Electricity",2040,1732000,1300000,17320,129.32,0.20383000000000001,1.8644999999999998E-3,134.37]
[null,"Industrial Electricity",2040,1732000,1300000,17320,129.32,0.20383000000000001,1.8644999999999998E-3,134.37]
[null,"Residential Electricity",2040,1732000,1300000,17320,129.32,0.20383000000000001,1.8644999999999998E-3,134.37]
[null,"Electric Utility Steam Coal",2040,1022000,1021000,15510,1.7054,0.14096210000000001,3.2928999999999996E-5,5.9637000000000002]
[null,"Metallurgical Coal",2040,1022000,1021000,15510,1.7054,0.14096210000000001,3.2928999999999996E-5,5.9637000000000002]
[null,"Other Industrial Coal",2040,1022000,1021000,15510,1.7054,0.14096210000000001,3.2928999999999996E-5,5.9637000000000002]
[null,"Retail Diesel",2040,1209000,1202000,1052000,18.032,0.16412599999999999,2.9167E-4,23.062000000000001]
[null,"E85 Ethanol",2040,1586000,696600,286100,38.200000000000003,0.1118,2.5350000000000001E-2,45.3]
[null,"Retail Gasoline",2040,1250000,1242000,1078000,23.914999999999999,0.16985499999999998,3.7957999999999997E-4,29.232999999999997]
[null,"Woody Biomass",2040,1190000,51610,29220,3.7715999999999998,8.4332999999999995E-3,-3.8260220000000001E-3,3.02]
[null,"Woody Biomass B2A",2040,1190000,51610,29220,3.7715999999999998,8.4332999999999995E-3,-3.8260220000000001E-3,3.02]
[null,"Woody Biomass MYPP",2040,1190000,51610,29220,3.7715999999999998,8.4332999999999995E-3,-3.8260220000000001E-3,3.02]
[null,"Steam",2040,1384000,1383000,5034,78.571100000000001,0.27494000000000002,2.3304000000000003E-3,87.594300000000004]
[null,"Commercial Natural Gas",2045,1092000,1092000,3972,5.7410000000000005,0.18462200000000001,8.6110000000000006E-4,11.565900000000001]
[null,"Industrial Natural Gas",2045,1092000,1092000,3972,5.7410000000000005,0.18462200000000001,8.6110000000000006E-4,11.565900000000001]
[null,"Electric Utility Natural Gas",2045,1092000,1092000,3972,5.7410000000000005,0.18462200000000001,8.6110000000000006E-4,11.565900000000001]
[null,"Residential Natural Gas",2045,1092000,1092000,3972,5.7410000000000005,0.18462200000000001,8.6110000000000006E-4,11.565900000000001]
[null,"Bio Methane",2045,-1185000,0,0,-85.800000000000011,0.54700000000000004,-1.8286999999999999E-3,-70.08]
[null,"Commercial Electricity",2045,1724000,1293000,15580,126.71000000000001,0.203795,1.8165E-3,131.63]
[null,"Industrial Electricity",2045,1724000,1293000,15580,126.71000000000001,0.203795,1.8165E-3,131.63]
[null,"Residential Electricity",2045,1724000,1293000,15580,126.71000000000001,0.203795,1.8165E-3,131.63]
[null,"Electric Utility Steam Coal",2045,1022000,1021000,15510,1.6997,0.14096223999999999,3.2833999999999998E-5,5.9580000000000002]
[null,"Metallurgical Coal",2045,1022000,1021000,15510,1.6997,0.14096223999999999,3.2833999999999998E-5,5.9580000000000002]
[null,"Other Industrial Coal",2045,1022000,1021000,15510,1.6997,0.14096223999999999,3.2833999999999998E-5,5.9580000000000002]
[null,"Retail Diesel",2045,1209000,1202000,1052000,17.989000000000001,0.164127,2.9079000000000003E-4,23.018999999999998]
[null,"E85 Ethanol",2045,1586000,696300,286000,38.110999999999997,0.1118,2.5350000000000001E-2,45.23]
[null,"Retail Gasoline",2045,1249000,1242000,1078000,23.861000000000001,0.16985599999999998,3.7867E-4,29.189]
[null,"Woody Biomass",2045,1190000,51590,29220,3.7631000000000001,8.4335E-3,-3.8260760000000003E-3,3.0114000000000001]
[null,"Woody Biomass B2A",2045,1190000,51590,29220,3.7631000000000001,8.4335E-3,-3.8260760000000003E-3,3.0114000000000001]
[null,"Woody Biomass MYPP",2045,1190000,51590,29220,3.7631000000000001,8.4335E-3,-3.8260760000000003E-3,3.0114000000000001]
[null,"Steam",2045,1384000,1383000,5034,78.571100000000001,0.27494000000000002,2.3304000000000003E-3,87.594300000000004]
[null,"Commercial Natural Gas",2050,1092000,1092000,3971,5.7390999999999996,0.18462200000000001,8.61E-4,11.5648]
[null,"Industrial Natural Gas",2050,1092000,1092000,3971,5.7390999999999996,0.18462200000000001,8.61E-4,11.5648]
[null,"Electric Utility Natural Gas",2050,1092000,1092000,3971,5.7390999999999996,0.18462200000000001,8.61E-4,11.5648]
[null,"Residential Natural Gas",2050,1092000,1092000,3971,5.7390999999999996,0.18462200000000001,8.61E-4,11.5648]
[null,"Bio Methane",2050,-1185000,0,0,-85.800000000000011,0.54700000000000004,-1.8286999999999999E-3,-70.08]
[null,"Commercial Electricity",2050,1721000,1293000,15050,125.08,0.20477100000000001,1.7827000000000001E-3,129.82]
[null,"Industrial Electricity",2050,1721000,1293000,15050,125.08,0.20477100000000001,1.7827000000000001E-3,129.82]
[null,"Residential Electricity",2050,1721000,1293000,15050,125.08,0.20477100000000001,1.7827000000000001E-3,129.82]
[null,"Electric Utility Steam Coal",2050,1022000,1021000,15510,1.6964999999999999,0.14096238999999999,3.2765999999999998E-5,5.9536999999999995]
[null,"Metallurgical Coal",2050,1022000,1021000,15510,1.6964999999999999,0.14096238999999999,3.2765999999999998E-5,5.9536999999999995]
[null,"Other Industrial Coal",2050,1022000,1021000,15510,1.6964999999999999,0.14096238999999999,3.2765999999999998E-5,5.9536999999999995]
[null,"Retail Diesel",2050,1209000,1202000,1052000,17.969000000000001,0.164128,2.9025999999999998E-4,22.988]
[null,"E85 Ethanol",2050,1585000,696300,286000,38.049999999999997,0.1118,2.5350000000000001E-2,45.19]
[null,"Retail Gasoline",2050,1249000,1242000,1078000,23.84,0.16985799999999998,3.7813000000000001E-4,29.157000000000004]
[null,"Woody Biomass",2050,1190000,51590,29220,3.7582,8.4366999999999984E-3,-3.8261190000000002E-3,3.0054000000000003]
[null,"Woody Biomass B2A",2050,1190000,51590,29220,3.7582,8.4366999999999984E-3,-3.8261190000000002E-3,3.0054000000000003]
[null,"Woody Biomass MYPP",2050,1190000,51590,29220,3.7582,8.4366999999999984E-3,-3.8261190000000002E-3,3.0054000000000003]
[null,"Steam",2050,1384000,1383000,5034,78.571100000000001,0.27494000000000002,2.3304000000000003E-3,87.594300000000004]
[null,"Commercial Natural Gas",2055,1092000,1092000,3971,5.7390999999999996,0.18462200000000001,8.61E-4,11.5648]
[null,"Industrial Natural Gas",2055,1092000,1092000,3971,5.7390999999999996,0.18462200000000001,8.61E-4,11.5648]
[null,"Electric Utility Natural Gas",2055,1092000,1092000,3971,5.7390999999999996,0.18462200000000001,8.61E-4,11.5648]
[null,"Residential Natural Gas",2055,1092000,1092000,3971,5.7390999999999996,0.18462200000000001,8.61E-4,11.5648]
[null,"Bio Methane",2055,-1185000,0,0,-85.800000000000011,0.54700000000000004,-1.8286999999999999E-3,-70.08]
[null,"Commercial Electricity",2055,1721000,1293000,15050,125.08,0.20477100000000001,1.7827000000000001E-3,129.82]
[null,"Industrial Electricity",2055,1721000,1293000,15050,125.08,0.20477100000000001,1.7827000000000001E-3,129.82]
[null,"Residential Electricity",2055,1721000,1293000,15050,125.08,0.20477100000000001,1.7827000000000001E-3,129.82]
[null,"Electric Utility Steam Coal",2055,1022000,1021000,15510,1.6964999999999999,0.14096238999999999,3.2765999999999998E-5,5.9536999999999995]
[null,"Metallurgical Coal",2055,1022000,1021000,15510,1.6964999999999999,0.14096238999999999,3.2765999999999998E-5,5.9536999999999995]
[null,"Other Industrial Coal",2055,1022000,1021000,15510,1.6964999999999999,0.14096238999999999,3.2765999999999998E-5,5.9536999999999995]
[null,"Retail Diesel",2055,1209000,1202000,1052000,17.969000000000001,0.164128,2.9025999999999998E-4,22.988]
[null,"E85 Ethanol",2055,1585000,696300,286000,38.049999999999997,0.1118,2.5350000000000001E-2,45.19]
[null,"Retail Gasoline",2055,1249000,1242000,1078000,23.84,0.16985799999999998,3.7813000000000001E-4,29.157000000000004]
[null,"Woody Biomass",2055,1190000,51590,29220,3.7582,8.4366999999999984E-3,-3.8261190000000002E-3,3.0054000000000003]
[null,"Woody Biomass B2A",2055,1190000,51590,29220,3.7582,8.4366999999999984E-3,-3.8261190000000002E-3,3.0054000000000003]
[null,"Woody Biomass MYPP",2055,1190000,51590,29220,3.7582,8.4366999999999984E-3,-3.8261190000000002E-3,3.0054000000000003]
[null,"Steam",2055,1384000,1383000,5034,78.571100000000001,0.27494000000000002,2.3304000000000003E-3,87.594300000000004]
[null,"Commercial Natural Gas",2060,1092000,1092000,3971,5.7390999999999996,0.18462200000000001,8.61E-4,11.5648]
[null,"Industrial Natural Gas",2060,1092000,1092000,3971,5.7390999999999996,0.18462200000000001,8.61E-4,11.5648]
[null,"Electric Utility Natural Gas",2060,1092000,1092000,3971,5.7390999999999996,0.18462200000000001,8.61E-4,11.5648]
[null,"Residential Natural Gas",2060,1092000,1092000,3971,5.7390999999999996,0.18462200000000001,8.61E-4,11.5648]
[null,"Bio Methane",2060,-1185000,0,0,-85.800000000000011,0.54700000000000004,-1.8286999999999999E-3,-70.08]
[null,"Commercial Electricity",2060,1721000,1293000,15050,125.08,0.20477100000000001,1.7827000000000001E-3,129.82]
[null,"Industrial Electricity",2060,1721000,1293000,15050,125.08,0.20477100000000001,1.7827000000000001E-3,129.82]
[null,"Residential Electricity",2060,1721000,1293000,15050,125.08,0.20477100000000001,1.7827000000000001E-3,129.82]
[null,"Electric Utility Steam Coal",2060,1022000,1021000,15510,1.6964999999999999,0.14096238999999999,3.2765999999999998E-5,5.9536999999999995]
[null,"Metallurgical Coal",2060,1022000,1021000,15510,1.6964999999999999,0.14096238999999999,3.2765999999999998E-5,5.9536999999999995]
[null,"Other Industrial Coal",2060,1022000,1021000,15510,1.6964999999999999,0.14096238999999999,3.2765999999999998E-5,5.9536999999999995]
[null,"Retail Diesel",2060,1209000,1202000,1052000,17.969000000000001,0.164128,2.9025999999999998E-4,22.988]
[null,"E85 Ethanol",2060,1585000,696300,286000,38.049999999999997,0.1118,2.5350000000000001E-2,45.19]
[null,"Retail Gasoline",2060,1249000,1242000,1078000,23.84,0.16985799999999998,3.7813000000000001E-4,29.157000000000004]
[null,"Woody Biomass",2060,1190000,51590,29220,3.7582,8.4366999999999984E-3,-3.8261190000000002E-3,3.0054000000000003]
[null,"Woody Biomass B2A",2060,1190000,51590,29220,3.7582,8.4366999999999984E-3,-3.8261190000000002E-3,3.0054000000000003]
[null,"Woody Biomass MYPP",2060,1190000,51590,29220,3.7582,8.4366999999999984E-3,-3.8261190000000002E-3,3.0054000000000003]
[null,"Steam",2060,1384000,1383000,5034,78.571100000000001,0.27494000000000002,2.3304000000000003E-3,87.594300000000004]
[null,"Commercial Natural Gas",2065,1092000,1092000,3971,5.7390999999999996,0.18462200000000001,8.61E-4,11.5648]
[null,"Industrial Natural Gas",2065,1092000,1092000,3971,5.7390999999999996,0.18462200000000001,8.61E-4,11.5648]
[null,"Electric Utility Natural Gas",2065,1092000,1092000,3971,5.7390999999999996,0.18462200000000001,8.61E-4,11.5648]
[null,"Residential Natural Gas",2065,1092000,1092000,3971,5.7390999999999996,0.18462200000000001,8.61E-4,11.5648]
[null,"Bio Methane",2065,-1185000,0,0,-85.800000000000011,0.54700000000000004,-1.8286999999999999E-3,-70.08]
[null,"Commercial Electricity",2065,1721000,1293000,15050,125.08,0.20477100000000001,1.7827000000000001E-3,129.82]
[null,"Industrial Electricity",2065,1721000,1293000,15050,125.08,0.20477100000000001,1.7827000000000001E-3,129.82]
[null,"Residential Electricity",2065,1721000,1293000,15050,125.08,0.20477100000000001,1.7827000000000001E-3,129.82]
[null,"Electric Utility Steam Coal",2065,1022000,1021000,15510,1.6964999999999999,0.14096238999999999,3.2765999999999998E-5,5.9536999999999995]
[null,"Metallurgical Coal",2065,1022000,1021000,15510,1.6964999999999999,0.14096238999999999,3.2765999999999998E-5,5.9536999999999995]
[null,"Other Industrial Coal",2065,1022000,1021000,15510,1.6964999999999999,0.14096238999999999,3.2765999999999998E-5,5.9536999999999995]
[null,"Retail Diesel",2065,1209000,1202000,1052000,17.969000000000001,0.164128,2.9025999999999998E-4,22.988]
[null,"E85 Ethanol",2065,1585000,696300,286000,38.049999999999997,0.1118,2.5350000000000001E-2,45.19]
[null,"Retail Gasoline",2065,1249000,1242000,1078000,23.84,0.16985799999999998,3.7813000000000001E-4,29.157000000000004]
[null,"Woody Biomass",2065,1190000,51590,29220,3.7582,8.4366999999999984E-3,-3.8261190000000002E-3,3.0054000000000003]
[null,"Woody Biomass B2A",2065,1190000,51590,29220,3.7582,8.4366999999999984E-3,-3.8261190000000002E-3,3.0054000000000003]
[null,"Woody Biomass MYPP",2065,1190000,51590,29220,3.7582,8.4366999999999984E-3,-3.8261190000000002E-3,3.0054000000000003]
[null,"Steam",2065,1384000,1383000,5034,78.571100000000001,0.27494000000000002,2.3304000000000003E-3,87.594300000000004]
[null,"Commercial Natural Gas",2070,1092000,1092000,3971,5.7390999999999996,0.18462200000000001,8.61E-4,11.5648]
[null,"Industrial Natural Gas",2070,1092000,1092000,3971,5.7390999999999996,0.18462200000000001,8.61E-4,11.5648]
[null,"Electric Utility Natural Gas",2070,1092000,1092000,3971,5.7390999999999996,0.18462200000000001,8.61E-4,11.5648]
[null,"Residential Natural Gas",2070,1092000,1092000,3971,5.7390999999999996,0.18462200000000001,8.61E-4,11.5648]
[null,"Bio Methane",2070,-1185000,0,0,-85.800000000000011,0.54700000000000004,-1.8286999999999999E-3,-70.08]
[null,"Commercial Electricity",2070,1721000,1293000,15050,125.08,0.20477100000000001,1.7827000000000001E-3,129.82]
[null,"Industrial Electricity",2070,1721000,1293000,15050,125.08,0.20477100000000001,1.7827000000000001E-3,129.82]
[null,"Residential Electricity",2070,1721000,1293000,15050,125.08,0.20477100000000001,1.7827000000000001E-3,129.82]
[null,"Electric Utility Steam Coal",2070,1022000,1021000,15510,1.6964999999999999,0.14096238999999999,3.2765999999999998E-5,5.9536999999999995]
[null,"Metallurgical Coal",2070,1022000,1021000,15510,1.6964999999999999,0.14096238999999999,3.2765999999999998E-5,5.9536999999999995]
[null,"Other Industrial Coal",2070,1022000,1021000,15510,1.6964999999999999,0.14096238999999999,3.2765999999999998E-5,5.9536999999999995]
[null,"Retail Diesel",2070,1209000,1202000,1052000,17.969000000000001,0.164128,2.9025999999999998E-4,22.988]
[null,"E85 Ethanol",2070,1585000,696300,286000,38.049999999999997,0.1118,2.5350000000000001E-2,45.19]
[null,"Retail Gasoline",2070,1249000,1242000,1078000,23.84,0.16985799999999998,3.7813000000000001E-4,29.157000000000004]
[null,"Woody Biomass",2070,1190000,51590,29220,3.7582,8.4366999999999984E-3,-3.8261190000000002E-3,3.0054000000000003]
[null,"Woody Biomass B2A",2070,1190000,51590,29220,3.7582,8.4366999999999984E-3,-3.8261190000000002E-3,3.0054000000000003]
[null,"Woody Biomass MYPP",2070,1190000,51590,29220,3.7582,8.4366999999999984E-3,-3.8261190000000002E-3,3.0054000000000003]
[null,"Steam",2070,1384000,1383000,5034,78.571100000000001,0.27494000000000002,2.3304000000000003E-3,87.594300000000004]
[null,"Commercial Natural Gas",2075,1092000,1092000,3971,5.7390999999999996,0.18462200000000001,8.61E-4,11.5648]
[null,"Industrial Natural Gas",2075,1092000,1092000,3971,5.7390999999999996,0.18462200000000001,8.61E-4,11.5648]
[null,"Electric Utility Natural Gas",2075,1092000,1092000,3971,5.7390999999999996,0.18462200000000001,8.61E-4,11.5648]
[null,"Residential Natural Gas",2075,1092000,1092000,3971,5.7390999999999996,0.18462200000000001,8.61E-4,11.5648]
[null,"Bio Methane",2075,-1185000,0,0,-85.800000000000011,0.54700000000000004,-1.8286999999999999E-3,-70.08]
[null,"Commercial Electricity",2075,1721000,1293000,15050,125.08,0.20477100000000001,1.7827000000000001E-3,129.82]
[null,"Industrial Electricity",2075,1721000,1293000,15050,125.08,0.20477100000000001,1.7827000000000001E-3,129.82]
[null,"Residential Electricity",2075,1721000,1293000,15050,125.08,0.20477100000000001,1.7827000000000001E-3,129.82]
[null,"Electric Utility Steam Coal",2075,1022000,1021000,15510,1.6964999999999999,0.14096238999999999,3.2765999999999998E-5,5.9536999999999995]
[null,"Metallurgical Coal",2075,1022000,1021000,15510,1.6964999999999999,0.14096238999999999,3.2765999999999998E-5,5.9536999999999995]
[null,"Other Industrial Coal",2075,1022000,1021000,15510,1.6964999999999999,0.14096238999999999,3.2765999999999998E-5,5.9536999999999995]
[null,"Retail Diesel",2075,1209000,1202000,1052000,17.969000000000001,0.164128,2.9025999999999998E-4,22.988]
[null,"E85 Ethanol",2075,1585000,696300,286000,38.049999999999997,0.1118,2.5350000000000001E-2,45.19]
[null,"Retail Gasoline",2075,1249000,1242000,1078000,23.84,0.16985799999999998,3.7813000000000001E-4,29.157000000000004]
[null,"Woody Biomass",2075,1190000,51590,29220,3.7582,8.4366999999999984E-3,-3.8261190000000002E-3,3.0054000000000003]
[null,"Woody Biomass B2A",2075,1190000,51590,29220,3.7582,8.4366999999999984E-3,-3.8261190000000002E-3,3.0054000000000003]
[null,"Woody Biomass MYPP",2075,1190000,51590,29220,3.7582,8.4366999999999984E-3,-3.8261190000000002E-3,3.0054000000000003]
[null,"Steam",2075,1384000,1383000,5034,78.571100000000001,0.27494000000000002,2.3304000000000003E-3,87.594300000000004]
[null,"Commercial Natural Gas",2080,1092000,1092000,3971,5.7390999999999996,0.18462200000000001,8.61E-4,11.5648]
[null,"Industrial Natural Gas",2080,1092000,1092000,3971,5.7390999999999996,0.18462200000000001,8.61E-4,11.5648]
[null,"Electric Utility Natural Gas",2080,1092000,1092000,3971,5.7390999999999996,0.18462200000000001,8.61E-4,11.5648]
[null,"Residential Natural Gas",2080,1092000,1092000,3971,5.7390999999999996,0.18462200000000001,8.61E-4,11.5648]
[null,"Bio Methane",2080,-1185000,0,0,-85.800000000000011,0.54700000000000004,-1.8286999999999999E-3,-70.08]
[null,"Commercial Electricity",2080,1721000,1293000,15050,125.08,0.20477100000000001,1.7827000000000001E-3,129.82]
[null,"Industrial Electricity",2080,1721000,1293000,15050,125.08,0.20477100000000001,1.7827000000000001E-3,129.82]
[null,"Residential Electricity",2080,1721000,1293000,15050,125.08,0.20477100000000001,1.7827000000000001E-3,129.82]
[null,"Electric Utility Steam Coal",2080,1022000,1021000,15510,1.6964999999999999,0.14096238999999999,3.2765999999999998E-5,5.9536999999999995]
[null,"Metallurgical Coal",2080,1022000,1021000,15510,1.6964999999999999,0.14096238999999999,3.2765999999999998E-5,5.9536999999999995]
[null,"Other Industrial Coal",2080,1022000,1021000,15510,1.6964999999999999,0.14096238999999999,3.2765999999999998E-5,5.9536999999999995]
[null,"Retail Diesel",2080,1209000,1202000,1052000,17.969000000000001,0.164128,2.9025999999999998E-4,22.988]
[null,"E85 Ethanol",2080,1585000,696300,286000,38.049999999999997,0.1118,2.5350000000000001E-2,45.19]
[null,"Retail Gasoline",2080,1249000,1242000,1078000,23.84,0.16985799999999998,3.7813000000000001E-4,29.157000000000004]
[null,"Woody Biomass",2080,1190000,51590,29220,3.7582,8.4366999999999984E-3,-3.8261190000000002E-3,3.0054000000000003]
[null,"Woody Biomass B2A",2080,1190000,51590,29220,3.7582,8.4366999999999984E-3,-3.8261190000000002E-3,3.0054000000000003]
[null,"Woody Biomass MYPP",2080,1190000,51590,29220,3.7582,8.4366999999999984E-3,-3.8261190000000002E-3,3.0054000000000003]
[null,"Steam",2080,1384000,1383000,5034,78.571100000000001,0.27494000000000002,2.3304000000000003E-3,87.594300000000004]
[null,"Commercial Natural Gas",2085,1092000,1092000,3971,5.7390999999999996,0.18462200000000001,8.61E-4,11.5648]
[null,"Industrial Natural Gas",2085,1092000,1092000,3971,5.7390999999999996,0.18462200000000001,8.61E-4,11.5648]
[null,"Electric Utility Natural Gas",2085,1092000,1092000,3971,5.7390999999999996,0.18462200000000001,8.61E-4,11.5648]
[null,"Residential Natural Gas",2085,1092000,1092000,3971,5.7390999999999996,0.18462200000000001,8.61E-4,11.5648]
[null,"Bio Methane",2085,-1185000,0,0,-85.800000000000011,0.54700000000000004,-1.8286999999999999E-3,-70.08]
[null,"Commercial Electricity",2085,1721000,1293000,15050,125.08,0.20477100000000001,1.7827000000000001E-3,129.82]
[null,"Industrial Electricity",2085,1721000,1293000,15050,125.08,0.20477100000000001,1.7827000000000001E-3,129.82]
[null,"Residential Electricity",2085,1721000,1293000,15050,125.08,0.20477100000000001,1.7827000000000001E-3,129.82]
[null,"Electric Utility Steam Coal",2085,1022000,1021000,15510,1.6964999999999999,0.14096238999999999,3.2765999999999998E-5,5.9536999999999995]
[null,"Metallurgical Coal",2085,1022000,1021000,15510,1.6964999999999999,0.14096238999999999,3.2765999999999998E-5,5.9536999999999995]
[null,"Other Industrial Coal",2085,1022000,1021000,15510,1.6964999999999999,0.14096238999999999,3.2765999999999998E-5,5.9536999999999995]
[null,"Retail Diesel",2085,1209000,1202000,1052000,17.969000000000001,0.164128,2.9025999999999998E-4,22.988]
[null,"E85 Ethanol",2085,1585000,696300,286000,38.049999999999997,0.1118,2.5350000000000001E-2,45.19]
[null,"Retail Gasoline",2085,1249000,1242000,1078000,23.84,0.16985799999999998,3.7813000000000001E-4,29.157000000000004]
[null,"Woody Biomass",2085,1190000,51590,29220,3.7582,8.4366999999999984E-3,-3.8261190000000002E-3,3.0054000000000003]
[null,"Woody Biomass B2A",2085,1190000,51590,29220,3.7582,8.4366999999999984E-3,-3.8261190000000002E-3,3.0054000000000003]
[null,"Woody Biomass MYPP",2085,1190000,51590,29220,3.7582,8.4366999999999984E-3,-3.8261190000000002E-3,3.0054000000000003]
[null,"Steam",2085,1384000,1383000,5034,78.571100000000001,0.27494000000000002,2.3304000000000003E-3,87.594300000000004]
[null,"Commercial Natural Gas",2090,1092000,1092000,3971,5.7390999999999996,0.18462200000000001,8.61E-4,11.5648]
[null,"Industrial Natural Gas",2090,1092000,1092000,3971,5.7390999999999996,0.18462200000000001,8.61E-4,11.5648]
[null,"Electric Utility Natural Gas",2090,1092000,1092000,3971,5.7390999999999996,0.18462200000000001,8.61E-4,11.5648]
[null,"Residential Natural Gas",2090,1092000,1092000,3971,5.7390999999999996,0.18462200000000001,8.61E-4,11.5648]
[null,"Bio Methane",2090,-1185000,0,0,-85.800000000000011,0.54700000000000004,-1.8286999999999999E-3,-70.08]
[null,"Commercial Electricity",2090,1721000,1293000,15050,125.08,0.20477100000000001,1.7827000000000001E-3,129.82]
[null,"Industrial Electricity",2090,1721000,1293000,15050,125.08,0.20477100000000001,1.7827000000000001E-3,129.82]
[null,"Residential Electricity",2090,1721000,1293000,15050,125.08,0.20477100000000001,1.7827000000000001E-3,129.82]
[null,"Electric Utility Steam Coal",2090,1022000,1021000,15510,1.6964999999999999,0.14096238999999999,3.2765999999999998E-5,5.9536999999999995]
[null,"Metallurgical Coal",2090,1022000,1021000,15510,1.6964999999999999,0.14096238999999999,3.2765999999999998E-5,5.9536999999999995]
[null,"Other Industrial Coal",2090,1022000,1021000,15510,1.6964999999999999,0.14096238999999999,3.2765999999999998E-5,5.9536999999999995]
[null,"Retail Diesel",2090,1209000,1202000,1052000,17.969000000000001,0.164128,2.9025999999999998E-4,22.988]
[null,"E85 Ethanol",2090,1585000,696300,286000,38.049999999999997,0.1118,2.5350000000000001E-2,45.19]
[null,"Retail Gasoline",2090,1249000,1242000,1078000,23.84,0.16985799999999998,3.7813000000000001E-4,29.157000000000004]
[null,"Woody Biomass",2090,1190000,51590,29220,3.7582,8.4366999999999984E-3,-3.8261190000000002E-3,3.0054000000000003]
[null,"Woody Biomass B2A",2090,1190000,51590,29220,3.7582,8.4366999999999984E-3,-3.8261190000000002E-3,3.0054000000000003]
[null,"Woody Biomass MYPP",2090,1190000,51590,29220,3.7582,8.4366999999999984E-3,-3.8261190000000002E-3,3.0054000000000003]
[null,"Steam",2090,1384000,1383000,5034,78.571100000000001,0.27494000000000002,2.3304000000000003E-3,87.594300000000004]
[null,"Commercial Natural Gas",2095,1092000,1092000,3971,5.7390999999999996,0.18462200000000001,8.61E-4,11.5648]
[null,"Industrial Natural Gas",2095,1092000,1092000,3971,5.7390999999999996,0.18462200000000001,8.61E-4,11.5648]
[null,"Electric Utility Natural Gas",2095,1092000,1092000,3971,5.7390999999999996,0.18462200000000001,8.61E-4,11.5648]
[null,"Residential Natural Gas",2095,1092000,1092000,3971,5.7390999999999996,0.18462200000000001,8.61E-4,11.5648]
[null,"Bio Methane",2095,-1185000,0,0,-85.800000000000011,0.54700000000000004,-1.8286999999999999E-3,-70.08]
[null,"Commercial Electricity",2095,1721000,1293000,15050,125.08,0.20477100000000001,1.7827000000000001E-3,129.82]
[null,"Industrial Electricity",2095,1721000,1293000,15050,125.08,0.20477100000000001,1.7827000000000001E-3,129.82]
[null,"Residential Electricity",2095,1721000,1293000,15050,125.08,0.20477100000000001,1.7827000000000001E-3,129.82]
[null,"Electric Utility Steam Coal",2095,1022000,1021000,15510,1.6964999999999999,0.14096238999999999,3.2765999999999998E-5,5.9536999999999995]
[null,"Metallurgical Coal",2095,1022000,1021000,15510,1.6964999999999999,0.14096238999999999,3.2765999999999998E-5,5.9536999999999995]
[null,"Other Industrial Coal",2095,1022000,1021000,15510,1.6964999999999999,0.14096238999999999,3.2765999999999998E-5,5.9536999999999995]
[null,"Retail Diesel",2095,1209000,1202000,1052000,17.969000000000001,0.164128,2.9025999999999998E-4,22.988]
[null,"E85 Ethanol",2095,1585000,696300,286000,38.049999999999997,0.1118,2.5350000000000001E-2,45.19]
[null,"Retail Gasoline",2095,1249000,1242000,1078000,23.84,0.16985799999999998,3.7813000000000001E-4,29.157000000000004]
[null,"Woody Biomass",2095,1190000,51590,29220,3.7582,8.4366999999999984E-3,-3.8261190000000002E-3,3.0054000000000003]
[null,"Woody Biomass B2A",2095,1190000,51590,29220,3.7582,8.4366999999999984E-3,-3.8261190000000002E-3,3.0054000000000003]
[null,"Woody Biomass MYPP",2095,1190000,51590,29220,3.7582,8.4366999999999984E-3,-3.8261190000000002E-3,3.0054000000000003]
[null,"Steam",2095,1384000,1383000,5034,78.571100000000001,0.27494000000000002,2.3304000000000003E-3,87.594300000000004]
[null,"Commercial Natural Gas",2100,1092000,1092000,3971,5.7390999999999996,0.18462200000000001,8.61E-4,11.5648]
[null,"Industrial Natural Gas",2100,1092000,1092000,3971,5.7390999999999996,0.18462200000000001,8.61E-4,11.5648]
[null,"Electric Utility Natural Gas",2100,1092000,1092000,3971,5.7390999999999996,0.18462200000000001,8.61E-4,11.5648]
[null,"Residential Natural Gas",2100,1092000,1092000,3971,5.7390999999999996,0.18462200000000001,8.61E-4,11.5648]
[null,"Bio Methane",2100,-1185000,0,0,-85.800000000000011,0.54700000000000004,-1.8286999999999999E-3,-70.08]
[null,"Commercial Electricity",2100,1721000,1293000,15050,125.08,0.20477100000000001,1.7827000000000001E-3,129.82]
[null,"Industrial Electricity",2100,1721000,1293000,15050,125.08,0.20477100000000001,1.7827000000000001E-3,129.82]
[null,"Residential Electricity",2100,1721000,1293000,15050,125.08,0.20477100000000001,1.7827000000000001E-3,129.82]
[null,"Electric Utility Steam Coal",2100,1022000,1021000,15510,1.6964999999999999,0.14096238999999999,3.2765999999999998E-5,5.9536999999999995]
[null,"Metallurgical Coal",2100,1022000,1021000,15510,1.6964999999999999,0.14096238999999999,3.2765999999999998E-5,5.9536999999999995]
[null,"Other Industrial Coal",2100,1022000,1021000,15510,1.6964999999999999,0.14096238999999999,3.2765999999999998E-5,5.9536999999999995]
[null,"Retail Diesel",2100,1209000,1202000,1052000,17.969000000000001,0.164128,2.9025999999999998E-4,22.988]
[null,"E85 Ethanol",2100,1585000,696300,286000,38.049999999999997,0.1118,2.5350000000000001E-2,45.19]
[null,"Retail Gasoline",2100,1249000,1242000,1078000,23.84,0.16985799999999998,3.7813000000000001E-4,29.157000000000004]
[null,"Woody Biomass",2100,1190000,51590,29220,3.7582,8.4366999999999984E-3,-3.8261190000000002E-3,3.0054000000000003]
[null,"Woody Biomass B2A",2100,1190000,51590,29220,3.7582,8.4366999999999984E-3,-3.8261190000000002E-3,3.0054000000000003]
[null,"Woody Biomass MYPP",2100,1190000,51590,29220,3.7582,8.4366999999999984E-3,-3.8261190000000002E-3,3.0054000000000003]
[null,"Steam",2100,1384000,1383000,5034,78.571100000000001,0.27494000000000002,2.3304000000000003E-3,87.594300000000004]

{"sheet":"Debt Financing Calculations","index":15,"n_rows":57,"n_cols":7,"rows_kept":57,"cut":false,"hidden":false,"merged":[[11,1,11,6]]}
["Debt Financing Calculations"]
[]
[]
[]
[]
[]
[]
[]
[]
[]
["ANNUAL LOAN CALCULATION (if debt financing is assumed)"]
[]
["Analysis Year","Loan Year","Principal Owed","Annual Payment","Interest","Principal Payment","New Principal"]
[{"$f":"'Cash Flow Analysis'!B65","v":1},{"$f":"IF(B13=\"\",\"\",IF('Cash Flow Analysis'!$B$31=0,\"N/A\",IF(A14=1,1,IF(A13=debt_period,\"\",B13+1))))","v":1},{"$f":"IF(OR(A14=\"\",B14=\"\",B14=\"N/A\"),\"\",IF(B14=1,-'Cash Flow Analysis'!G65,IF(B14=\"N/A\",0,G13)))","v":6574754.3415687624},{"$f":"IF(debt_period=0,\nE14+F14,\nIF(OR(A14=\"\",B14=\"\",B14=\"N/A\"),\"\",IF(B14=1,((debt_interest*(1+debt_interest)^debt_period)/((1+debt_interest)^debt_period-1))*(-'Cash Flow Analysis'!G65),IF(G13=0,\"\",D13))))","v":243265.91063804421},{"$f":"IF(OR(A14=\"\",B14=\"\",B14=\"N/A\"),\"\",C14*debt_interest)","v":243265.91063804421},{"$f":"IF(debt_period=0,\nIF(B14=(anal_period+construct),0,0),\nIF(OR(A14=\"\",B14=\"\",B14=\"N/A\"),\"\",D14-E14))","v":0},{"$f":"IF(OR(A14=\"\",B14=\"\",B14=\"N/A\"),\"\",C14-F14)","v":6574754.3415687624}]
[{"$f":"'Cash Flow Analysis'!B66","v":2},{"$f":"IF(B14=\"\",\"\",IF('Cash Flow Analysis'!$B$31=0,\"N/A\",IF(A15=1,1,IF(A14=debt_period,\"\",B14+1))))","v":2},{"$f":"IF(OR(A15=\"\",B15=\"\",B15=\"N/A\"),\"\",IF(B15=1,-'Cash Flow Analysis'!G66,IF(B15=\"N/A\",0,G14)))","v":6574754.3415687624},{"$f":"IF(debt_period=0,\nE15+F15,\nIF(OR(A15=\"\",B15=\"\",B15=\"N/A\"),\"\",IF(B15=1,((debt_interest*(1+debt_interest)^debt_period)/((1+debt_interest)^debt_period-1))*(-'Cash Flow Analysis'!G66),IF(G14=0,\"\",D14))))","v":243265.91063804421},243265.91063804421,{"$f":"IF(debt_period=0,\nIF(B15=(anal_period+construct),C14,0),\nIF(OR(A15=\"\",B15=\"\",B15=\"N/A\"),\"\",D15-E15))","v":0},6574754.3415687624]
[{"$f":"'Cash Flow Analysis'!B67","v":3},{"$f":"IF(B15=\"\",\"\",IF('Cash Flow Analysis'!$B$31=0,\"N/A\",IF(A16=1,1,IF(A15=debt_period,\"\",B15+1))))","v":3},{"$f":"IF(OR(A16=\"\",B16=\"\",B16=\"N/A\"),\"\",IF(B16=1,-'Cash Flow Analysis'!G67,IF(B16=\"N/A\",0,G15)))","v":6574754.3415687624},{"$f":"IF(debt_period=0,\nE16+F16,\nIF(OR(A16=\"\",B16=\"\",B16=\"N/A\"),\"\",IF(B16=1,((debt_interest*(1+debt_interest)^debt_period)/((1+debt_interest)^debt_period-1))*(-'Cash Flow Analysis'!G67),IF(G15=0,\"\",D15))))","v":243265.91063804421},243265.91063804421,{"$f":"IF(debt_period=0,\nIF(B16=(anal_period+construct),C16,0),\nIF(OR(A16=\"\",B16=\"\",B16=\"N/A\"),\"\",D16-E16))","v":0},6574754.3415687624]
[{"$f":"'Cash Flow Analysis'!B68","v":4},{"$f":"IF(B16=\"\",\"\",IF('Cash Flow Analysis'!$B$31=0,\"N/A\",IF(A17=1,1,IF(A16=debt_period,\"\",B16+1))))","v":4},{"$f":"IF(OR(A17=\"\",B17=\"\",B17=\"N/A\"),\"\",IF(B17=1,-'Cash Flow Analysis'!G68,IF(B17=\"N/A\",0,G16)))","v":6574754.3415687624},{"$f":"IF(debt_period=0,\nE17+F17,\nIF(OR(A17=\"\",B17=\"\",B17=\"N/A\"),\"\",IF(B17=1,((debt_interest*(1+debt_interest)^debt_period)/((1+debt_interest)^debt_period-1))*(-'Cash Flow Analysis'!G68),IF(G16=0,\"\",D16))))","v":243265.91063804421},243265.91063804421,0,6574754.3415687624]
[{"$f":"'Cash Flow Analysis'!B69","v":5},{"$f":"IF(B17=\"\",\"\",IF('Cash Flow Analysis'!$B$31=0,\"N/A\",IF(A18=1,1,IF(A17=debt_period,\"\",B17+1))))","v":5},{"$f":"IF(OR(A18=\"\",B18=\"\",B18=\"N/A\"),\"\",IF(B18=1,-'Cash Flow Analysis'!G69,IF(B18=\"N/A\",0,G17)))","v":6574754.3415687624},{"$f":"IF(debt_period=0,\nE18+F18,\nIF(OR(A18=\"\",B18=\"\",B18=\"N/A\"),\"\",IF(B18=1,((debt_interest*(1+debt_interest)^debt_period)/((1+debt_interest)^debt_period-1))*(-'Cash Flow Analysis'!G69),IF(G17=0,\"\",D17))))","v":243265.91063804421},243265.91063804421,0,6574754.3415687624]
[{"$f":"'Cash Flow Analysis'!B70","v":6},{"$f":"IF(B18=\"\",\"\",IF('Cash Flow Analysis'!$B$31=0,\"N/A\",IF(A19=1,1,IF(A18=debt_period,\"\",B18+1))))","v":6},{"$f":"IF(OR(A19=\"\",B19=\"\",B19=\"N/A\"),\"\",IF(B19=1,-'Cash Flow Analysis'!G70,IF(B19=\"N/A\",0,G18)))","v":6574754.3415687624},{"$f":"IF(debt_period=0,\nE19+F19,\nIF(OR(A19=\"\",B19=\"\",B19=\"N/A\"),\"\",IF(B19=1,((debt_interest*(1+debt_interest)^debt_period)/((1+debt_interest)^debt_period-1))*(-'Cash Flow Analysis'!G70),IF(G18=0,\"\",D18))))","v":243265.91063804421},243265.91063804421,0,6574754.3415687624]
[{"$f":"'Cash Flow Analysis'!B71","v":7},{"$f":"IF(B19=\"\",\"\",IF('Cash Flow Analysis'!$B$31=0,\"N/A\",IF(A20=1,1,IF(A19=debt_period,\"\",B19+1))))","v":7},{"$f":"IF(OR(A20=\"\",B20=\"\",B20=\"N/A\"),\"\",IF(B20=1,-'Cash Flow Analysis'!G71,IF(B20=\"N/A\",0,G19)))","v":6574754.3415687624},{"$f":"IF(debt_period=0,\nE20+F20,\nIF(OR(A20=\"\",B20=\"\",B20=\"N/A\"),\"\",IF(B20=1,((debt_interest*(1+debt_interest)^debt_period)/((1+debt_interest)^debt_period-1))*(-'Cash Flow Analysis'!G71),IF(G19=0,\"\",D19))))","v":243265.91063804421},243265.91063804421,0,6574754.3415687624]
[{"$f":"'Cash Flow Analysis'!B72","v":8},{"$f":"IF(B20=\"\",\"\",IF('Cash Flow Analysis'!$B$31=0,\"N/A\",IF(A21=1,1,IF(A20=debt_period,\"\",B20+1))))","v":8},{"$f":"IF(OR(A21=\"\",B21=\"\",B21=\"N/A\"),\"\",IF(B21=1,-'Cash Flow Analysis'!G72,IF(B21=\"N/A\",0,G20)))","v":6574754.3415687624},{"$f":"IF(debt_period=0,\nE21+F21,\nIF(OR(A21=\"\",B21=\"\",B21=\"N/A\"),\"\",IF(B21=1,((debt_interest*(1+debt_interest)^debt_period)/((1+debt_interest)^debt_period-1))*(-'Cash Flow Analysis'!G72),IF(G20=0,\"\",D20))))","v":243265.91063804421},243265.91063804421,0,6574754.3415687624]
[{"$f":"'Cash Flow Analysis'!B73","v":9},{"$f":"IF(B21=\"\",\"\",IF('Cash Flow Analysis'!$B$31=0,\"N/A\",IF(A22=1,1,IF(A21=debt_period,\"\",B21+1))))","v":9},{"$f":"IF(OR(A22=\"\",B22=\"\",B22=\"N/A\"),\"\",IF(B22=1,-'Cash Flow Analysis'!G73,IF(B22=\"N/A\",0,G21)))","v":6574754.3415687624},{"$f":"IF(debt_period=0,\nE22+F22,\nIF(OR(A22=\"\",B22=\"\",B22=\"N/A\"),\"\",IF(B22=1,((debt_interest*(1+debt_interest)^debt_period)/((1+debt_interest)^debt_period-1))*(-'Cash Flow Analysis'!G73),IF(G21=0,\"\",D21))))","v":243265.91063804421},243265.91063804421,0,6574754.3415687624]
[{"$f":"'Cash Flow Analysis'!B74","v":10},{"$f":"IF(B22=\"\",\"\",IF('Cash Flow Analysis'!$B$31=0,\"N/A\",IF(A23=1,1,IF(A22=debt_period,\"\",B22+1))))","v":10},{"$f":"IF(OR(A23=\"\",B23=\"\",B23=\"N/A\"),\"\",IF(B23=1,-'Cash Flow Analysis'!G74,IF(B23=\"N/A\",0,G22)))","v":6574754.3415687624},{"$f":"IF(debt_period=0,\nE23+F23,\nIF(OR(A23=\"\",B23=\"\",B23=\"N/A\"),\"\",IF(B23=1,((debt_interest*(1+debt_interest)^debt_period)/((1+debt_interest)^debt_period-1))*(-'Cash Flow Analysis'!G74),IF(G22=0,\"\",D22))))","v":243265.91063804421},243265.91063804421,0,6574754.3415687624]
[{"$f":"'Cash Flow Analysis'!B75","v":11},{"$f":"IF(B23=\"\",\"\",IF('Cash Flow Analysis'!$B$31=0,\"N/A\",IF(A24=1,1,IF(A23=debt_period,\"\",B23+1))))","v":11},{"$f":"IF(OR(A24=\"\",B24=\"\",B24=\"N/A\"),\"\",IF(B24=1,-'Cash Flow Analysis'!G75,IF(B24=\"N/A\",0,G23)))","v":6574754.3415687624},{"$f":"IF(debt_period=0,\nE24+F24,\nIF(OR(A24=\"\",B24=\"\",B24=\"N/A\"),\"\",IF(B24=1,((debt_interest*(1+debt_interest)^debt_period)/((1+debt_interest)^debt_period-1))*(-'Cash Flow Analysis'!G75),IF(G23=0,\"\",D23))))","v":243265.91063804421},243265.91063804421,0,6574754.3415687624]
[{"$f":"'Cash Flow Analysis'!B76","v":12},{"$f":"IF(B24=\"\",\"\",IF('Cash Flow Analysis'!$B$31=0,\"N/A\",IF(A25=1,1,IF(A24=debt_period,\"\",B24+1))))","v":12},{"$f":"IF(OR(A25=\"\",B25=\"\",B25=\"N/A\"),\"\",IF(B25=1,-'Cash Flow Analysis'!G76,IF(B25=\"N/A\",0,G24)))","v":6574754.3415687624},{"$f":"IF(debt_period=0,\nE25+F25,\nIF(OR(A25=\"\",B25=\"\",B25=\"N/A\"),\"\",IF(B25=1,((debt_interest*(1+debt_interest)^debt_period)/((1+debt_interest)^debt_period-1))*(-'Cash Flow Analysis'!G76),IF(G24=0,\"\",D24))))","v":243265.91063804421},243265.91063804421,0,6574754.3415687624]
[{"$f":"'Cash Flow Analysis'!B77","v":13},{"$f":"IF(B25=\"\",\"\",IF('Cash Flow Analysis'!$B$31=0,\"N/A\",IF(A26=1,1,IF(A25=debt_period,\"\",B25+1))))","v":13},{"$f":"IF(OR(A26=\"\",B26=\"\",B26=\"N/A\"),\"\",IF(B26=1,-'Cash Flow Analysis'!G77,IF(B26=\"N/A\",0,G25)))","v":6574754.3415687624},{"$f":"IF(debt_period=0,\nE26+F26,\nIF(OR(A26=\"\",B26=\"\",B26=\"N/A\"),\"\",IF(B26=1,((debt_interest*(1+debt_interest)^debt_period)/((1+debt_interest)^debt_period-1))*(-'Cash Flow Analysis'!G77),IF(G25=0,\"\",D25))))","v":243265.91063804421},243265.91063804421,0,6574754.3415687624]
[{"$f":"'Cash Flow Analysis'!B78","v":14},{"$f":"IF(B26=\"\",\"\",IF('Cash Flow Analysis'!$B$31=0,\"N/A\",IF(A27=1,1,IF(A26=debt_period,\"\",B26+1))))","v":14},{"$f":"IF(OR(A27=\"\",B27=\"\",B27=\"N/A\"),\"\",IF(B27=1,-'Cash Flow Analysis'!G78,IF(B27=\"N/A\",0,G26)))","v":6574754.3415687624},{"$f":"IF(debt_period=0,\nE27+F27,\nIF(OR(A27=\"\",B27=\"\",B27=\"N/A\"),\"\",IF(B27=1,((debt_interest*(1+debt_interest)^debt_period)/((1+debt_interest)^debt_period-1))*(-'Cash Flow Analysis'!G78),IF(G26=0,\"\",D26))))","v":243265.91063804421},243265.91063804421,0,6574754.3415687624]
[{"$f":"'Cash Flow Analysis'!B79","v":15},{"$f":"IF(B27=\"\",\"\",IF('Cash Flow Analysis'!$B$31=0,\"N/A\",IF(A28=1,1,IF(A27=debt_period,\"\",B27+1))))","v":15},{"$f":"IF(OR(A28=\"\",B28=\"\",B28=\"N/A\"),\"\",IF(B28=1,-'Cash Flow Analysis'!G79,IF(B28=\"N/A\",0,G27)))","v":6574754.3415687624},{"$f":"IF(debt_period=0,\nE28+F28,\nIF(OR(A28=\"\",B28=\"\",B28=\"N/A\"),\"\",IF(B28=1,((debt_interest*(1+debt_interest)^debt_period)/((1+debt_interest)^debt_period-1))*(-'Cash Flow Analysis'!G79),IF(G27=0,\"\",D27))))","v":243265.91063804421},243265.91063804421,0,6574754.3415687624]
[{"$f":"'Cash Flow Analysis'!B80","v":16},{"$f":"IF(B28=\"\",\"\",IF('Cash Flow Analysis'!$B$31=0,\"N/A\",IF(A29=1,1,IF(A28=debt_period,\"\",B28+1))))","v":16},{"$f":"IF(OR(A29=\"\",B29=\"\",B29=\"N/A\"),\"\",IF(B29=1,-'Cash Flow Analysis'!G80,IF(B29=\"N/A\",0,G28)))","v":6574754.3415687624},{"$f":"IF(debt_period=0,\nE29+F29,\nIF(OR(A29=\"\",B29=\"\",B29=\"N/A\"),\"\",IF(B29=1,((debt_interest*(1+debt_interest)^debt_period)/((1+debt_interest)^debt_period-1))*(-'Cash Flow Analysis'!G80),IF(G28=0,\"\",D28))))","v":243265.91063804421},243265.91063804421,0,6574754.3415687624]
[{"$f":"'Cash Flow Analysis'!B81","v":17},{"$f":"IF(B29=\"\",\"\",IF('Cash Flow Analysis'!$B$31=0,\"N/A\",IF(A30=1,1,IF(A29=debt_period,\"\",B29+1))))","v":17},{"$f":"IF(OR(A30=\"\",B30=\"\",B30=\"N/A\"),\"\",IF(B30=1,-'Cash Flow Analysis'!G81,IF(B30=\"N/A\",0,G29)))","v":6574754.3415687624},{"$f":"IF(debt_period=0,\nE30+F30,\nIF(OR(A30=\"\",B30=\"\",B30=\"N/A\"),\"\",IF(B30=1,((debt_interest*(1+debt_interest)^debt_period)/((1+debt_interest)^debt_period-1))*(-'Cash Flow Analysis'!G81),IF(G29=0,\"\",D29))))","v":243265.91063804421},243265.91063804421,0,6574754.3415687624]
[{"$f":"'Cash Flow Analysis'!B82","v":18},{"$f":"IF(B30=\"\",\"\",IF('Cash Flow Analysis'!$B$31=0,\"N/A\",IF(A31=1,1,IF(A30=debt_period,\"\",B30+1))))","v":18},{"$f":"IF(OR(A31=\"\",B31=\"\",B31=\"N/A\"),\"\",IF(B31=1,-'Cash Flow Analysis'!G82,IF(B31=\"N/A\",0,G30)))","v":6574754.3415687624},{"$f":"IF(debt_period=0,\nE31+F31,\nIF(OR(A31=\"\",B31=\"\",B31=\"N/A\"),\"\",IF(B31=1,((debt_interest*(1+debt_interest)^debt_period)/((1+debt_interest)^debt_period-1))*(-'Cash Flow Analysis'!G82),IF(G30=0,\"\",D30))))","v":243265.91063804421},243265.91063804421,0,6574754.3415687624]
[{"$f":"'Cash Flow Analysis'!B83","v":19},{"$f":"IF(B31=\"\",\"\",IF('Cash Flow Analysis'!$B$31=0,\"N/A\",IF(A32=1,1,IF(A31=debt_period,\"\",B31+1))))","v":19},{"$f":"IF(OR(A32=\"\",B32=\"\",B32=\"N/A\"),\"\",IF(B32=1,-'Cash Flow Analysis'!G83,IF(B32=\"N/A\",0,G31)))","v":6574754.3415687624},{"$f":"IF(debt_period=0,\nE32+F32,\nIF(OR(A32=\"\",B32=\"\",B32=\"N/A\"),\"\",IF(B32=1,((debt_interest*(1+debt_interest)^debt_period)/((1+debt_interest)^debt_period-1))*(-'Cash Flow Analysis'!G83),IF(G31=0,\"\",D31))))","v":243265.91063804421},243265.91063804421,0,6574754.3415687624]
[{"$f":"'Cash Flow Analysis'!B84","v":20},{"$f":"IF(B32=\"\",\"\",IF('Cash Flow Analysis'!$B$31=0,\"N/A\",IF(A33=1,1,IF(A32=debt_period,\"\",B32+1))))","v":20},{"$f":"IF(OR(A33=\"\",B33=\"\",B33=\"N/A\"),\"\",IF(B33=1,-'Cash Flow Analysis'!G84,IF(B33=\"N/A\",0,G32)))","v":6574754.3415687624},{"$f":"IF(debt_period=0,\nE33+F33,\nIF(OR(A33=\"\",B33=\"\",B33=\"N/A\"),\"\",IF(B33=1,((debt_interest*(1+debt_interest)^debt_period)/((1+debt_interest)^debt_period-1))*(-'Cash Flow Analysis'!G84),IF(G32=0,\"\",D32))))","v":243265.91063804421},243265.91063804421,0,6574754.3415687624]
[{"$f":"'Cash Flow Analysis'!B85","v":21},{"$f":"IF(B33=\"\",\"\",IF('Cash Flow Analysis'!$B$31=0,\"N/A\",IF(A34=1,1,IF(A33=debt_period,\"\",B33+1))))","v":21},{"$f":"IF(OR(A34=\"\",B34=\"\",B34=\"N/A\"),\"\",IF(B34=1,-'Cash Flow Analysis'!G85,IF(B34=\"N/A\",0,G33)))","v":6574754.3415687624},{"$f":"IF(debt_period=0,\nE34+F34,\nIF(OR(A34=\"\",B34=\"\",B34=\"N/A\"),\"\",IF(B34=1,((debt_interest*(1+debt_interest)^debt_period)/((1+debt_interest)^debt_period-1))*(-'Cash Flow Analysis'!G85),IF(G33=0,\"\",D33))))","v":243265.91063804421},243265.91063804421,0,6574754.3415687624]
[{"$f":"'Cash Flow Analysis'!B86","v":22},{"$f":"IF(B34=\"\",\"\",IF('Cash Flow Analysis'!$B$31=0,\"N/A\",IF(A35=1,1,IF(A34=debt_period,\"\",B34+1))))","v":22},{"$f":"IF(OR(A35=\"\",B35=\"\",B35=\"N/A\"),\"\",IF(B35=1,-'Cash Flow Analysis'!G86,IF(B35=\"N/A\",0,G34)))","v":6574754.3415687624},{"$f":"IF(debt_period=0,\nE35+F35,\nIF(OR(A35=\"\",B35=\"\",B35=\"N/A\"),\"\",IF(B35=1,((debt_interest*(1+debt_interest)^debt_period)/((1+debt_interest)^debt_period-1))*(-'Cash Flow Analysis'!G86),IF(G34=0,\"\",D34))))","v":243265.91063804421},243265.91063804421,0,6574754.3415687624]
[{"$f":"'Cash Flow Analysis'!B87","v":23},{"$f":"IF(B35=\"\",\"\",IF('Cash Flow Analysis'!$B$31=0,\"N/A\",IF(A36=1,1,IF(A35=debt_period,\"\",B35+1))))","v":23},{"$f":"IF(OR(A36=\"\",B36=\"\",B36=\"N/A\"),\"\",IF(B36=1,-'Cash Flow Analysis'!G87,IF(B36=\"N/A\",0,G35)))","v":6574754.3415687624},{"$f":"IF(debt_period=0,\nE36+F36,\nIF(OR(A36=\"\",B36=\"\",B36=\"N/A\"),\"\",IF(B36=1,((debt_interest*(1+debt_interest)^debt_period)/((1+debt_interest)^debt_period-1))*(-'Cash Flow Analysis'!G87),IF(G35=0,\"\",D35))))","v":243265.91063804421},243265.91063804421,0,6574754.3415687624]
[{"$f":"'Cash Flow Analysis'!B88","v":24},{"$f":"IF(B36=\"\",\"\",IF('Cash Flow Analysis'!$B$31=0,\"N/A\",IF(A37=1,1,IF(A36=debt_period,\"\",B36+1))))","v":24},{"$f":"IF(OR(A37=\"\",B37=\"\",B37=\"N/A\"),\"\",IF(B37=1,-'Cash Flow Analysis'!G88,IF(B37=\"N/A\",0,G36)))","v":6574754.3415687624},{"$f":"IF(debt_period=0,\nE37+F37,\nIF(OR(A37=\"\",B37=\"\",B37=\"N/A\"),\"\",IF(B37=1,((debt_interest*(1+debt_interest)^debt_period)/((1+debt_interest)^debt_period-1))*(-'Cash Flow Analysis'!G88),IF(G36=0,\"\",D36))))","v":243265.91063804421},243265.91063804421,0,6574754.3415687624]
[{"$f":"'Cash Flow Analysis'!B89","v":25},{"$f":"IF(B37=\"\",\"\",IF('Cash Flow Analysis'!$B$31=0,\"N/A\",IF(A38=1,1,IF(A37=debt_period,\"\",B37+1))))","v":25},{"$f":"IF(OR(A38=\"\",B38=\"\",B38=\"N/A\"),\"\",IF(B38=1,-'Cash Flow Analysis'!G89,IF(B38=\"N/A\",0,G37)))","v":6574754.3415687624},{"$f":"IF(debt_period=0,\nE38+F38,\nIF(OR(A38=\"\",B38=\"\",B38=\"N/A\"),\"\",IF(B38=1,((debt_interest*(1+debt_interest)^debt_period)/((1+debt_interest)^debt_period-1))*(-'Cash Flow Analysis'!G89),IF(G37=0,\"\",D37))))","v":243265.91063804421},243265.91063804421,0,6574754.3415687624]
[{"$f":"'Cash Flow Analysis'!B90","v":26},{"$f":"IF(B38=\"\",\"\",IF('Cash Flow Analysis'!$B$31=0,\"N/A\",IF(A39=1,1,IF(A38=debt_period,\"\",B38+1))))","v":26},{"$f":"IF(OR(A39=\"\",B39=\"\",B39=\"N/A\"),\"\",IF(B39=1,-'Cash Flow Analysis'!G90,IF(B39=\"N/A\",0,G38)))","v":6574754.3415687624},{"$f":"IF(debt_period=0,\nE39+F39,\nIF(OR(A39=\"\",B39=\"\",B39=\"N/A\"),\"\",IF(B39=1,((debt_interest*(1+debt_interest)^debt_period)/((1+debt_interest)^debt_period-1))*(-'Cash Flow Analysis'!G90),IF(G38=0,\"\",D38))))","v":243265.91063804421},243265.91063804421,0,6574754.3415687624]
[{"$f":"'Cash Flow Analysis'!B91","v":27},{"$f":"IF(B39=\"\",\"\",IF('Cash Flow Analysis'!$B$31=0,\"N/A\",IF(A40=1,1,IF(A39=debt_period,\"\",B39+1))))","v":27},{"$f":"IF(OR(A40=\"\",B40=\"\",B40=\"N/A\"),\"\",IF(B40=1,-'Cash Flow Analysis'!G91,IF(B40=\"N/A\",0,G39)))","v":6574754.3415687624},{"$f":"IF(debt_period=0,\nE40+F40,\nIF(OR(A40=\"\",B40=\"\",B40=\"N/A\"),\"\",IF(B40=1,((debt_interest*(1+debt_interest)^debt_period)/((1+debt_interest)^debt_period-1))*(-'Cash Flow Analysis'!G91),IF(G39=0,\"\",D39))))","v":243265.91063804421},243265.91063804421,0,6574754.3415687624]
[{"$f":"'Cash Flow Analysis'!B92","v":28},{"$f":"IF(B40=\"\",\"\",IF('Cash Flow Analysis'!$B$31=0,\"N/A\",IF(A41=1,1,IF(A40=debt_period,\"\",B40+1))))","v":28},{"$f":"IF(OR(A41=\"\",B41=\"\",B41=\"N/A\"),\"\",IF(B41=1,-'Cash Flow Analysis'!G92,IF(B41=\"N/A\",0,G40)))","v":6574754.3415687624},{"$f":"IF(debt_period=0,\nE41+F41,\nIF(OR(A41=\"\",B41=\"\",B41=\"N/A\"),\"\",IF(B41=1,((debt_interest*(1+debt_interest)^debt_period)/((1+debt_interest)^debt_period-1))*(-'Cash Flow Analysis'!G92),IF(G40=0,\"\",D40))))","v":243265.91063804421},243265.91063804421,0,6574754.3415687624]
[{"$f":"'Cash Flow Analysis'!B93","v":29},{"$f":"IF(B41=\"\",\"\",IF('Cash Flow Analysis'!$B$31=0,\"N/A\",IF(A42=1,1,IF(A41=debt_period,\"\",B41+1))))","v":29},{"$f":"IF(OR(A42=\"\",B42=\"\",B42=\"N/A\"),\"\",IF(B42=1,-'Cash Flow Analysis'!G93,IF(B42=\"N/A\",0,G41)))","v":6574754.3415687624},{"$f":"IF(debt_period=0,\nE42+F42,\nIF(OR(A42=\"\",B42=\"\",B42=\"N/A\"),\"\",IF(B42=1,((debt_interest*(1+debt_interest)^debt_period)/((1+debt_interest)^debt_period-1))*(-'Cash Flow Analysis'!G93),IF(G41=0,\"\",D41))))","v":243265.91063804421},243265.91063804421,0,6574754.3415687624]
[{"$f":"'Cash Flow Analysis'!B94","v":30},{"$f":"IF(B42=\"\",\"\",IF('Cash Flow Analysis'!$B$31=0,\"N/A\",IF(A43=1,1,IF(A42=debt_period,\"\",B42+1))))","v":30},{"$f":"IF(OR(A43=\"\",B43=\"\",B43=\"N/A\"),\"\",IF(B43=1,-'Cash Flow Analysis'!G94,IF(B43=\"N/A\",0,G42)))","v":6574754.3415687624},{"$f":"IF(debt_period=0,\nE43+F43,\nIF(OR(A43=\"\",B43=\"\",B43=\"N/A\"),\"\",IF(B43=1,((debt_interest*(1+debt_interest)^debt_period)/((1+debt_interest)^debt_period-1))*(-'Cash Flow Analysis'!G94),IF(G42=0,\"\",D42))))","v":243265.91063804421},243265.91063804421,0,6574754.3415687624]
[{"$f":"'Cash Flow Analysis'!B95","v":31},{"$f":"IF(B43=\"\",\"\",IF('Cash Flow Analysis'!$B$31=0,\"N/A\",IF(A44=1,1,IF(A43=debt_period,\"\",B43+1))))","v":31},{"$f":"IF(OR(A44=\"\",B44=\"\",B44=\"N/A\"),\"\",IF(B44=1,-'Cash Flow Analysis'!G95,IF(B44=\"N/A\",0,G43)))","v":6574754.3415687624},{"$f":"IF(debt_period=0,\nE44+F44,\nIF(OR(A44=\"\",B44=\"\",B44=\"N/A\"),\"\",IF(B44=1,((debt_interest*(1+debt_interest)^debt_period)/((1+debt_interest)^debt_period-1))*(-'Cash Flow Analysis'!G95),IF(G43=0,\"\",D43))))","v":243265.91063804421},243265.91063804421,0,6574754.3415687624]
[{"$f":"'Cash Flow Analysis'!B96","v":32},{"$f":"IF(B44=\"\",\"\",IF('Cash Flow Analysis'!$B$31=0,\"N/A\",IF(A45=1,1,IF(A44=debt_period,\"\",B44+1))))","v":32},{"$f":"IF(OR(A45=\"\",B45=\"\",B45=\"N/A\"),\"\",IF(B45=1,-'Cash Flow Analysis'!G96,IF(B45=\"N/A\",0,G44)))","v":6574754.3415687624},{"$f":"IF(debt_period=0,\nE45+F45,\nIF(OR(A45=\"\",B45=\"\",B45=\"N/A\"),\"\",IF(B45=1,((debt_interest*(1+debt_interest)^debt_period)/((1+debt_interest)^debt_period-1))*(-'Cash Flow Analysis'!G96),IF(G44=0,\"\",D44))))","v":243265.91063804421},243265.91063804421,0,6574754.3415687624]
[{"$f":"'Cash Flow Analysis'!B97","v":33},{"$f":"IF(B45=\"\",\"\",IF('Cash Flow Analysis'!$B$31=0,\"N/A\",IF(A46=1,1,IF(A45=debt_period,\"\",B45+1))))","v":33},{"$f":"IF(OR(A46=\"\",B46=\"\",B46=\"N/A\"),\"\",IF(B46=1,-'Cash Flow Analysis'!G97,IF(B46=\"N/A\",0,G45)))","v":6574754.3415687624},{"$f":"IF(debt_period=0,\nE46+F46,\nIF(OR(A46=\"\",B46=\"\",B46=\"N/A\"),\"\",IF(B46=1,((debt_interest*(1+debt_interest)^debt_period)/((1+debt_interest)^debt_period-1))*(-'Cash Flow Analysis'!G97),IF(G45=0,\"\",D45))))","v":243265.91063804421},243265.91063804421,0,6574754.3415687624]
[{"$f":"'Cash Flow Analysis'!B98","v":34},{"$f":"IF(B46=\"\",\"\",IF('Cash Flow Analysis'!$B$31=0,\"N/A\",IF(A47=1,1,IF(A46=debt_period,\"\",B46+1))))","v":34},{"$f":"IF(OR(A47=\"\",B47=\"\",B47=\"N/A\"),\"\",IF(B47=1,-'Cash Flow Analysis'!G98,IF(B47=\"N/A\",0,G46)))","v":6574754.3415687624},{"$f":"IF(debt_period=0,\nE47+F47,\nIF(OR(A47=\"\",B47=\"\",B47=\"N/A\"),\"\",IF(B47=1,((debt_interest*(1+debt_interest)^debt_period)/((1+debt_interest)^debt_period-1))*(-'Cash Flow Analysis'!G98),IF(G46=0,\"\",D46))))","v":243265.91063804421},243265.91063804421,0,6574754.3415687624]
[{"$f":"'Cash Flow Analysis'!B99","v":35},{"$f":"IF(B47=\"\",\"\",IF('Cash Flow Analysis'!$B$31=0,\"N/A\",IF(A48=1,1,IF(A47=debt_period,\"\",B47+1))))","v":35},{"$f":"IF(OR(A48=\"\",B48=\"\",B48=\"N/A\"),\"\",IF(B48=1,-'Cash Flow Analysis'!G99,IF(B48=\"N/A\",0,G47)))","v":6574754.3415687624},{"$f":"IF(debt_period=0,\nE48+F48,\nIF(OR(A48=\"\",B48=\"\",B48=\"N/A\"),\"\",IF(B48=1,((debt_interest*(1+debt_interest)^debt_period)/((1+debt_interest)^debt_period-1))*(-'Cash Flow Analysis'!G99),IF(G47=0,\"\",D47))))","v":243265.91063804421},243265.91063804421,0,6574754.3415687624]
[{"$f":"'Cash Flow Analysis'!B100","v":36},{"$f":"IF(B48=\"\",\"\",IF('Cash Flow Analysis'!$B$31=0,\"N/A\",IF(A49=1,1,IF(A48=debt_period,\"\",B48+1))))","v":36},{"$f":"IF(OR(A49=\"\",B49=\"\",B49=\"N/A\"),\"\",IF(B49=1,-'Cash Flow Analysis'!G100,IF(B49=\"N/A\",0,G48)))","v":6574754.3415687624},{"$f":"IF(debt_period=0,\nE49+F49,\nIF(OR(A49=\"\",B49=\"\",B49=\"N/A\"),\"\",IF(B49=1,((debt_interest*(1+debt_interest)^debt_period)/((1+debt_interest)^debt_period-1))*(-'Cash Flow Analysis'!G100),IF(G48=0,\"\",D48))))","v":243265.91063804421},243265.91063804421,0,6574754.3415687624]
[{"$f":"'Cash Flow Analysis'!B101","v":37},{"$f":"IF(B49=\"\",\"\",IF('Cash Flow Analysis'!$B$31=0,\"N/A\",IF(A50=1,1,IF(A49=debt_period,\"\",B49+1))))","v":37},{"$f":"IF(OR(A50=\"\",B50=\"\",B50=\"N/A\"),\"\",IF(B50=1,-'Cash Flow Analysis'!G101,IF(B50=\"N/A\",0,G49)))","v":6574754.3415687624},{"$f":"IF(debt_period=0,\nE50+F50,\nIF(OR(A50=\"\",B50=\"\",B50=\"N/A\"),\"\",IF(B50=1,((debt_interest*(1+debt_interest)^debt_period)/((1+debt_interest)^debt_period-1))*(-'Cash Flow Analysis'!G101),IF(G49=0,\"\",D49))))","v":243265.91063804421},243265.91063804421,0,6574754.3415687624]
[{"$f":"'Cash Flow Analysis'!B102","v":38},{"$f":"IF(B50=\"\",\"\",IF('Cash Flow Analysis'!$B$31=0,\"N/A\",IF(A51=1,1,IF(A50=debt_period,\"\",B50+1))))","v":38},{"$f":"IF(OR(A51=\"\",B51=\"\",B51=\"N/A\"),\"\",IF(B51=1,-'Cash Flow Analysis'!G102,IF(B51=\"N/A\",0,G50)))","v":6574754.3415687624},{"$f":"IF(debt_period=0,\nE51+F51,\nIF(OR(A51=\"\",B51=\"\",B51=\"N/A\"),\"\",IF(B51=1,((debt_interest*(1+debt_interest)^debt_period)/((1+debt_interest)^debt_period-1))*(-'Cash Flow Analysis'!G102),IF(G50=0,\"\",D50))))","v":243265.91063804421},243265.91063804421,0,6574754.3415687624]
[{"$f":"'Cash Flow Analysis'!B103","v":39},{"$f":"IF(B51=\"\",\"\",IF('Cash Flow Analysis'!$B$31=0,\"N/A\",IF(A52=1,1,IF(A51=debt_period,\"\",B51+1))))","v":39},{"$f":"IF(OR(A52=\"\",B52=\"\",B52=\"N/A\"),\"\",IF(B52=1,-'Cash Flow Analysis'!G103,IF(B52=\"N/A\",0,G51)))","v":6574754.3415687624},{"$f":"IF(debt_period=0,\nE52+F52,\nIF(OR(A52=\"\",B52=\"\",B52=\"N/A\"),\"\",IF(B52=1,((debt_interest*(1+debt_interest)^debt_period)/((1+debt_interest)^debt_period-1))*(-'Cash Flow Analysis'!G103),IF(G51=0,\"\",D51))))","v":243265.91063804421},243265.91063804421,0,6574754.3415687624]
[{"$f":"'Cash Flow Analysis'!B104","v":40},{"$f":"IF(B52=\"\",\"\",IF('Cash Flow Analysis'!$B$31=0,\"N/A\",IF(A53=1,1,IF(A52=debt_period,\"\",B52+1))))","v":40},{"$f":"IF(OR(A53=\"\",B53=\"\",B53=\"N/A\"),\"\",IF(B53=1,-'Cash Flow Analysis'!G104,IF(B53=\"N/A\",0,G52)))","v":6574754.3415687624},{"$f":"IF(debt_period=0,\nE53+F53,\nIF(OR(A53=\"\",B53=\"\",B53=\"N/A\"),\"\",IF(B53=1,((debt_interest*(1+debt_interest)^debt_period)/((1+debt_interest)^debt_period-1))*(-'Cash Flow Analysis'!G104),IF(G52=0,\"\",D52))))","v":243265.91063804421},243265.91063804421,0,6574754.3415687624]
[{"$f":"'Cash Flow Analysis'!B105","v":41},{"$f":"IF(B53=\"\",\"\",IF('Cash Flow Analysis'!$B$31=0,\"N/A\",IF(A54=1,1,IF(A53=debt_period,\"\",B53+1))))","v":41},{"$f":"IF(OR(A54=\"\",B54=\"\",B54=\"N/A\"),\"\",IF(B54=1,-'Cash Flow Analysis'!G105,IF(B54=\"N/A\",0,G53)))","v":6574754.3415687624},{"$f":"IF(debt_period=0,\nE54+F54,\nIF(OR(A54=\"\",B54=\"\",B54=\"N/A\"),\"\",IF(B54=1,((debt_interest*(1+debt_interest)^debt_period)/((1+debt_interest)^debt_period-1))*(-'Cash Flow Analysis'!G105),IF(G53=0,\"\",D53))))","v":243265.91063804421},243265.91063804421,0,6574754.3415687624]
[{"$f":"'Cash Flow Analysis'!B106","v":42},{"$f":"IF(B54=\"\",\"\",IF('Cash Flow Analysis'!$B$31=0,\"N/A\",IF(A55=1,1,IF(A54=debt_period,\"\",B54+1))))","v":42},{"$f":"IF(OR(A55=\"\",B55=\"\",B55=\"N/A\"),\"\",IF(B55=1,-'Cash Flow Analysis'!G106,IF(B55=\"N/A\",0,G54)))","v":6574754.3415687624},{"$f":"IF(debt_period=0,\nE55+F55,\nIF(OR(A55=\"\",B55=\"\",B55=\"N/A\"),\"\",IF(B55=1,((debt_interest*(1+debt_interest)^debt_period)/((1+debt_interest)^debt_period-1))*(-'Cash Flow Analysis'!G106),IF(G54=0,\"\",D54))))","v":6818020.252206807},243265.91063804421,6574754.3415687624,0]
[{"$f":"'Cash Flow Analysis'!B107","v":""},{"$f":"IF(B55=\"\",\"\",IF('Cash Flow Analysis'!$B$31=0,\"N/A\",IF(A56=1,1,IF(A55=debt_period,\"\",B55+1))))","v":43},{"$f":"IF(OR(A56=\"\",B56=\"\",B56=\"N/A\"),\"\",IF(B56=1,-'Cash Flow Analysis'!G107,IF(B56=\"N/A\",0,G55)))","v":""},{"$f":"IF(debt_period=0,\nE56+F56,\nIF(OR(A56=\"\",B56=\"\",B56=\"N/A\"),\"\",IF(B56=1,((debt_interest*(1+debt_interest)^debt_period)/((1+debt_interest)^debt_period-1))*(-'Cash Flow Analysis'!G107),IF(G55=0,\"\",D55))))","v":{"$error":"#VALUE!"}},"",0,""]
[{"$f":"'Cash Flow Analysis'!B108","v":""},{"$f":"IF(B56=\"\",\"\",IF('Cash Flow Analysis'!$B$31=0,\"N/A\",IF(A57=1,1,IF(A56=debt_period,\"\",B56+1))))","v":44},{"$f":"IF(OR(A57=\"\",B57=\"\",B57=\"N/A\"),\"\",IF(B57=1,-'Cash Flow Analysis'!G108,IF(B57=\"N/A\",0,G56)))","v":""},{"$f":"IF(F57=0,E57,\nIF(OR(A57=\"\",B57=\"\",B57=\"N/A\"),\"\",IF(B57=1,((debt_interest*(1+debt_interest)^debt_period)/((1+debt_interest)^debt_period-1))*(-'Cash Flow Analysis'!G108),IF(G56=0,\"\",D56))))","v":""},"",0,""]

{"sheet":"Depreciation","index":16,"n_rows":166,"n_cols":24,"rows_kept":166,"cut":false,"hidden":false,"merged":[[12,2,12,7],[143,0,143,1]]}
["Depreciation"]
[]
["DO NOT ENTER ANYTHING ON THIS PAGE.  THE VALUES CALCULATED"]
["ON THIS PAGE ARE USED IN THE CASH FLOW ANALYSIS TAB."]
[]
[null,"= Calculated Cells (do not change formulas)"]
[null,"= Input Required"]
[null,"= Optional Input; To Provide Additional Information Only"]
[null,"= H2A Guidelines/Information Cells"]
[]
[]
[null,"MACRS Depreciation Table (Half-Year Convention)"]
[null,null,"Recovery Period"]
[null,"Recovery Period",3,5,7,10,15,20]
[null,1,0.33329999999999999,0.2,0.1429,0.1,0.05,3.7499999999999999E-2]
[null,2,0.44450000000000001,0.32,0.24490000000000001,0.18,9.5000000000000001E-2,7.2190000000000004E-2]
[null,3,0.14810000000000001,0.192,0.1749,0.14399999999999999,8.5500000000000007E-2,6.6769999999999996E-2]
[null,4,7.4099999999999999E-2,0.1152,0.1249,0.1152,7.6999999999999999E-2,6.1769999999999999E-2]
[null,5,null,0.1152,8.9300000000000004E-2,9.2200000000000004E-2,6.93E-2,5.713E-2]
[null,6,null,5.7599999999999998E-2,8.9200000000000002E-2,7.3700000000000002E-2,6.2300000000000001E-2,5.2850000000000001E-2]
[null,7,null,null,8.9300000000000004E-2,6.5500000000000003E-2,5.8999999999999997E-2,4.888E-2]
[null,8,null,null,4.4600000000000001E-2,6.5500000000000003E-2,5.8999999999999997E-2,4.5220000000000003E-2]
[null,9,null,null,null,6.5600000000000006E-2,5.91E-2,4.462E-2]
[null,10,null,null,null,6.5500000000000003E-2,5.8999999999999997E-2,4.4609999999999997E-2]
[null,11,null,null,null,3.2800000000000003E-2,5.91E-2,4.462E-2]
[null,12,null,null,null,null,5.8999999999999997E-2,4.4609999999999997E-2]
[null,13,null,null,null,null,5.91E-2,4.462E-2]
[null,14,null,null,null,null,5.8999999999999997E-2,4.4609999999999997E-2]
[null,15,null,null,null,null,5.91E-2,4.462E-2]
[null,16,null,null,null,null,2.9499999999999998E-2,4.4609999999999997E-2]
[null,17,null,null,null,null,null,4.462E-2]
[null,18,null,null,null,null,null,4.4609999999999997E-2]
[null,19,null,null,null,null,null,4.462E-2]
[null,20,null,null,null,null,null,4.4609999999999997E-2]
[null,21,null,null,null,null,null,2.231E-2]
[null,"NPV - Real IRR",{"$f":"NPV(real_irr,C15:C35)","v":0.861730483722558},0.81132579180653486,0.76611247423420981,0.70592323058796147,0.57966874115937961,0.50624177952518146]
[null,"NPV - Nominal IRR",{"$f":"NPV(nominal_irr,C15:C35)","v":0.83149291060393982},0.77231075823151107,0.72034649543580254,0.65286934217044934,0.51586770297474116,0.44094384285873256]
[]
[]
[]
["Inputs from Cash-Input Sheet"]
["Depreciation Type",{"$f":"depr_type","v":"MACRS"}]
["Depreciation Period (yrs)",{"$f":"depr_length","v":20}]
["Total Initial Depreciable Capital",{"$f":"-('Cash Flow Analysis'!G65+SUM('Cash Flow Analysis'!H65:H113))","v":11024548.079942502}]
[]
[]
["DEPRECIATION CALCULATION TABLE"]
["Operation Year","Annual Depreciable Capital",1,2,3,4,5,6,7,8,9,10,11,12,13,14,15,16,17,18,19,20,21,"Total"]
[{"$f":"IF('Cash Flow Analysis'!C65=\"\",\"\",'Cash Flow Analysis'!C65)","v":-2},{"$f":"IF(A49=\"\",\"\",IF(A49<1,0,IF(A49=1,$B$44-'Cash Flow Analysis'!I65,-'Cash Flow Analysis'!I65)))","v":0},{"$f":"IF(B49=\"\",\"\",IF(AND($B$42=\"Straight Line\",$C$48<=depr_length),B49/depr_length,IF(AND($B$42=\"MACRS\",$C$48<=depr_length+1),B49*INDEX(MACRS_Table,MATCH($C$48,recovery_year,0),MATCH($B$43,recovery_period,0)),\"\")))","v":0},{"$f":"IF($B$49=\"\",\"\",IF(AND($B$42=\"Straight Line\",D48<=depr_length),$B$49/depr_length,IF(AND($B$42=\"MACRS\",D48<=depr_length+1),$B$49*INDEX(MACRS_Table,MATCH(D48,recovery_year,0),MATCH($B$43,recovery_period,0)),\"\")))","v":0},0,0,0,0,0,0,0,0,0,0,0,0,0,0,0,0,0,0,0,{"$f":"SUM(C49:W49)","v":0}]
[{"$f":"IF('Cash Flow Analysis'!C66=\"\",\"\",'Cash Flow Analysis'!C66)","v":-1},{"$f":"IF(A50=\"\",\"\",IF(A50<1,0,IF(A50=1,$B$44-'Cash Flow Analysis'!I66,-'Cash Flow Analysis'!I66)))","v":0},{"$f":"IF($B$50=\"\",\"\",IF(AND($B$42=\"Straight Line\",C48<=depr_length),$B$50/depr_length,IF(AND($B$42=\"MACRS\",C48<=depr_length+1),$B$50*INDEX(MACRS_Table,MATCH(C48,recovery_year,0),MATCH($B$43,recovery_period,0)),\"\")))","v":0},0,0,0,0,0,0,0,0,0,0,0,0,0,0,0,0,0,0,0,0,0]
[{"$f":"IF('Cash Flow Analysis'!C67=\"\",\"\",'Cash Flow Analysis'!C67)","v":1},{"$f":"IF(A51=\"\",\"\",IF(A51<1,0,IF(A51=1,$B$44-'Cash Flow Analysis'!I67,-'Cash Flow Analysis'!I67)))","v":11081439.484049717},{"$f":"IF($B$51=\"\",\"\",IF(AND($B$42=\"Straight Line\",C48<=depr_length),$B$51/depr_length,IF(AND($B$42=\"MACRS\",C48<=depr_length+1),$B$51*INDEX(MACRS_Table,MATCH(C48,recovery_year,0),MATCH($B$43,recovery_period,0)),\"\")))","v":415553.98065186437},799969.11635354906,739907.71434999956,684500.51692975103,633082.63772376033,585654.07673202758,541660.76198035013,501102.69346872822,494453.82977829839,494343.01538345782,494453.82977829839,494343.01538345782,494453.82977829839,494343.01538345782,494453.82977829839,494343.01538345782,494453.82977829839,494343.01538345782,494453.82977829839,494343.01538345782,247226.91488914919,11081439.484049719]
[{"$f":"IF('Cash Flow Analysis'!C68=\"\",\"\",'Cash Flow Analysis'!C68)","v":2},{"$f":"IF(A52=\"\",\"\",IF(A52<1,0,IF(A52=1,$B$44-'Cash Flow Analysis'!I68,-'Cash Flow Analysis'!I68)))","v":998121.55769294116},{"$f":"IF($B$52=\"\",\"\",IF(AND($B$42=\"Straight Line\",C48<=depr_length),$B$52/depr_length,IF(AND($B$42=\"MACRS\",C48<=depr_length+1),$B$52*INDEX(MACRS_Table,MATCH(C48,recovery_year,0),MATCH($B$43,recovery_period,0)),\"\")))","v":37429.558413485291},72054.39524985342,66644.57640715767,61653.968618692976,57022.684590997727,52750.72432407194,48788.181740030966,45135.0568388748,44536.183904259036,44526.202688682104,44536.183904259036,44526.202688682104,44536.183904259036,44526.202688682104,44536.183904259036,44526.202688682104,44536.183904259036,44526.202688682104,44536.183904259036,44526.202688682104,22268.091952129518,998121.55769294105]
[{"$f":"IF('Cash Flow Analysis'!C69=\"\",\"\",'Cash Flow Analysis'!C69)","v":3},{"$f":"IF(A53=\"\",\"\",IF(A53<1,0,IF(A53=1,$B$44-'Cash Flow Analysis'!I69,-'Cash Flow Analysis'!I69)))","v":59073.815260170843},{"$f":"IF($B$53=\"\",\"\",IF(AND($B$42=\"Straight Line\",C48<=depr_length),$B$53/depr_length,IF(AND($B$42=\"MACRS\",C48<=depr_length+1),$B$53*INDEX(MACRS_Table,MATCH(C48,recovery_year,0),MATCH($B$43,recovery_period,0)),\"\")))","v":2215.2680722564064},4264.5387236317338,3944.3586449216068,3648.9895686207528,3374.8870658135602,3122.0511365000293,2887.5280899171507,2671.3179260649258,2635.8736369088228,2635.2828987562211,2635.8736369088228,2635.2828987562211,2635.8736369088228,2635.2828987562211,2635.8736369088228,2635.2828987562211,2635.8736369088228,2635.2828987562211,2635.8736369088228,2635.2828987562211,1317.9368184544114,59073.815260170857]
[{"$f":"IF('Cash Flow Analysis'!C70=\"\",\"\",'Cash Flow Analysis'!C70)","v":4},{"$f":"IF(A54=\"\",\"\",IF(A54<1,0,IF(A54=1,$B$44-'Cash Flow Analysis'!I70,-'Cash Flow Analysis'!I70)))","v":1036410.4987676},{"$f":"IF($B$54=\"\",\"\",IF(AND($B$42=\"Straight Line\",C48<=depr_length),$B$54/depr_length,IF(AND($B$42=\"MACRS\",C48<=depr_length+1),$B$54*INDEX(MACRS_Table,MATCH(C48,recovery_year,0),MATCH($B$43,recovery_period,0)),\"\")))","v":38865.393703784997},74818.473906033047,69201.129002712652,64019.076508874656,59210.131794592991,54774.294859867667,50659.745179760292,46866.482754270881,46244.636455010317,46234.272350022635,46244.636455010317,46234.272350022635,46244.636455010317,46234.272350022635,46244.636455010317,46234.272350022635,46244.636455010317,46234.272350022635,46244.636455010317,46234.272350022635,23122.318227505159,1036410.4987676002]
[{"$f":"IF('Cash Flow Analysis'!C71=\"\",\"\",'Cash Flow Analysis'!C71)","v":5},{"$f":"IF(A55=\"\",\"\",IF(A55<1,0,IF(A55=1,$B$44-'Cash Flow Analysis'!I71,-'Cash Flow Analysis'!I71)))","v":61339.945887366252},{"$f":"IF($B$55=\"\",\"\",IF(AND($B$42=\"Straight Line\",C48<=depr_length),$B$55/depr_length,IF(AND($B$42=\"MACRS\",C48<=depr_length+1),$B$55*INDEX(MACRS_Table,MATCH(C48,recovery_year,0),MATCH($B$43,recovery_period,0)),\"\")))","v":2300.2479707762345},4428.1306936089695,4095.6681868994442,3788.9684574626131,3504.3511085452342,3241.8161401473067,2998.2965549744622,2773.7923530267021,2736.9883854942823,2736.3749860354083,2736.9883854942823,2736.3749860354083,2736.9883854942823,2736.3749860354083,2736.9883854942823,2736.3749860354083,2736.9883854942823,2736.3749860354083,2736.9883854942823,2736.3749860354083,1368.4941927471411,61339.945887366252]
[{"$f":"IF('Cash Flow Analysis'!C72=\"\",\"\",'Cash Flow Analysis'!C72)","v":6},{"$f":"IF(A56=\"\",\"\",IF(A56<1,0,IF(A56=1,$B$44-'Cash Flow Analysis'!I72,-'Cash Flow Analysis'!I72)))","v":1076168.2419108239},{"$f":"IF($B$56=\"\",\"\",IF(AND($B$42=\"Straight Line\",C48<=depr_length),$B$56/depr_length,IF(AND($B$42=\"MACRS\",C48<=depr_length+1),$B$56*INDEX(MACRS_Table,MATCH(C48,recovery_year,0),MATCH($B$43,recovery_period,0)),\"\")))","v":40356.309071655895},77688.585383542377,71855.753512385709,66474.912302831581,61481.491660365369,56875.491584987045,52603.103664601069,48664.327899207456,48018.626954060957,48007.865271641851,48018.626954060957,48007.865271641851,48018.626954060957,48007.865271641851,48018.626954060957,48007.865271641851,48018.626954060957,48007.865271641851,48018.626954060957,48007.865271641851,24009.313477030479,1076168.2419108241]
[{"$f":"IF('Cash Flow Analysis'!C73=\"\",\"\",'Cash Flow Analysis'!C73)","v":7},{"$f":"IF(A57=\"\",\"\",IF(A57<1,0,IF(A57=1,$B$44-'Cash Flow Analysis'!I73,-'Cash Flow Analysis'!I73)))","v":63693.007551551505},{"$f":"IF($B$57=\"\",\"\",IF(AND($B$42=\"Straight Line\",C48<=depr_length),$B$57/depr_length,IF(AND($B$42=\"MACRS\",C48<=depr_length+1),$B$57*INDEX(MACRS_Table,MATCH(C48,recovery_year,0),MATCH($B$43,recovery_period,0)),\"\")))","v":2388.4877831831814},4597.9982151465038,4252.7821142170942,3934.3170764593365,3638.7815214201373,3366.1754490994972,3113.3142091198374,2880.1978014811593,2841.9819969502282,2841.3450668747123,2841.9819969502282,2841.3450668747123,2841.9819969502282,2841.3450668747123,2841.9819969502282,2841.3450668747123,2841.9819969502282,2841.3450668747123,2841.9819969502282,2841.3450668747123,1420.9909984751141,63693.007551551491]
[{"$f":"IF('Cash Flow Analysis'!C74=\"\",\"\",'Cash Flow Analysis'!C74)","v":8},{"$f":"IF(A58=\"\",\"\",IF(A58<1,0,IF(A58=1,$B$44-'Cash Flow Analysis'!I74,-'Cash Flow Analysis'!I74)))","v":1117451.131838765},{"$f":"IF($B$58=\"\",\"\",IF(AND($B$42=\"Straight Line\",C48<=depr_length),$B$58/depr_length,IF(AND($B$42=\"MACRS\",C48<=depr_length+1),$B$58*INDEX(MACRS_Table,MATCH(C48,recovery_year,0),MATCH($B$43,recovery_period,0)),\"\")))","v":41904.417443953687},80668.797207440453,74612.212072874332,69024.956413680513,63839.983161948643,59057.29231767873,54621.011324278836,50531.140181748953,49860.669502645695,49849.494991327301,49860.669502645695,49849.494991327301,49860.669502645695,49849.494991327301,49860.669502645695,49849.494991327301,49860.669502645695,49849.494991327301,49860.669502645695,49849.494991327301,24930.334751322847,1117451.1318387652]
[{"$f":"IF('Cash Flow Analysis'!C75=\"\",\"\",'Cash Flow Analysis'!C75)","v":9},{"$f":"IF(A59=\"\",\"\",IF(A59<1,0,IF(A59=1,$B$44-'Cash Flow Analysis'!I75,-'Cash Flow Analysis'!I75)))","v":66136.335014236567},{"$f":"IF($B$59=\"\",\"\",IF(AND($B$42=\"Straight Line\",C48<=depr_length),$B$59/depr_length,IF(AND($B$42=\"MACRS\",C48<=depr_length+1),$B$59*INDEX(MACRS_Table,MATCH(C48,recovery_year,0),MATCH($B$43,recovery_period,0)),\"\")))","v":2480.1125630338711},4774.3820246777377,4415.9230889005757,4085.2414138293925,3778.3688193633352,3495.3053055024025,3232.7440554958835,2990.6850693437777,2951.0032683352356,2950.3419049850932,2951.0032683352356,2950.3419049850932,2951.0032683352356,2950.3419049850932,2951.0032683352356,2950.3419049850932,2951.0032683352356,2950.3419049850932,2951.0032683352356,2950.3419049850932,1475.5016341676178,66136.335014236553]
[{"$f":"IF('Cash Flow Analysis'!C76=\"\",\"\",'Cash Flow Analysis'!C76)","v":10},{"$f":"IF(A60=\"\",\"\",IF(A60<1,0,IF(A60=1,$B$44-'Cash Flow Analysis'!I76,-'Cash Flow Analysis'!I76)))","v":9138668.3447996192},{"$f":"IF($B$60=\"\",\"\",IF(AND($B$42=\"Straight Line\",C48<=depr_length),$B$60/depr_length,IF(AND($B$42=\"MACRS\",C48<=depr_length+1),$B$60*INDEX(MACRS_Table,MATCH(C48,recovery_year,0),MATCH($B$43,recovery_period,0)),\"\")))","v":342700.0629299857},659720.46781108459,610188.88538227056,564495.54365827248,522092.12253840227,482978.62202265987,446698.10869380541,413250.58255183883,407767.38154495903,407675.99486151099,407767.38154495903,407675.99486151099,407767.38154495903,407675.99486151099,407767.38154495903,407675.99486151099,407767.38154495903,407675.99486151099,407767.38154495903,407675.99486151099,203883.69077247952,9138668.3447996173]
[{"$f":"IF('Cash Flow Analysis'!C77=\"\",\"\",'Cash Flow Analysis'!C77)","v":11},{"$f":"IF(A61=\"\",\"\",IF(A61<1,0,IF(A61=1,$B$44-'Cash Flow Analysis'!I77,-'Cash Flow Analysis'!I77)))","v":68673.390961717683},{"$f":"IF($B$61=\"\",\"\",IF(AND($B$42=\"Straight Line\",C48<=depr_length),$B$61/depr_length,IF(AND($B$42=\"MACRS\",C48<=depr_length+1),$B$61*INDEX(MACRS_Table,MATCH(C48,recovery_year,0),MATCH($B$43,recovery_period,0)),\"\")))","v":2575.252161064413},4957.5320935263999,4585.3223145138891,4241.9553597053009,3923.3108256429314,3629.3887123267796,3356.7553502087603,3105.4107392888741,3064.206704711843,3063.5199708022255,3064.206704711843,3063.5199708022255,3064.206704711843,3063.5199708022255,3064.206704711843,3063.5199708022255,3064.206704711843,3063.5199708022255,3064.206704711843,3063.5199708022255,1532.1033523559215,68673.390961717654]
[{"$f":"IF('Cash Flow Analysis'!C78=\"\",\"\",'Cash Flow Analysis'!C78)","v":12},{"$f":"IF(A62=\"\",\"\",IF(A62<1,0,IF(A62=1,$B$44-'Cash Flow Analysis'!I78,-'Cash Flow Analysis'!I78)))","v":1204828.6210266757},{"$f":"IF($B$62=\"\",\"\",IF(AND($B$42=\"Straight Line\",C48<=depr_length),$B$62/depr_length,IF(AND($B$42=\"MACRS\",C48<=depr_length+1),$B$62*INDEX(MACRS_Table,MATCH(C48,recovery_year,0),MATCH($B$43,recovery_period,0)),\"\")))","v":45181.073288500338},86976.578151915717,80446.407025951135,74422.263920817757,68831.859119253975,63675.192621259812,58892.022995783904,54482.35024282628,53759.453070210271,53747.404783999998,53759.453070210271,53747.404783999998,53759.453070210271,53747.404783999998,53759.453070210271,53747.404783999998,53759.453070210271,53747.404783999998,53759.453070210271,53747.404783999998,26879.726535105136,1204828.6210266759]
[{"$f":"IF('Cash Flow Analysis'!C79=\"\",\"\",'Cash Flow Analysis'!C79)","v":13},{"$f":"IF(A63=\"\",\"\",IF(A63<1,0,IF(A63=1,$B$44-'Cash Flow Analysis'!I79,-'Cash Flow Analysis'!I79)))","v":71307.770912400127},{"$f":"IF($B$63=\"\",\"\",IF(AND($B$42=\"Straight Line\",C48<=depr_length),$B$63/depr_length,IF(AND($B$42=\"MACRS\",C48<=depr_length+1),$B$63*INDEX(MACRS_Table,MATCH(C48,recovery_year,0),MATCH($B$43,recovery_period,0)),\"\")))","v":2674.0414092150045},5147.7079821661655,4761.2198638209566,4404.6810092589558,4073.8129522254194,3768.6156927203469,3485.523842198118,3224.537400658734,3181.7527381112936,3181.0396604021694,3181.7527381112936,3181.0396604021694,3181.7527381112936,3181.0396604021694,3181.7527381112936,3181.0396604021694,3181.7527381112936,3181.0396604021694,3181.7527381112936,3181.0396604021694,1590.8763690556468,71307.770912400127]
[{"$f":"IF('Cash Flow Analysis'!C80=\"\",\"\",'Cash Flow Analysis'!C80)","v":14},{"$f":"IF(A64=\"\",\"\",IF(A64<1,0,IF(A64=1,$B$44-'Cash Flow Analysis'!I80,-'Cash Flow Analysis'!I80)))","v":1251047.0517578796},{"$f":"IF($B$64=\"\",\"\",IF(AND($B$42=\"Straight Line\",C48<=depr_length),$B$64/depr_length,IF(AND($B$42=\"MACRS\",C48<=depr_length+1),$B$64*INDEX(MACRS_Table,MATCH(C48,recovery_year,0),MATCH($B$43,recovery_period,0)),\"\")))","v":46914.26444092048},90313.08666640133,83532.41164587361,77277.176387084211,71472.318066927663,66117.836685403934,61151.179889925152,56572.347680491315,55821.719449436583,55809.208978918999,55821.719449436583,55809.208978918999,55821.719449436583,55809.208978918999,55821.719449436583,55809.208978918999,55821.719449436583,55809.208978918999,55821.719449436583,55809.208978918999,27910.859724718292,1251047.0517578798]
[{"$f":"IF('Cash Flow Analysis'!C81=\"\",\"\",'Cash Flow Analysis'!C81)","v":15},{"$f":"IF(A65=\"\",\"\",IF(A65<1,0,IF(A65=1,$B$44-'Cash Flow Analysis'!I81,-'Cash Flow Analysis'!I81)))","v":74043.208312370713},{"$f":"IF($B$65=\"\",\"\",IF(AND($B$42=\"Straight Line\",C48<=depr_length),$B$65/depr_length,IF(AND($B$42=\"MACRS\",C48<=depr_length+1),$B$65*INDEX(MACRS_Table,MATCH(C48,recovery_year,0),MATCH($B$43,recovery_period,0)),\"\")))","v":2776.6203117139016},5345.1792080700425,4943.8650190169919,4573.6489774551392,4230.0884908857388,3913.1835593087922,3619.2320223086804,3348.2338798854039,3303.8079548979813,3303.0675228148571,3303.8079548979813,3303.0675228148571,3303.8079548979813,3303.0675228148571,3303.8079548979813,3303.0675228148571,3303.8079548979813,3303.0675228148571,3303.8079548979813,3303.0675228148571,1651.9039774489906,74043.208312370713]
[{"$f":"IF('Cash Flow Analysis'!C82=\"\",\"\",'Cash Flow Analysis'!C82)","v":16},{"$f":"IF(A66=\"\",\"\",IF(A66<1,0,IF(A66=1,$B$44-'Cash Flow Analysis'!I82,-'Cash Flow Analysis'!I82)))","v":1299038.4677103639},{"$f":"IF($B$66=\"\",\"\",IF(AND($B$42=\"Straight Line\",C48<=depr_length),$B$66/depr_length,IF(AND($B$42=\"MACRS\",C48<=depr_length+1),$B$66*INDEX(MACRS_Table,MATCH(C48,recovery_year,0),MATCH($B$43,recovery_period,0)),\"\")))","v":48713.942539138647},93777.58698401117,86736.798489020992,80241.606150469175,74214.067660293091,68654.183018492738,63497.000301682587,58742.519509862657,57963.096429236437,57950.106044559332,57963.096429236437,57950.106044559332,57963.096429236437,57950.106044559332,57963.096429236437,57950.106044559332,57963.096429236437,57950.106044559332,57963.096429236437,57950.106044559332,28981.548214618218,1299038.4677103637]
[{"$f":"IF('Cash Flow Analysis'!C83=\"\",\"\",'Cash Flow Analysis'!C83)","v":17},{"$f":"IF(A67=\"\",\"\",IF(A67<1,0,IF(A67=1,$B$44-'Cash Flow Analysis'!I83,-'Cash Flow Analysis'!I83)))","v":76883.57982644155},{"$f":"IF($B$67=\"\",\"\",IF(AND($B$42=\"Straight Line\",C48<=depr_length),$B$67/depr_length,IF(AND($B$42=\"MACRS\",C48<=depr_length+1),$B$67*INDEX(MACRS_Table,MATCH(C48,recovery_year,0),MATCH($B$43,recovery_period,0)),\"\")))","v":2883.1342434915582},5550.2256276708158,5133.5166250115017,4749.0987258792948,4392.3589154846059,4063.2971938274359,3758.069381916463,3476.6754797516869,3430.545331855822,3429.7764960575573,3430.545331855822,3429.7764960575573,3430.545331855822,3429.7764960575573,3430.545331855822,3429.7764960575573,3430.545331855822,3429.7764960575573,3430.545331855822,3429.7764960575573,1715.272665927911,76883.57982644155]
[{"$f":"IF('Cash Flow Analysis'!C84=\"\",\"\",'Cash Flow Analysis'!C84)","v":18},{"$f":"IF(A68=\"\",\"\",IF(A68<1,0,IF(A68=1,$B$44-'Cash Flow Analysis'!I84,-'Cash Flow Analysis'!I84)))","v":1348870.8823702009},{"$f":"IF($B$68=\"\",\"\",IF(AND($B$42=\"Straight Line\",C48<=depr_length),$B$68/depr_length,IF(AND($B$42=\"MACRS\",C48<=depr_length+1),$B$68*INDEX(MACRS_Table,MATCH(C48,recovery_year,0),MATCH($B$43,recovery_period,0)),\"\")))","v":50582.658088882534},97374.988998304805,90064.108815858315,83319.754404007312,77060.993509809574,71287.826133265116,65932.80873025542,60995.941300780491,60186.618771358364,60173.130062534663,60186.618771358364,60173.130062534663,60186.618771358364,60173.130062534663,60186.618771358364,60173.130062534663,60186.618771358364,60173.130062534663,60186.618771358364,60173.130062534663,30093.309385679182,1348870.8823702014]
[{"$f":"IF('Cash Flow Analysis'!C85=\"\",\"\",'Cash Flow Analysis'!C85)","v":19},{"$f":"IF(A69=\"\",\"\",IF(A69<1,0,IF(A69=1,$B$44-'Cash Flow Analysis'!I85,-'Cash Flow Analysis'!I85)))","v":79832.91083216366},{"$f":"IF($B$69=\"\",\"\",IF(AND($B$42=\"Straight Line\",C48<=depr_length),$B$69/depr_length,IF(AND($B$42=\"MACRS\",C48<=depr_length+1),$B$69*INDEX(MACRS_Table,MATCH(C48,recovery_year,0),MATCH($B$43,recovery_period,0)),\"\")))","v":2993.734156206137},5763.1378329738945,5330.443456263567,4931.2789021027493,4560.8541958415099,4219.1693374798497,3902.2326814761595,3610.0442278304408,3562.1444813311423,3561.3461522228208,3562.1444813311423,3561.3461522228208,3562.1444813311423,3561.3461522228208,3562.1444813311423,3561.3461522228208,3562.1444813311423,3561.3461522228208,3562.1444813311423,3561.3461522228208,1781.0722406655711,79832.910832163616]
[{"$f":"IF('Cash Flow Analysis'!C86=\"\",\"\",'Cash Flow Analysis'!C86)","v":20},{"$f":"IF(A70=\"\",\"\",IF(A70<1,0,IF(A70=1,$B$44-'Cash Flow Analysis'!I86,-'Cash Flow Analysis'!I86)))","v":11031250.747989858},{"$f":"IF($B$70=\"\",\"\",IF(AND($B$42=\"Straight Line\",C48<=depr_length),$B$70/depr_length,IF(AND($B$42=\"MACRS\",C48<=depr_length+1),$B$70*INDEX(MACRS_Table,MATCH(C48,recovery_year,0),MATCH($B$43,recovery_period,0)),\"\")))","v":413671.90304961964},796345.99149738788,736556.61244328273,681400.35870333354,630215.35523266054,583001.60203126399,539207.53656174429,498833.15882410138,492214.40837530745,492104.09586782753,492214.40837530745,492104.09586782753,492214.40837530745,492104.09586782753,492214.40837530745,492104.09586782753,492214.40837530745,492104.09586782753,492214.40837530745,492104.09586782753,246107.20418765373,11031250.747989859]
[{"$f":"IF('Cash Flow Analysis'!C87=\"\",\"\",'Cash Flow Analysis'!C87)","v":21},{"$f":"IF(A71=\"\",\"\",IF(A71<1,0,IF(A71=1,$B$44-'Cash Flow Analysis'!I87,-'Cash Flow Analysis'!I87)))","v":82895.381124596286},{"$f":"IF($B$71=\"\",\"\",IF(AND($B$42=\"Straight Line\",C48<=depr_length),$B$71/depr_length,IF(AND($B$42=\"MACRS\",C48<=depr_length+1),$B$71*INDEX(MACRS_Table,MATCH(C48,recovery_year,0),MATCH($B$43,recovery_period,0)),\"\")))","v":3108.5767921723605},5984.2175633846064,5534.9245976892935,5120.4476920663128,4735.8131236481859,4381.0208924349135,4051.9262293702664,3748.5291344542443,3698.7919057794861,3697.9629519682398,3698.7919057794861,3697.9629519682398,3698.7919057794861,3697.9629519682398,3698.7919057794861,3697.9629519682398,3698.7919057794861,3697.9629519682398,3698.7919057794861,3697.9629519682398,1849.3959528897431,82895.381124596286]
[{"$f":"IF('Cash Flow Analysis'!C88=\"\",\"\",'Cash Flow Analysis'!C88)","v":22},{"$f":"IF(A72=\"\",\"\",IF(A72<1,0,IF(A72=1,$B$44-'Cash Flow Analysis'!I88,-'Cash Flow Analysis'!I88)))","v":1454343.9071692808},{"$f":"IF($B$72=\"\",\"\",IF(AND($B$42=\"Straight Line\",C48<=depr_length),$B$72/depr_length,IF(AND($B$42=\"MACRS\",C48<=depr_length+1),$B$72*INDEX(MACRS_Table,MATCH(C48,recovery_year,0),MATCH($B$43,recovery_period,0)),\"\")))","v":54537.896518848029},104989.08665855038,97106.542681692867,89834.823145846472,83086.667416581011,76862.075493896496,71088.330182434453,65765.431482194879,64892.825137893313,64878.281698821615,64892.825137893313,64878.281698821615,64892.825137893313,64878.281698821615,64892.825137893313,64878.281698821615,64892.825137893313,64878.281698821615,64892.825137893313,64878.281698821615,32446.412568946656,1454343.9071692803]
[{"$f":"IF('Cash Flow Analysis'!C89=\"\",\"\",'Cash Flow Analysis'!C89)","v":23},{"$f":"IF(A73=\"\",\"\",IF(A73<1,0,IF(A73=1,$B$44-'Cash Flow Analysis'!I89,-'Cash Flow Analysis'!I89)))","v":86075.330839916933},{"$f":"IF($B$73=\"\",\"\",IF(AND($B$42=\"Straight Line\",C48<=depr_length),$B$73/depr_length,IF(AND($B$42=\"MACRS\",C48<=depr_length+1),$B$73*INDEX(MACRS_Table,MATCH(C48,recovery_year,0),MATCH($B$43,recovery_period,0)),\"\")))","v":3227.824906496885},6213.7781333336034,5747.2498401812536,5316.8731859816689,4917.4836508844546,4549.0812348896097,4207.36217145514,3892.3264605810441,3840.6812620770934,3839.8205087686943,3840.6812620770934,3839.8205087686943,3840.6812620770934,3839.8205087686943,3840.6812620770934,3839.8205087686943,3840.6812620770934,3839.8205087686943,3840.6812620770934,3839.8205087686943,1920.3406310385467,86075.330839916933]
[{"$f":"IF('Cash Flow Analysis'!C90=\"\",\"\",'Cash Flow Analysis'!C90)","v":24},{"$f":"IF(A74=\"\",\"\",IF(A74<1,0,IF(A74=1,$B$44-'Cash Flow Analysis'!I90,-'Cash Flow Analysis'!I90)))","v":1510133.9937922014},{"$f":"IF($B$74=\"\",\"\",IF(AND($B$42=\"Straight Line\",C48<=depr_length),$B$74/depr_length,IF(AND($B$42=\"MACRS\",C48<=depr_length+1),$B$74*INDEX(MACRS_Table,MATCH(C48,recovery_year,0),MATCH($B$43,recovery_period,0)),\"\")))","v":56630.024767207549},109016.57301185903,100831.64676550528,93280.976796544273,86273.955065348462,79810.58157191785,73815.349616562802,68288.259199283348,67382.178803008021,67367.077463070105,67382.178803008021,67367.077463070105,67382.178803008021,67367.077463070105,67382.178803008021,67367.077463070105,67382.178803008021,67367.077463070105,67382.178803008021,67367.077463070105,33691.08940150401,1510133.9937922019]
[{"$f":"IF('Cash Flow Analysis'!C91=\"\",\"\",'Cash Flow Analysis'!C91)","v":25},{"$f":"IF(A75=\"\",\"\",IF(A75<1,0,IF(A75=1,$B$44-'Cash Flow Analysis'!I91,-'Cash Flow Analysis'!I91)))","v":89377.266606266974},{"$f":"IF($B$75=\"\",\"\",IF(AND($B$42=\"Straight Line\",C48<=depr_length),$B$75/depr_length,IF(AND($B$42=\"MACRS\",C48<=depr_length+1),$B$75*INDEX(MACRS_Table,MATCH(C48,recovery_year,0),MATCH($B$43,recovery_period,0)),\"\")))","v":3351.6474977350113},6452.1448763064136,5967.7200913004453,5520.8337582691111,5106.1232412160325,4723.5885401412097,4368.7607917143296,4041.639995935393,3988.0136359716325,3987.1198633055697,3988.0136359716325,3987.1198633055697,3988.0136359716325,3987.1198633055697,3988.0136359716325,3987.1198633055697,3988.0136359716325,3987.1198633055697,3988.0136359716325,3987.1198633055697,1994.0068179858163,89377.266606266989]
[{"$f":"IF('Cash Flow Analysis'!C92=\"\",\"\",'Cash Flow Analysis'!C92)","v":26},{"$f":"IF(A76=\"\",\"\",IF(A76<1,0,IF(A76=1,$B$44-'Cash Flow Analysis'!I92,-'Cash Flow Analysis'!I92)))","v":1568064.2439280639},{"$f":"IF($B$76=\"\",\"\",IF(AND($B$42=\"Straight Line\",C48<=depr_length),$B$76/depr_length,IF(AND($B$42=\"MACRS\",C48<=depr_length+1),$B$76*INDEX(MACRS_Table,MATCH(C48,recovery_year,0),MATCH($B$43,recovery_period,0)),\"\")))","v":58802.409147302395},113198.55776916695,104699.64956707682,96859.328347436502,89583.510255610294,82872.195291598182,76646.980243203769,70907.865110427054,69967.026564070213,69951.345921630927,69967.026564070213,69951.345921630927,69967.026564070213,69951.345921630927,69967.026564070213,69951.345921630927,69967.026564070213,69951.345921630927,69967.026564070213,69951.345921630927,34983.513282035106,1568064.2439280644]
[{"$f":"IF('Cash Flow Analysis'!C93=\"\",\"\",'Cash Flow Analysis'!C93)","v":27},{"$f":"IF(A77=\"\",\"\",IF(A77<1,0,IF(A77=1,$B$44-'Cash Flow Analysis'!I93,-'Cash Flow Analysis'!I93)))","v":92805.867930549968},{"$f":"IF($B$77=\"\",\"\",IF(AND($B$42=\"Straight Line\",C48<=depr_length),$B$77/depr_length,IF(AND($B$42=\"MACRS\",C48<=depr_length+1),$B$77*INDEX(MACRS_Table,MATCH(C48,recovery_year,0),MATCH($B$43,recovery_period,0)),\"\")))","v":3480.2200473956236},6699.6556059064023,6196.647801722821,5732.6184620700715,5301.9992348723199,4904.7901201295663,4536.3508244452823,4196.6813478194699,4140.99782706114,4140.0697683818335,4140.99782706114,4140.0697683818335,4140.99782706114,4140.0697683818335,4140.99782706114,4140.0697683818335,4140.99782706114,4140.0697683818335,4140.99782706114,4140.0697683818335,2070.49891353057,92805.867930549968]
[{"$f":"IF('Cash Flow Analysis'!C94=\"\",\"\",'Cash Flow Analysis'!C94)","v":28},{"$f":"IF(A78=\"\",\"\",IF(A78<1,0,IF(A78=1,$B$44-'Cash Flow Analysis'!I94,-'Cash Flow Analysis'!I94)))","v":1628216.7563893883},{"$f":"IF($B$78=\"\",\"\",IF(AND($B$42=\"Straight Line\",C48<=depr_length),$B$78/depr_length,IF(AND($B$42=\"MACRS\",C48<=depr_length+1),$B$78*INDEX(MACRS_Table,MATCH(C48,recovery_year,0),MATCH($B$43,recovery_period,0)),\"\")))","v":61058.12836460206},117540.96764374996,108716.03282411945,100574.94904217252,93020.023292525759,86051.255575179181,79587.235052313306,73627.961723928151,72651.031670094511,72634.749502530613,72651.031670094511,72634.749502530613,72651.031670094511,72634.749502530613,72651.031670094511,72634.749502530613,72651.031670094511,72634.749502530613,72651.031670094511,72634.749502530613,36325.515835047256,1628216.7563893879]
[{"$f":"IF('Cash Flow Analysis'!C95=\"\",\"\",'Cash Flow Analysis'!C95)","v":29},{"$f":"IF(A79=\"\",\"\",IF(A79<1,0,IF(A79=1,$B$44-'Cash Flow Analysis'!I95,-'Cash Flow Analysis'!I95)))","v":96365.993830233783},{"$f":"IF($B$79=\"\",\"\",IF(AND($B$42=\"Straight Line\",C48<=depr_length),$B$79/depr_length,IF(AND($B$42=\"MACRS\",C48<=depr_length+1),$B$79*INDEX(MACRS_Table,MATCH(C48,recovery_year,0),MATCH($B$43,recovery_period,0)),\"\")))","v":3613.7247686337669},6956.6610946045776,6434.3574080447097,5952.5274388935404,5505.3892275212556,5092.9427739278553,4710.3697784218275,4357.6702410031721,4299.8506447050313,4298.8869847667283,4299.8506447050313,4298.8869847667283,4299.8506447050313,4298.8869847667283,4299.8506447050313,4298.8869847667283,4299.8506447050313,4298.8869847667283,4299.8506447050313,4298.8869847667283,2149.9253223525156,96365.993830233769]
[{"$f":"IF('Cash Flow Analysis'!C96=\"\",\"\",'Cash Flow Analysis'!C96)","v":30},{"$f":"IF(A80=\"\",\"\",IF(A80<1,0,IF(A80=1,$B$44-'Cash Flow Analysis'!I96,-'Cash Flow Analysis'!I96)))","v":13315779.55055934},{"$f":"IF($B$80=\"\",\"\",IF(AND($B$42=\"Straight Line\",C48<=depr_length),$B$80/depr_length,IF(AND($B$42=\"MACRS\",C48<=depr_length+1),$B$80*INDEX(MACRS_Table,MATCH(C48,recovery_year,0),MATCH($B$43,recovery_period,0)),\"\")))","v":499341.73314597522},961266.12575487886,889094.60059084708,822515.70283805043,760730.48572345509,703738.94924706116,650875.30443134054,602139.55127629335,594150.08354595781,594016.92575045209,594150.08354595781,594016.92575045209,594150.08354595781,594016.92575045209,594150.08354595781,594016.92575045209,594150.08354595781,594016.92575045209,594150.08354595781,594016.92575045209,297075.0417729789,13315779.55055934]
[{"$f":"IF('Cash Flow Analysis'!C97=\"\",\"\",'Cash Flow Analysis'!C97)","v":31},{"$f":"IF(A81=\"\",\"\",IF(A81<1,0,IF(A81=1,$B$44-'Cash Flow Analysis'!I97,-'Cash Flow Analysis'!I97)))","v":100062.68971955539},{"$f":"IF($B$81=\"\",\"\",IF(AND($B$42=\"Straight Line\",C48<=depr_length),$B$81/depr_length,IF(AND($B$42=\"MACRS\",C48<=depr_length+1),$B$81*INDEX(MACRS_Table,MATCH(C48,recovery_year,0),MATCH($B$43,recovery_period,0)),\"\")))","v":3752.3508644833269},7223.5255708547038,6681.1857925747127,6180.8723439769365,5716.5814636781997,5288.3131516785024,4891.0642734918674,4524.8348291182947,4464.7972152865614,4463.7965883893658,4464.7972152865614,4463.7965883893658,4464.7972152865614,4463.7965883893658,4464.7972152865614,4463.7965883893658,4464.7972152865614,4463.7965883893658,4464.7972152865614,4463.7965883893658,2232.3986076432807,100062.68971955535]
[{"$f":"IF('Cash Flow Analysis'!C98=\"\",\"\",'Cash Flow Analysis'!C98)","v":32},{"$f":"IF(A82=\"\",\"\",IF(A82<1,0,IF(A82=1,$B$44-'Cash Flow Analysis'!I98,-'Cash Flow Analysis'!I98)))","v":1755532.8313150853},{"$f":"IF($B$82=\"\",\"\",IF(AND($B$42=\"Straight Line\",C48<=depr_length),$B$82/depr_length,IF(AND($B$42=\"MACRS\",C48<=depr_length+1),$B$82*INDEX(MACRS_Table,MATCH(C48,recovery_year,0),MATCH($B$43,recovery_period,0)),\"\")))","v":65832.48117431569},126731.91509263602,117216.92714690825,108439.26299033282,100293.59065303083,92779.910135002254,85810.444794681374,79385.19463206816,78331.874933279105,78314.319604965945,78331.874933279105,78314.319604965945,78331.874933279105,78314.319604965945,78331.874933279105,78314.319604965945,78331.874933279105,78314.319604965945,78331.874933279105,78314.319604965945,39165.937466639552,1755532.8313150851]
[{"$f":"IF('Cash Flow Analysis'!C99=\"\",\"\",'Cash Flow Analysis'!C99)","v":33},{"$f":"IF(A83=\"\",\"\",IF(A83<1,0,IF(A83=1,$B$44-'Cash Flow Analysis'!I99,-'Cash Flow Analysis'!I99)))","v":103901.19455988724},{"$f":"IF($B$83=\"\",\"\",IF(AND($B$42=\"Straight Line\",C48<=depr_length),$B$83/depr_length,IF(AND($B$42=\"MACRS\",C48<=depr_length+1),$B$83*INDEX(MACRS_Table,MATCH(C48,recovery_year,0),MATCH($B$43,recovery_period,0)),\"\")))","v":3896.2947959957714},7500.6272352782607,6937.4827607636707,6417.976787964235,5935.8752452063582,5491.1781324900412,5078.6903900872885,4698.412017998101,4636.0713012621691,4635.0322893165694,4636.0713012621691,4635.0322893165694,4636.0713012621691,4635.0322893165694,4636.0713012621691,4635.0322893165694,4636.0713012621691,4635.0322893165694,4636.0713012621691,4635.0322893165694,2318.0356506310845,103901.19455988727]
[{"$f":"IF('Cash Flow Analysis'!C100=\"\",\"\",'Cash Flow Analysis'!C100)","v":34},{"$f":"IF(A84=\"\",\"\",IF(A84<1,0,IF(A84=1,$B$44-'Cash Flow Analysis'!I100,-'Cash Flow Analysis'!I100)))","v":1822876.826257163},{"$f":"IF($B$84=\"\",\"\",IF(AND($B$42=\"Straight Line\",C48<=depr_length),$B$84/depr_length,IF(AND($B$42=\"MACRS\",C48<=depr_length+1),$B$84*INDEX(MACRS_Table,MATCH(C48,recovery_year,0),MATCH($B$43,recovery_period,0)),\"\")))","v":68357.880984643605},131593.4780875046,121713.48568919077,112599.10155790496,104140.95308407172,96339.04026769106,89102.219267450128,82430.490083348908,81336.763987594604,81318.535219332029,81336.763987594604,81318.535219332029,81336.763987594604,81318.535219332029,81336.763987594604,81318.535219332029,81336.763987594604,81318.535219332029,81336.763987594604,81318.535219332029,40668.381993797302,1822876.8262571623]
[{"$f":"IF('Cash Flow Analysis'!C101=\"\",\"\",'Cash Flow Analysis'!C101)","v":35},{"$f":"IF(A85=\"\",\"\",IF(A85<1,0,IF(A85=1,$B$44-'Cash Flow Analysis'!I101,-'Cash Flow Analysis'!I101)))","v":107886.94828439906},{"$f":"IF($B$85=\"\",\"\",IF(AND($B$42=\"Straight Line\",C48<=depr_length),$B$85/depr_length,IF(AND($B$42=\"MACRS\",C48<=depr_length+1),$B$85*INDEX(MACRS_Table,MATCH(C48,recovery_year,0),MATCH($B$43,recovery_period,0)),\"\")))","v":4045.7605606649645},7788.3587966507685,7203.6115369493245,6664.1767955273299,6163.5813554877177,5701.8252168304898,5273.5140321414256,4878.6478014205259,4813.9156324498863,4812.836762967042,4813.9156324498863,4812.836762967042,4813.9156324498863,4812.836762967042,4813.9156324498863,4812.836762967042,4813.9156324498863,4812.836762967042,4813.9156324498863,4812.836762967042,2406.9578162249431,107886.94828439906]
[{"$f":"IF('Cash Flow Analysis'!C102=\"\",\"\",'Cash Flow Analysis'!C102)","v":36},{"$f":"IF(A86=\"\",\"\",IF(A86<1,0,IF(A86=1,$B$44-'Cash Flow Analysis'!I102,-'Cash Flow Analysis'!I102)))","v":1892804.2041892139},{"$f":"IF($B$86=\"\",\"\",IF(AND($B$42=\"Straight Line\",C48<=depr_length),$B$86/depr_length,IF(AND($B$42=\"MACRS\",C48<=depr_length+1),$B$86*INDEX(MACRS_Table,MATCH(C48,recovery_year,0),MATCH($B$43,recovery_period,0)),\"\")))","v":70980.157657095522},136641.53550041936,126382.53671371381,116918.51569276775,108135.9041853298,100034.70219139996,92520.269500768773,85592.606113436254,84456.923590922728,84437.995548880834,84456.923590922728,84437.995548880834,84456.923590922728,84437.995548880834,84456.923590922728,84437.995548880834,84456.923590922728,84437.995548880834,84456.923590922728,84437.995548880834,42228.461795461364,1892804.2041892144]
[{"$f":"IF('Cash Flow Analysis'!C103=\"\",\"\",'Cash Flow Analysis'!C103)","v":37},{"$f":"IF(A87=\"\",\"\",IF(A87<1,0,IF(A87=1,$B$44-'Cash Flow Analysis'!I103,-'Cash Flow Analysis'!I103)))","v":112025.59950753688},{"$f":"IF($B$87=\"\",\"\",IF(AND($B$42=\"Straight Line\",C48<=depr_length),$B$87/depr_length,IF(AND($B$42=\"MACRS\",C48<=depr_length+1),$B$87*INDEX(MACRS_Table,MATCH(C48,recovery_year,0),MATCH($B$43,recovery_period,0)),\"\")))","v":4200.9599815326328},8087.1280284490886,7479.9492791182374,6919.8212815805527,6400.0224998655822,5920.5529339733248,5475.8113039284026,5065.7976097308183,4998.5822500262957,4997.4619940312205,4998.5822500262957,4997.4619940312205,4998.5822500262957,4997.4619940312205,4998.5822500262957,4997.4619940312205,4998.5822500262957,4997.4619940312205,4998.5822500262957,4997.4619940312205,2499.2911250131478,112025.59950753693]
[{"$f":"IF('Cash Flow Analysis'!C104=\"\",\"\",'Cash Flow Analysis'!C104)","v":38},{"$f":"IF(A88=\"\",\"\",IF(A88<1,0,IF(A88=1,$B$44-'Cash Flow Analysis'!I104,-'Cash Flow Analysis'!I104)))","v":1965414.0662661158},{"$f":"IF($B$88=\"\",\"\",IF(AND($B$42=\"Straight Line\",C48<=depr_length),$B$88/depr_length,IF(AND($B$42=\"MACRS\",C48<=depr_length+1),$B$88*INDEX(MACRS_Table,MATCH(C48,recovery_year,0),MATCH($B$43,recovery_period,0)),\"\")))","v":73703.027484979335},141883.24144375091,131230.69720458853,121403.62687325796,112284.10560578319,103872.13340216423,96069.439559087739,88876.02407655376,87696.775636794089,87677.121496131411,87696.775636794089,87677.121496131411,87696.775636794089,87677.121496131411,87696.775636794089,87677.121496131411,87696.775636794089,87677.121496131411,87696.775636794089,87677.121496131411,43848.387818397045,1965414.0662661155]
[{"$f":"IF('Cash Flow Analysis'!C105=\"\",\"\",'Cash Flow Analysis'!C105)","v":39},{"$f":"IF(A89=\"\",\"\",IF(A89<1,0,IF(A89=1,$B$44-'Cash Flow Analysis'!I105,-'Cash Flow Analysis'!I105)))","v":116323.0135302455},{"$f":"IF($B$89=\"\",\"\",IF(AND($B$42=\"Straight Line\",C48<=depr_length),$B$89/depr_length,IF(AND($B$42=\"MACRS\",C48<=depr_length+1),$B$89*INDEX(MACRS_Table,MATCH(C48,recovery_year,0),MATCH($B$43,recovery_period,0)),\"\")))","v":4362.113007384206},8397.3583467484241,7766.8876134144921,7185.2725457632641,6645.5337629829255,6147.6712650734753,5685.8689013583999,5260.1266718377019,5190.3328637195546,5189.1696335842516,5190.3328637195546,5189.1696335842516,5190.3328637195546,5189.1696335842516,5190.3328637195546,5189.1696335842516,5190.3328637195546,5189.1696335842516,5190.3328637195546,5189.1696335842516,2595.1664318597773,116323.01353024552]
[{"$f":"IF('Cash Flow Analysis'!C106=\"\",\"\",'Cash Flow Analysis'!C106)","v":40},{"$f":"IF(A90=\"\",\"\",IF(A90<1,0,IF(A90=1,$B$44-'Cash Flow Analysis'!I106,-'Cash Flow Analysis'!I106)))","v":118533.15078732018},{"$f":"IF($B$90=\"\",\"\",IF(AND($B$42=\"Straight Line\",C48<=depr_length),$B$90/depr_length,IF(AND($B$42=\"MACRS\",C48<=depr_length+1),$B$90*INDEX(MACRS_Table,MATCH(C48,recovery_year,0),MATCH($B$43,recovery_period,0)),\"\")))","v":4444.9931545245063},8556.9081553366432,7914.4584780693676,7321.792724132767,6771.7989044796013,6264.4770191098714,5793.9004104842106,5360.0690786026189,5288.9491881302265,5287.7638566223532,5288.9491881302265,5287.7638566223532,5288.9491881302265,5287.7638566223532,5288.9491881302265,5287.7638566223532,5288.9491881302265,5287.7638566223532,5288.9491881302265,5287.7638566223532,2644.4745940651133,118533.15078732013]
[{"$f":"IF('Cash Flow Analysis'!C107=\"\",\"\",'Cash Flow Analysis'!C107)","v":""},{"$f":"IF(A91=\"\",\"\",IF(A91<1,0,IF(A91=1,$B$44-'Cash Flow Analysis'!I107,-'Cash Flow Analysis'!I107)))","v":""},{"$f":"IF($B$91=\"\",\"\",IF(AND($B$42=\"Straight Line\",C48<=depr_length),$B$91/depr_length,IF(AND($B$42=\"MACRS\",C48<=depr_length+1),$B$91*INDEX(MACRS_Table,MATCH(C48,recovery_year,0),MATCH($B$43,recovery_period,0)),\"\")))","v":""},"","","","","","","","","","","","","","","","","","","","",0]
[{"$f":"IF('Cash Flow Analysis'!C108=\"\",\"\",'Cash Flow Analysis'!C108)","v":""},{"$f":"IF(A92=\"\",\"\",IF(A92<1,0,IF(A92=1,$B$44-'Cash Flow Analysis'!I108,-'Cash Flow Analysis'!I108)))","v":""},{"$f":"IF($B$92=\"\",\"\",IF(AND($B$42=\"Straight Line\",C48<=depr_length),$B$92/depr_length,IF(AND($B$42=\"MACRS\",C48<=depr_length+1),$B$92*INDEX(MACRS_Table,MATCH(C48,recovery_year,0),MATCH($B$43,recovery_period,0)),\"\")))","v":""},"","","","","","","","","","","","","","","","","","","","",0]
[]
[]
["DEPRECIATION CHARGES TO CASH FLOW TAB"]
["Operation Year","Depreciation Charge","Post Analysis Depreciation"]
[{"$f":"IF('Cash Flow Analysis'!C65=\"\",\"\",'Cash Flow Analysis'!C65)","v":-2},{"$f":"C49","v":0},{"$f":"IF(A97=\"\",B97,0)","v":0}]
[{"$f":"IF('Cash Flow Analysis'!C66=\"\",\"\",'Cash Flow Analysis'!C66)","v":-1},{"$f":"SUM(D49,C50)","v":0},0]
[{"$f":"IF('Cash Flow Analysis'!C67=\"\",\"\",'Cash Flow Analysis'!C67)","v":1},{"$f":"SUM(E49,D50,C51)","v":415553.98065186437},0]
[{"$f":"IF('Cash Flow Analysis'!C68=\"\",\"\",'Cash Flow Analysis'!C68)","v":2},{"$f":"SUM(F49,E50,D51,C52)","v":837398.67476703436},0]
[{"$f":"IF('Cash Flow Analysis'!C69=\"\",\"\",'Cash Flow Analysis'!C69)","v":3},{"$f":"SUM(G49,F50,E51,D52,C53)","v":814177.37767210929},0]
[{"$f":"IF('Cash Flow Analysis'!C70=\"\",\"\",'Cash Flow Analysis'!C70)","v":4},{"$f":"SUM(H49,G50,F51,E52,D53,C54)","v":794275.02576432552},0]
[{"$f":"IF('Cash Flow Analysis'!C71=\"\",\"\",'Cash Flow Analysis'!C71)","v":5},{"$f":"SUM(I49,H50,G51,F52,E53,D54,C55)","v":775799.68686418422},0]
[{"$f":"IF('Cash Flow Analysis'!C72=\"\",\"\",'Cash Flow Analysis'!C72)","v":6},{"$f":"SUM(J49,I50,H51,G52,F53,E54,D55,C56)","v":760311.31965962367},0]
[{"$f":"IF('Cash Flow Analysis'!C73=\"\",\"\",'Cash Flow Analysis'!C73)","v":7},{"$f":"SUM(K49,J50,I51,H52,G53,F54,E55,D56,C57)","v":745978.19123273517},0]
[{"$f":"IF('Cash Flow Analysis'!C74=\"\",\"\",'Cash Flow Analysis'!C74)","v":8},{"$f":"SUM(L49,K50,J51,I52,H53,G54,F55,E56,D57,C58)","v":734370.19576880068},0]
[{"$f":"IF('Cash Flow Analysis'!C75=\"\",\"\",'Cash Flow Analysis'!C75)","v":9},{"$f":"SUM(M49,L50,K51,J52,I53,H54,G55,F56,E57,D58,C59)","v":754631.66486302612},0]
[{"$f":"IF('Cash Flow Analysis'!C76=\"\",\"\",'Cash Flow Analysis'!C76)","v":10},{"$f":"SUM(N49,M50,L51,K52,J53,I54,H55,G56,F57,E58,D59,C60)","v":1082954.5442980519},0]
[{"$f":"IF('Cash Flow Analysis'!C77=\"\",\"\",'Cash Flow Analysis'!C77)","v":11},{"$f":"SUM(O49,N50,M51,L52,K53,J54,I55,H56,G57,F58,E59,D60,C61)","v":1387731.5579942719},0]
[{"$f":"IF('Cash Flow Analysis'!C78=\"\",\"\",'Cash Flow Analysis'!C78)","v":12},{"$f":"SUM(P49,O50,N51,M52,L53,K54,J55,I56,H57,G58,F59,E60,D61,C62)","v":1374754.9054482859},0]
[{"$f":"IF('Cash Flow Analysis'!C79=\"\",\"\",'Cash Flow Analysis'!C79)","v":13},{"$f":"SUM(Q49,P50,O51,N52,M53,L54,K55,J56,I57,H58,G59,F60,E61,D62,C63)","v":1363931.9556186926},0]
[{"$f":"IF('Cash Flow Analysis'!C80=\"\",\"\",'Cash Flow Analysis'!C80)","v":14},{"$f":"SUM(R49,Q50,P51,O52,N53,M54,L55,K56,J57,I58,H59,G60,F61,E62,D63,C64)","v":1358353.0923599873},0]
[{"$f":"IF('Cash Flow Analysis'!C81=\"\",\"\",'Cash Flow Analysis'!C81)","v":15},{"$f":"SUM(S49,R50,Q51,P52,O53,N54,M55,L56,K57,J58,I59,H60,G61,F62,E63,D64,C65)","v":1354376.0219563001},0]
[{"$f":"IF('Cash Flow Analysis'!C82=\"\",\"\",'Cash Flow Analysis'!C82)","v":16},{"$f":"SUM(T49,S50,R51,Q52,P53,O54,N55,M56,L57,K58,J59,I60,H61,G62,F63,E64,D65,C66)","v":1355362.3911481714},0]
[{"$f":"IF('Cash Flow Analysis'!C83=\"\",\"\",'Cash Flow Analysis'!C83)","v":17},{"$f":"SUM(U49,T50,S51,R52,Q53,P54,O55,N56,M57,L58,K59,J60,I61,H62,G63,F64,E65,D66,C67)","v":1357475.6184767976},0]
[{"$f":"IF('Cash Flow Analysis'!C84=\"\",\"\",'Cash Flow Analysis'!C84)","v":18},{"$f":"SUM(V49,U50,T51,S52,R53,Q54,P55,O56,N57,M58,L59,K60,J61,I62,H63,G64,F65,E66,D67,C68)","v":1386615.5572787945},0]
[{"$f":"IF('Cash Flow Analysis'!C85=\"\",\"\",'Cash Flow Analysis'!C85)","v":19},{"$f":"SUM(W49,V50,U51,T52,S53,R54,Q55,P56,O57,N58,M59,L60,K61,J62,I63,H64,G65,F66,E67,D68,C69)","v":1419037.3591251897},0]
[{"$f":"IF('Cash Flow Analysis'!C86=\"\",\"\",'Cash Flow Analysis'!C86)","v":20},1815508.0485765736,0]
[{"$f":"IF('Cash Flow Analysis'!C87=\"\",\"\",'Cash Flow Analysis'!C87)","v":21},1936022.8443534542,0]
[{"$f":"IF('Cash Flow Analysis'!C88=\"\",\"\",'Cash Flow Analysis'!C88)","v":22},1651128.0137291315,0]
[{"$f":"IF('Cash Flow Analysis'!C89=\"\",\"\",'Cash Flow Analysis'!C89)","v":23},1614223.3831913327,0]
[{"$f":"IF('Cash Flow Analysis'!C90=\"\",\"\",'Cash Flow Analysis'!C90)","v":24},1583303.7563444164,0]
[{"$f":"IF('Cash Flow Analysis'!C91=\"\",\"\",'Cash Flow Analysis'!C91)","v":25},1553767.7497523585,0]
[{"$f":"IF('Cash Flow Analysis'!C92=\"\",\"\",'Cash Flow Analysis'!C92)","v":26},1529825.6859404999,0]
[{"$f":"IF('Cash Flow Analysis'!C93=\"\",\"\",'Cash Flow Analysis'!C93)","v":27},1506711.9101032296,0]
[{"$f":"IF('Cash Flow Analysis'!C94=\"\",\"\",'Cash Flow Analysis'!C94)","v":28},1515770.2670120972,0]
[{"$f":"IF('Cash Flow Analysis'!C95=\"\",\"\",'Cash Flow Analysis'!C95)","v":29},1528276.858378533,0]
[{"$f":"IF('Cash Flow Analysis'!C96=\"\",\"\",'Cash Flow Analysis'!C96)","v":30},1801720.3451598545,0]
[{"$f":"IF('Cash Flow Analysis'!C97=\"\",\"\",'Cash Flow Analysis'!C97)","v":31},2040071.0520501183,0]
[{"$f":"IF('Cash Flow Analysis'!C98=\"\",\"\",'Cash Flow Analysis'!C98)","v":32},1993070.1552202853,0]
[{"$f":"IF('Cash Flow Analysis'!C99=\"\",\"\",'Cash Flow Analysis'!C99)","v":33},1948522.7203135306,0]
[{"$f":"IF('Cash Flow Analysis'!C100=\"\",\"\",'Cash Flow Analysis'!C100)","v":34},1911199.7599090529,0]
[{"$f":"IF('Cash Flow Analysis'!C101=\"\",\"\",'Cash Flow Analysis'!C101)","v":35},1875546.9620923249,0]
[{"$f":"IF('Cash Flow Analysis'!C102=\"\",\"\",'Cash Flow Analysis'!C102)","v":36},1846646.5906850093,0]
[{"$f":"IF('Cash Flow Analysis'!C103=\"\",\"\",'Cash Flow Analysis'!C103)","v":37},1818746.042446069,0]
[{"$f":"IF('Cash Flow Analysis'!C104=\"\",\"\",'Cash Flow Analysis'!C104)","v":38},1829680.3495744553,0]
[{"$f":"IF('Cash Flow Analysis'!C105=\"\",\"\",'Cash Flow Analysis'!C105)","v":39},1844777.0070042345,0]
[{"$f":"IF('Cash Flow Analysis'!C106=\"\",\"\",'Cash Flow Analysis'!C106)","v":40},1576541.1121825874,0]
[{"$f":"IF('Cash Flow Analysis'!C107=\"\",\"\",'Cash Flow Analysis'!C107)","v":""},1306248.6592294897,1306248.6592294897]
[{"$f":"IF('Cash Flow Analysis'!C108=\"\",\"\",'Cash Flow Analysis'!C108)","v":""},1252333.404941658,1252333.404941658]
["Totals",{"$f":"SUM(B97:B140)","v":59352731.799138531},{"$f":"SUM(C97:C140)","v":2558582.0641711475}]
[]
[{"$f":"IF('Cash Flow Analysis'!C109=\"\",\"\",'Cash Flow Analysis'!C109)","v":""}]
["Remaining Book Value Calculation for Greater than 40-year Plant Life "]
["Year after 40","Depreciation Charge"]
[1,{"$f":"SUM(D92,E91,F90,G89,H88,I87,J86,K85,L84,M83,N82,O81,P80,Q79,R78,S77,T76,U75,V74,W73)","v":1200774.8176564015}]
[2,{"$f":"SUM(E92,F91,G90,H89,I88,J87,K86,L85,M84,N83,O82,P81,Q80,R79,S78,T77,U76,V75,W74)","v":1154977.2432889217}]
[3,{"$f":"SUM(F92,G91,H90,I89,J88,K87,L86,M85,N84,O83,P82,Q81,R80,S79,T78,U77,V76,W75)","v":1110848.4632335913}]
[4,{"$f":"SUM(G92,H91,I90,J89,K88,L87,M86,N85,O84,P83,Q82,R81,S80,T79,U78,V77,W76)","v":1072009.0781168526}]
[5,{"$f":"SUM(H92,I91,J90,K89,L88,M87,N86,O85,P84,Q83,R82,S81,T80,U79,V78,W77)","v":1034233.7650218756}]
[6,{"$f":"SUM(I92,J91,K90,L89,M88,N87,O86,P85,Q84,R83,S82,T81,U80,V79,W78)","v":995984.07097078103}]
[7,{"$f":"SUM(J92,K91,L90,M89,N88,O87,P86,Q85,R84,S83,T82,U81,V80,W79)","v":957306.28606148169}]
[8,{"$f":"SUM(K92,L91,M90,N89,O88,P87,Q86,R85,S84,T83,U82,V81,W80)","v":658284.62637798814}]
[9,{"$f":"SUM(L92,M91,N90,O89,P88,Q87,R86,S85,T84,U83,V82,W81)","v":358907.03638103377}]
[10,{"$f":"SUM(M92,N91,O90,P89,Q88,R87,S86,T85,U84,V83,W82)","v":317579.85054998036}]
[11,{"$f":"SUM(N92,O91,P90,Q89,R88,S87,T86,U85,V84,W83)","v":276042.28251779347}]
[12,{"$f":"SUM(O92,P91,Q90,R89,S88,T87,U86,V85,W84)","v":233110.49880022689}]
[13,{"$f":"SUM(P92,Q91,R90,S89,T88,U87,V86,W85)","v":189998.75383160543}]
[14,{"$f":"SUM(Q92,R91,S90,T89,U88,V87,W86)","v":145400.81824800116}]
[15,{"$f":"SUM(R92,S91,T90,U89,V88,W87)","v":100654.50934148647}]
[16,{"$f":"SUM(S92,T91,U90,V89,W88)","v":54326.506640111518}]
[17,{"$f":"SUM(T92,U91,V90,W89)","v":7882.93028848213}]
[18,{"$f":"SUM(U92,V91,W90)","v":2644.4745940651133}]
[19,{"$f":"SUM(V92,W91)","v":0}]
[20,{"$f":"SUM(W92)","v":0}]
["Totals",{"$f":"SUM(B146:B165)","v":9870966.0119206812}]

{"sheet":"Constants and Conversions","index":17,"n_rows":31,"n_cols":5,"rows_kept":31,"cut":false,"hidden":false,"merged":[]}
["To Convert From","To","Multiply by:"]
["General"]
["miles","km",1.6093,"km/mile"]
["gallons","liters",3.7850000000000001,"L/gal"]
["MPG","kWh/km",1.8263969224024776E-2,"(kWh/km)/MPG"]
["scf","Nm3",2.6852999999999998E-2,"Nm3/scf","60 degrees F, 1 atm"]
["lb","kg",{"$f":"1/2.205","v":0.45351473922902491},"kg/lb"]
["ncf","Nm3",2.8316999999999998E-2,"Nm3/ncf","0 degrees C (32 F), 1 atm"]
["MPa","psi",145.03800000000001,"psi/MPa"]
["m^2","acre",4047,"m2/acre"]
["Energy"]
["MJ","kWh",0.27777777777777779]
["gallon of gasoline eq (GGE) -conventional gasoline","kWh",34.022625288888882]
["kg H2 (LHV)","GGE",0.97933196399532141]
["kg H2 (LHV)","kWh",{"$f":"kgH2_to_GJ*MJ_to_kWh*1000","v":33.392121748655818}]
["kg H2 (LHV)","GJ",{"$f":"H2_LHV_MJ_p_kg/1000","v":0.12021163829516093}]
["btu ","kWh",2.9308323563892143E-4]
["mmBTU","GJ",1.0549999999999999]
[]
[]
["Greenhouse Gas Emissions Factors",null,"IPCC Fourth Assessment Report: Climate Change 2007 (http://www.ipcc.ch/publications_and_data/ar4/wg1/en/ch2s2-10-2.html) Table 2.14 100-year potential"]
["CO2",1]
["CH4",25]
["N2O",298]
[]
[]
["Energy Feedstock Conversions"]
["Usage unit","Conversion from $/GJ"]
["mmBtu",{"$f":"mmBTU_to_GJ","v":1.0549999999999999}]
["kWh",{"$f":"1/MJ_to_kWh/1000","v":3.5999999999999995E-3}]
["GJ",1]

{"sheet":"Lists","index":18,"n_rows":80,"n_cols":29,"rows_kept":80,"cut":false,"hidden":false,"merged":[]}
["Cancelled"]
[null,null,null,null,null,null,null,null,null,"Price_Tables"]
["Use_Default",null,"Yes_No",null,"Temp_var_location",null,"Sensitivity_Variables",null,null,"AEO_2009_Reference_Case",null,null,"Import_Variable_List",null,"Input_Value_Defaults",null,"Default used?","Export_Variable_List",null,"CO2_Location",null,"CO2_Terrain",null,null,"CO2_Value_Defaults",null,"Default used?","Scaling_Method_Defaults"]
["Use H2A Value",null,"Yes",null,100000,null,"Operating Capacity Factor (fraction)","cap_factor",null,"AEO_2013_Reference_Case",null,null,"title",null,{"$f":"M7","v":"ref_year"},2016,true,"title",null,1,"USA, Canada, Europe, Japan, Australia","cultivated land",1.1000000000000001,null,"CO2_Capture_Efficiency",0.9,false,"Engin","Skip"]
["Enter Value",null,"No",null,null,null,"Plant Design Capacity (kg of H2/day)","design_cap",null,"AEO_2013_High_Price_Case",null,null,"cap_factor",null,{"$f":"M18","v":"depr_type"},"MACRS",true,"H2_Price_real",null,1.2,"UK","grassland",1,null,"CO2_MaintFactor",0.04,true,"Site_prep","Skip"]
[null,null,null,null,null,null,"Assumed start-up year","startup_year",null,"AEO_2014_Reference_Case",null,null,"design_cap",null,{"$f":"M19","v":"equity"},0.4,true,"H2_Price_nominal",null,null,null,"wooded",1.05,null,"CO2_Pin_psia",14.7,true,"Process_cont","Skip"]
["Add_As_List",null,"Feed_Type_List",null,null,null,"Length of Construction Period (years)","construct",null,"AEO_2017_Reference_Case",null,null,"ref_year",null,{"$f":"M25","v":"decom_percent"},0.1,true,"result_cap_contr",null,null,null,"jungle",1.1000000000000001,null,"CO2_credit",0,true,"Project_cont","Skip"]
["Feedstock",null,"Feed",null,null,null,"Start-up Time (years)","start_time",null,null,null,null,"startup_year",null,"salvage_perct",0.1,true,"result_decom_contr",null,null,null,"stony desert",1.1000000000000001,null,"n_CO2_pumps",1,true,"Fees","Skip"]
["Utility",null,"Utility",null,null,null,"Plant life (years)","plant_life",null,null,null,null,"construct",null,"inflation_rate",1.9E-2,true,"result_fixed_o_m_contr",null,null,null,"<20% Mountainous",1.3,null,"CO2_PipeLength",100,true,"Other_indirect","Skip"]
["Byproduct",null,"Feed Utility",null,null,null,"Decommissioning costs (fraction of depreciable capital investment)","decom_percent",null,null,null,null,"percent_cap1",null,"real_irr",0.08,true,"result_feed_contr",null,null,null,">50% Mountainous",1.5,null,"CO2_Pump_Eff",0.75,true,"Permitting","Skip"]
[null,null,"Feed Utility Byprod",null,null,null,"Salvage value (fraction of total capital investment)","salvage_perct",null,"Price_Table_in_Use","Energy_Feed_List",null,"percent_cap2",null,"state_tax_rate",0.06,true,"result_byprod_contr",null,null,null,null,null,null,"CO2_ControlSystem","Yes",true,"acre_cost","Use Baseline Value"]
[null,null,"Byproduct",null,null,null,"Inflation rate (fraction)","inflation_rate",null,{"$f":"TMP_PriceTable","v":"AEO_2017_Reference_Case"},{"$f":"J12&\"_Feeds\"","v":"AEO_2017_Reference_Case_Feeds"},null,"percent_cap3",null,"fed_tax_rate",0.21,true,"result_other_var_contr",null,null,null,null,null,null,"CO2_SurgeTank","Yes",true,"acres","Use Scale Factor"]
[null,null,null,null,null,null,"After-tax Real IRR (fraction)","real_irr",null,null,"Energy_Feed_Years",null,"percent_cap4",null,"WorkingCap",0.15,true,"result_other_mat_contr",null,null,null,null,null,null,"CO2_PipeElevation",0,true,"FTEs",0.25]
["Delete_As_List",null,"ColorList",null,null,null,"State Taxes (fraction)","state_tax_rate",null,null,{"$f":"J12&\"_Years\"","v":"AEO_2017_Reference_Case_Years"},null,"start_time",null,"overhead_rate",0.2,true,"cap_factor",null,null,null,null,null,null,"CO2_Pipeline_Temp",53,true,"FTE_cost","Use Baseline Value"]
["Energy Feedstock",null,"Input",null,null,null,"Federal Taxes (fraction)","fed_tax_rate",null,null,null,null,"plant_life",null,"tax_ins_rate",0.02,true,"design_cap",null,null,null,null,null,null,null,null,null,"licensing","Use Scale Factor"]
["Energy Utility",null,"Calculated",null,null,null,"WORKING CAPITAL (fraction of yearly change in operating costs)","WorkingCap",null,null,null,null,"anal_period",null,"royalties",0,null,"ref_year",null,null,null,null,null,null,null,null,null,"rent","Use Scale Factor"]
["Energy Byproduct",null,"Error",null,null,null,"Total Direct Capital Cost","direct_cap",null,null,null,null,"depr_length",null,"operator_profit",0,null,"startup_year",null,null,null,null,null,null,null,null,null,"material","Use Scale Factor"]
["Other Feed",null,"Information",null,null,null,"Total Capital Investment","total_cap",null,null,null,null,"depr_type",null,"tax_credit",0,null,"construct",null,null,null,null,null,null,null,null,null,"prod_maint","Use Scale Factor"]
["Other Byproduct",null,"UserInfo",null,null,null,"Total Fixed Operating Cost","fixed",null,null,null,null,"equity",null,"Proc_CO2_tax",0,null,"percent_cap1",null,null,null,null,null,null,null,null,null,"other_fees","Use Scale Ratio"]
["All",null,null,null,null,null,"Cost of land ($/acre)","acre_cost",null,null,null,null,"debt_interest",null,"Upstream_CO2_tax",0,null,"percent_cap2",null,null,null,null,null,null,null,null,null,"other_fixed","Use Scale Factor"]
[null,null,null,null,null,null,"Labor Requirement (FTE)","FTEs",null,null,null,null,"debt_period",null,null,null,null,"percent_cap3",null,null,null,null,null,null,null,null,null,"var_misc","Use Scale Ratio"]
[null,null,null,null,null,null,"G&A rate (fraction of labor cost)","overhead_rate",null,null,null,null,"percnt_fixed",null,null,null,null,"percent_cap4",null,null,null,null,null,null,null,null,null,"total_other_raw","Use Scale Ratio"]
["Scaling_validation",null,null,null,null,null,"Property tax and insurance rate (fraction of total capital investment)","tax_ins_rate",null,null,null,null,"percnt_revs",null,null,null,null,"start_time",null,null,null,null,null,null,null,null,null,"waste_treat","Use Scale Ratio"]
["Use Scale Ratio",null,null,null,null,null,"Rent ($/year)","rent",null,null,null,null,"percnt_var",null,null,null,null,"plant_life",null,null,null,null,null,null,null,null,null,"solidwaste_treat","Use Scale Ratio"]
["Use Scale Factor",null,null,null,null,null,"Material costs for maintenance and repairs ($/year)","material",null,null,null,null,"decom_percent",null,null,null,null,"anal_period",null,null,null,null,null,null,null,null,null,"royalties","Use Scale Ratio"]
["Use Baseline Value",null,null,null,null,null,"Production Maintenance and Repairs ($/year)","prod_maint",null,null,null,null,"salvage_perct",null,null,null,null,"depr_length",null,null,null,null,null,null,null,null,null,"operator_profit","Use Scale Ratio"]
["Skip",null,null,null,null,null,"Waste treatment costs ($/year)","waste_treat",null,null,null,null,"inflation_rate",null,null,null,null,"depr_type",null,null,null,null,null,null,null,null,null,"tax_credit","Use Scale Ratio"]
[0.1,null,null,null,null,null,"Solid waste disposal costs ($/year)","solidwaste_treat",null,null,null,null,"real_irr",null,null,null,null,"equity",null,null,null,null,null,null,null,null,null,"CO2_OandMCost","Skip"]
[0.2,null,null,null,null,null,"CO2 sequestration capital costs ($/year)","CO2_seq",null,null,null,null,"state_tax_rate",null,null,null,null,"debt_interest"]
[0.25,null,null,null,null,null,"feedstock Industrial Natural Gas Usage","feedstockIndustrial_Natural_Gas_Usage",null,null,null,null,"fed_tax_rate",null,null,null,null,"debt_period"]
[0.3,null,null,null,null,null,"feedstock Industrial Electricity Usage","feedstockIndustrial_Electricity_Usage",null,null,null,null,"WorkingCap",null,null,null,null,"percnt_fixed"]
[0.4,null,null,null,null,null,null,null,null,null,null,null,"acre_cost",null,null,null,null,"percnt_revs"]
[0.5,null,null,null,null,null,null,null,null,null,null,null,"acres",null,null,null,null,"percnt_var"]
[0.6,null,null,null,null,null,null,null,null,null,null,null,"FTEs",null,null,null,null,"decom_percent"]
[0.7,null,null,null,null,null,null,null,null,null,null,null,"FTE_cost",null,null,null,null,"salvage_perct"]
[0.8,null,null,null,null,null,null,null,null,null,null,null,"overhead_rate",null,null,null,null,"inflation_rate"]
[0.9,null,null,null,null,null,null,null,null,null,null,null,"tax_ins_rate",null,null,null,null,"real_irr"]
[null,null,null,null,null,null,null,null,null,null,null,null,"rent",null,null,null,null,"state_tax_rate"]
[null,null,null,null,null,null,null,null,null,null,null,null,"material",null,null,null,null,"fed_tax_rate"]
[null,null,null,null,null,null,null,null,null,null,null,null,"prod_maint",null,null,null,null,"WorkingCap"]
[null,null,null,null,null,null,null,null,null,null,null,null,"other_fees",null,null,null,null,"direct_cap"]
[null,null,null,null,null,null,null,null,null,null,null,null,"other_fixed",null,null,null,null,"Engin"]
[null,null,null,null,null,null,null,null,null,null,null,null,"total_other_raw",null,null,null,null,"Site_prep"]
[null,null,null,null,null,null,null,null,null,null,null,null,"var_misc",null,null,null,null,"Process_cont"]
[null,null,null,null,null,null,null,null,null,null,null,null,"waste_treat",null,null,null,null,"Project_cont"]
[null,null,null,null,null,null,null,null,null,null,null,null,"solidwaste_treat",null,null,null,null,"Fees"]
[null,null,null,null,null,null,null,null,null,null,null,null,"replace_factor",null,null,null,null,"Other_indirect"]
[null,null,null,null,null,null,null,null,null,null,null,null,"royalties",null,null,null,null,"Permitting"]
[null,null,null,null,null,null,null,null,null,null,null,null,"operator_profit",null,null,null,null,"acre_cost"]
[null,null,null,null,null,null,null,null,null,null,null,null,"tax_credit",null,null,null,null,"acres"]
[null,null,null,null,null,null,null,null,null,null,null,null,"CO2_seq",null,null,null,null,"FTEs"]
[null,null,null,null,null,null,null,null,null,null,null,null,"CO2_OandMCost",null,null,null,null,"FTE_cost"]
[null,null,null,null,null,null,null,null,null,null,null,null,"CO2_capture_efficiency",null,null,null,null,"overhead_rate"]
[null,null,null,null,null,null,null,null,null,null,null,null,"CO2_MaintFactor",null,null,null,null,"tax_ins_rate"]
[null,null,null,null,null,null,null,null,null,null,null,null,"CO2_PipeFactor",null,null,null,null,"rent"]
[null,null,null,null,null,null,null,null,null,null,null,null,"CO2_SiteCap",null,null,null,null,"material"]
[null,null,null,null,null,null,null,null,null,null,null,null,"CO2_Nwells",null,null,null,null,"prod_maint"]
[null,null,null,null,null,null,null,null,null,null,null,null,"CO2_WellDepth",null,null,null,null,"other_fees"]
[null,null,null,null,null,null,null,null,null,null,null,null,"CO2_location_factor",null,null,null,null,"other_fixed"]
[null,null,null,null,null,null,null,null,null,null,null,null,"CO2_TerrainType",null,null,null,null,"total_other_raw"]
[null,null,null,null,null,null,null,null,null,null,null,null,"CO2_PipeLength",null,null,null,null,"total_utilities"]
[null,null,null,null,null,null,null,null,null,null,null,null,null,null,null,null,null,"total_byproducts"]
[null,null,null,null,null,null,null,null,null,null,null,null,null,null,null,null,null,"var_misc"]
[null,null,null,null,null,null,null,null,null,null,null,null,null,null,null,null,null,"waste_treat"]
[null,null,null,null,null,null,null,null,null,null,null,null,null,null,null,null,null,"solidwaste_treat"]
[null,null,null,null,null,null,null,null,null,null,null,null,null,null,null,null,null,"replace_factor"]
[null,null,null,null,null,null,null,null,null,null,null,null,null,null,null,null,null,"royalties"]
[null,null,null,null,null,null,null,null,null,null,null,null,null,null,null,null,null,"operator_profit"]
[null,null,null,null,null,null,null,null,null,null,null,null,null,null,null,null,null,"tax_credit"]
[null,null,null,null,null,null,null,null,null,null,null,null,null,null,null,null,null,"CO2_seq"]
[null,null,null,null,null,null,null,null,null,null,null,null,null,null,null,null,null,"CO2_OandMCost"]
[null,null,null,null,null,null,null,null,null,null,null,null,null,null,null,null,null,"CO2_capture_efficiency"]
[null,null,null,null,null,null,null,null,null,null,null,null,null,null,null,null,null,"CO2_MaintFactor"]
[null,null,null,null,null,null,null,null,null,null,null,null,null,null,null,null,null,"CO2_PipeFactor"]
[null,null,null,null,null,null,null,null,null,null,null,null,null,null,null,null,null,"CO2_SiteCap"]
[null,null,null,null,null,null,null,null,null,null,null,null,null,null,null,null,null,"CO2_Nwells"]
[null,null,null,null,null,null,null,null,null,null,null,null,null,null,null,null,null,"CO2_WellDepth"]
[null,null,null,null,null,null,null,null,null,null,null,null,null,null,null,null,null,"CO2_location_factor"]
[null,null,null,null,null,null,null,null,null,null,null,null,null,null,null,null,null,"CO2_TerrainType"]
[null,null,null,null,null,null,null,null,null,null,null,null,null,null,null,null,null,"CO2_PipeLength"]