## Disclaimer
Disclaimer
The National Renewable Energy Laboratory (NREL) is operated for the U.S. Department of Energy (DOE) by Alliance for Sustainable Energy, LLC ("Alliance").
Access to or use of any data or software made available on this server ("Data") shall impose the following obligations on the user, and use of the Data constitutes user's agreement to these terms. The user is granted the right, without any fee or cost, to use or copy the Data, provided that this entire notice appears in all copies of the Data. Further, the user agrees to credit DOE/NREL/ALLIANCE in any publication that results from the use of the Data. The names DOE/NREL/ALLIANCE, however, may not be used in any advertising or publicity to endorse or promote any products or commercial entities unless specific written permission is obtained from DOE/NREL/ ALLIANCE. The user also understands that DOE/NREL/ALLIANCE are not obligated to provide the user with any support, consulting, training or assistance of any kind with regard to the use of the Data or to provide the user with any updates, revisions or new versions thereof. DOE, NREL, and ALLIANCE do not guarantee or endorse any results generated by use of the Data, and user is entirely responsible for the results and any reliance on the results or the Data in general.
USER AGREES TO INDEMNIFY DOE/NREL/ALLIANCE AND ITS SUBSIDIARIES, AFFILIATES, OFFICERS, AGENTS, AND EMPLOYEES AGAINST ANY CLAIM OR DEMAND, INCLUDING REASONABLE ATTORNEYS' FEES, RELATED TO USER'S USE OF THE DATA. THE DATA ARE PROVIDED BY DOE/NREL/ALLIANCE "AS IS," AND ANY EXPRESS OR IMPLIED WARRANTIES, INCLUDING BUT NOT LIMITED TO THE IMPLIED WARRANTIES OF MERCHANTABILITY AND FITNESS FOR A PARTICULAR PURPOSE ARE DISCLAIMED. DOE/NREL/ALLIANCE ASSUME NO LEGAL LIABILITY OR RESPONSIBILITY FOR THE ACCURACY, COMPLETENESS, OR USEFULNESS OF THE DATA, OR REPRESENT THAT ITS USE WOULD NOT INFRINGE PRIVATELY OWNED RIGHTS. IN NO EVENT SHALL DOE/NREL/ALLIANCE BE LIABLE FOR ANY SPECIAL, INDIRECT OR CONSEQUENTIAL DAMAGES OR ANY DAMAGES WHATSOEVER, INCLUDING BUT NOT LIMITED TO CLAIMS ASSOCIATED WITH THE LOSS OF DATA OR PROFITS, THAT MAY RESULT FROM AN ACTION IN CONTRACT, NEGLIGENCE OR OTHER TORTIOUS CLAIM THAT ARISES OUT OF OR IN CONNECTION WITH THE ACCESS, USE OR PERFORMANCE OF THE DATA.
For any feedback, comments, or questions on the tool, please contact James.Elsworth@nrel.gov
A memo and powerpoint deck with more information and instructions on how to use this tool are available at https://www.nrel.gov/state-local-tribal/multi-lab-planning-support-puerto-rico.html
This tool is also available for download from https://www.nrel.gov/research/data-tools-alpha.html
Authors
Monisha Shah, National Renewable Energy Laboratory
James Elsworth, National Renewable Energy Laboratory
Prateek Joshi, National Renewable Energy Laboratory
Ricardo Castillo, National Renewable Energy Laboratory
Kosol Kiatreungwattana, National Renewable Energy Laboratory
Elizabeth Arnold, U.S. Department of Energy

## Dashboard
PUERTO RICO ENERGY EFFICIENCY SCENARIO ANALYSIS TOOL (PREESAT)
|  | Legend: | Calculated in Spreadsheet | User Input | Links to Other Spreadsheet Data |  | Hard Entries |  | Data Under Investigation
USER INPUTS | [11 empty] | RESULTS
Input (1) | [11 empty] | Result (1)
Select Baseline BAU: | [11 empty] | Percent Reduction in Electricity Consumption from PREB-Specified Baseline in 2040*
Medium Demand | [6 empty] | Table 1. Baseline - Consumption Change from 2020 to 2040 |  |  |  |  | 29.74%
[8 empty] | Average Annual Change |  | Change from 2020-2040
[7 empty] | Residential | -0.5986% |  | -11.33% |  | *P.L. 17-2019 Target: 30% below PREPA FY19 sales
Input (2) | [6 empty] | Commercial | -0.2904% |  | -5.653% |  | FY19 Sales (GWh): | 15813
Select Residential Efficiency Measures: | [6 empty] | Industrial | 1.296% |  | 28.71%
[7 empty] | Street Lighting | -0.2126% |  | -4.183% |  | Result (2)
CLICK HERE | [6 empty] | Other | -0.2128% |  | -4.187% |  | Percent Reduction in Electricity Consumption from Selected PREESAT Baseline BAU in 2040
[7 empty] | Total | -0.2121% |  | -4.172%
36.82%
Input (3)
Select Commercial Efficiency Measures:
Result (3)
CLICK HERE | [11 empty] | Cumulative Electricity Savings from 2021 to 2040 (GWh)
105137.5645
Input (4) | [6 empty] | Table 2. Energy Efficiency Reductions from Baseline*
Select Industrial Efficiency Measures: | [7 empty] | 2021 (GWh) | 2021 (%) | 2040 (GWh) | 2040 (%)
[7 empty] | Residential | 746.5364 | 11.41% | 2562.5895 | 44.13% | Result (4)
CLICK HERE | [6 empty] | Commercial | 834.8476 | 8.821% | 3273.7683 | 36.54% | Average Per Capita Annual Electricity Savings (kWh/yr)
[7 empty] | Industrial | 68.2159 | 3.491% | 388.3176 | 16.28%
[7 empty] | Street Lighting | 61.8028 | 16.31% | 249.8803 | 69.07% | 2237.4755
Input (5) | [6 empty] | Other | 0.96538 | 1.297% | 0 | 0%
Select EE Scenario: | [6 empty] | Total | 1712.3681 | 9.299% | 6474.5557 | 36.82%
[6 empty] | *Reductions are compared to baseline forecast GWh consumption in 2021 & 2040 | [5 empty] | Result (5)
PREESAT Analysis (NREL) | [11 empty] | Estimated Per Capita Annual Cost Savings ($/yr)*
Scenarios
[8 empty] | PREESAT Analysis (NREL) |  |  |  | 492.2446
Input (6) | [7 empty] | IRP EE High
Select Adoption Curve: | [7 empty] | IRP EE Medium |  |  |  | *Does not include upfront cost of efficiency measures
IRP EE Low
Logarithmic | [7 empty] | IRP EE+DR+DG - Medium Consumption
2% fixed annual reduction
5% fixed annual reduction
Input (7) | [7 empty] | 1% fixed annual reduction
Select Year:
2040
Table 3. BAU vs. EE Breakdown
[10 empty] | BAU (GWh) | EE (GWh)
[9 empty] | Residential | 5806.9449 | 3244.3553
[9 empty] | Commercial | 8960.3101 | 5686.5418
[9 empty] | Industrial | 2385.3082 | 1996.9906
[9 empty] | Street Lighting | 361.7911 | 111.9108
[9 empty] | Other | 71.0457 | 71.0457
[9 empty] | TOTAL | 17585.4 | 11110.8443

## Residential MultiFam (hidden)
Measures
|  | TOTAL REDUCTION RESIDENTIAL (from Measures): |  |  |  | Multifamily Units Per Building
|  | 39.75% | 38.12% | 35.97% |  | 2.25 | USVIEET
Measure | ON OR OFF | High reduction | Med reduction | Low reduction | Total % of current residential load
AC | ON | 0% | 0% | 0% | 10% | <--Placeholder
Lighting | ON | 6.834% | 6.834% | 6.834% | 10% | <--Placeholder
Refrigeration | ON | 6.73% | 6.73% | 6.73% | 10% | <--Placeholder
Domestic Hot Water | ON | 7.684% | 7.684% | 7.684% | 10% | <--Placeholder
Ceiling Fan | ON | 7.726% | 7.726% | 7.726% | 10% | <--Placeholder
Cool Roofs - Radiant barrier/ Reflective Roofs | ON | 3.784% | 1.892% | 0% | N/A | <--Placeholder
Plug Loads | ON | 0% | 0% | 0% | 10% | <--Placeholder
Advanced Metering | OFF | 0% | 0% | 0% | 0% | <--Placeholder
Heat Recovery | OFF | 0% | 0% | 0% | 10% | <--Placeholder
Clothes Washer | ON | 6.996% | 6.996% | 6.996% | 10% | <--Placeholder
Clothes Dryer | ON | 0% | 0% | 0% | 10% | <--Placeholder
EMS | OFF |  |  |  | 0% | <--Placeholder
Insulation | OFF | 0.5228% | 0.2614% | 0% | N/A
Programs | High reduction | Med | Low | Column1
Energy Audit Promotion
Building Codes
ESCO Development Program
Appliance Financing Programs
Education/Outreach | 7% | 6% | 5% | Aznar, Gagne LMI paper: https://www.osti.gov/biblio/1509978
AC | High | Med | Low | Source |  | Lighting | Column1 | Source |  | Refrigeration | Column1 | Column2 |  | Water Heating | Column1 | Column2 |  | Education/ Outreach | Column1 | Column2
% houses participating | 20% | 10% | 1% | IRP-Medium Case |  | # free bulbs | 5 | IRP |  | % households participating |  |  |  | % households participating |  |  |  | % reached
# units per household | 2 | 1.5 | 0.7 | IRP-Medium Case |  | Wattage of bulbs equivalent | 60 | IRP |  | # refrigerators/household |  |  |  | # refrigerators/household |  |  |  | % energy saved
Incentive per unit($) | 50 | 50 | 50 | IRP-Medium Case |  | Participation /year | 10% | IRP
Avg Annual E savings (%/unit) | 20% | 20% | 20% | WAG |  | device life | 25 | (greater than the study period)
Device life (years) | 10 | 10 | 10 | IRP-Medium Case |  | annual energy savings per |  | Calculation
Base Load | 100 | 100 | 100 | placeholder
Reduction via efficiency (%) | 8 | 3 | 0.14 | Calculation
Energy Use Forecast (for chart on dashboard) | 2020 | 2021 | 2022 | 2023 | 2024 | 2025 | 2026 | 2027 | 2028 | 2029 | 2030 | 2031 | 2032 | 2033 | 2034 | 2035 | 2036 | 2037 | 2038 | 2039 | 2040
AC | 500 | #REF! | #REF! | #REF! | #REF! | #REF! | #REF! | #REF! | #REF! | #REF! | #REF! | #REF! | #REF! | #REF! | #REF! | #REF! | #REF! | #REF! | #REF! | #REF! | #REF!
Lighting | 400 | #REF! | #REF! | #REF! | #REF! | #REF! | #REF! | #REF! | #REF! | #REF! | #REF! | #REF! | #REF! | #REF! | #REF! | #REF! | #REF! | #REF! | #REF! | #REF! | #REF!
Refrigeration | 300 | #REF! | #REF! | #REF! | #REF! | #REF! | #REF! | #REF! | #REF! | #REF! | #REF! | #REF! | #REF! | #REF! | #REF! | #REF! | #REF! | #REF! | #REF! | #REF! | #REF!
Water Heating | 200 | #REF! | #REF! | #REF! | #REF! | #REF! | #REF! | #REF! | #REF! | #REF! | #REF! | #REF! | #REF! | #REF! | #REF! | #REF! | #REF! | #REF! | #REF! | #REF! | #REF!
Education/Outreach | 100 | #REF! | #REF! | #REF! | #REF! | #REF! | #REF! | #REF! | #REF! | #REF! | #REF! | #REF! | #REF! | #REF! | #REF! | #REF! | #REF! | #REF! | #REF! | #REF! | #REF!
Baseline |  |  |  |  | Efficient
| MF High | MF Medium | MF Low |  |  | MF High | MF Medium | MF Low
Refrigeration |  |  |  |  | Refrigeration
First Refrigerator |  |  |  |  | First Refrigerator (ESTAR)
Saturation | 100% | 100% | 100% | USVI EE T | Saturation | 100% | 100% | 100% | USVI EE T
Annual Energy Use (kWh) | 665.3904 | 665.3904 | 665.3904 | USVI EE T | Annual Energy Use (kWh) | 489.6306 | 489.6306 | 489.6306 | USVI EE T
Second Refrigerator |  |  |  | USVI EE T | Second Refrigerator (ESTAR) |  |  |  | USVI EE T
Saturation | 0% | 0% | 0% | USVI EE T | Saturation | 0% | 0% | 0% | USVI EE T
Annual Energy Use (kWh) | 1181.8333 | 1181.8333 | 1181.8333 | USVI EE T | Annual Energy Use (kWh) | 489.6306 | 489.6306 | 489.6306 | USVI EE T
Freezer |  |  |  | USVI EE T | Freezer (Average FEMP) |  |  |  | USVI EE T
Saturation | 0% | 0% | 0% | USVI EE T | Saturation | 0% | 0% | 0% | USVI EE T
Annual Energy Use (kWh) | 529.8 | 529.8 | 529.8 | USVI EE T | Annual Energy Use (kWh) | 310.835 | 310.835 | 310.835 | USVI EE T
Average Refrigeration Energy Use per Unit (kWh) | 665.3904 | 665.3904 | 665.3904 | USVI EE T | Average Refrigeration Energy Use per Building (kWh) | 489.6306 | 489.6306 | 489.6306 | USVI EE T
Average Refrigeration Energy Use per Building (kWh) | 1497.1283 | 1497.1283 | 1497.1283 | USVI EE T | Annual Refrigeration Energy Savings (kWh) | 1007.4978 | 1007.4978 | 1007.4978 | USVI EE T
[5 empty] | Savings as a Percent of Refrigeration Energy | 67.3% | 67.3% | 67.3% | USVI EE T
[5 empty] | Savings as a Percent of Total Energy | 6.73% | 6.73% | 6.73% | USVI EE T
| MF High | MF Medium | MF Low |  |  | MF High | MF Medium | MF Low
Cooling |  |  |  |  | Cooling
Room AC |  |  |  |  | Room AC
Saturation | 0% | 0% | 0% |  | Saturation | 0% | 0% | 0%
Efficiency (SEER) | 8.6 | 8.6 | 8.6 |  | Efficiency (SEER) | 10.7 | 10.7 | 10.7
Annual Energy Use (kWh) | 1853.6295 | 1853.6295 | 1853.6295 |  | Annual Energy Use (kWh) | 1472.5 | 1472.5 | 1472.5
Packaged CAC |  |  |  |  | Packaged CAC
Saturation | 0% | 0% | 0% |  | Saturation | 0% | 0% | 0%
Efficiency (SEER) | 13.98 | 13.98 | 13.98 |  | Efficiency (SEER) | 18 | 18 | 18
Annual Energy Use (kWh) | 3675 | 3675 | 3675 |  | Annual Energy Use (kWh) | 3361 | 3361 | 3361
Split AC |  |  |  |  | Split AC
Saturation | 0% | 0% | 0% |  | Saturation | 0% | 0% | 0%
Efficiency (SEER) | 13.98 | 13.98 | 13.98 |  | Efficiency (SEER) | 18 | 18 | 18
Annual Energy Use (kWh) | 1853.6295 | 1853.6295 | 1853.6295 |  | Annual Energy Use (kWh) | 1472.5 | 1472.5 | 1472.5
Average Cooling Energy Use per Unit (kWh) | 0 | 0 | 0 |  | Average Cooling Energy Use Per Building (kWh) | 0 | 0 | 0
Average Cooling Energy Use Per Building (kWh) | 0 | 0 | 0 |  | Annual Cooling Energy Savings (kWh) | 0 | 0 | 0
[5 empty] | Savings as a Percent of Cooling Energy | 0% | 0% | 0%
[5 empty] | Savings as a Percent of Total Energy | 0% | 0% | 0%
Water Heating |  |  |  |  | Water Heating
Standard Electric |  |  |  |  | Standard Electric
Saturation | 100% | 100% | 100% |  | Saturation | 45% | 45% | 45%
Annual Energy Use (kWh) | 2771.5667 | 2771.5667 | 2771.5667 |  | Annual Energy Use (kWh) | 1594.45 | 1594.45 | 1594.45
Solar WH |  |  |  |  | Solar WH
Saturation | 0% | 0% | 0% |  | Saturation | 5% | 5% | 5%
Annual Energy Use (kWh) | 1079.9459 | 1079.9459 | 1079.9459 |  | Annual Energy Use (kWh) | 551.8647 | 551.8647 | 551.8647
Tankless |  |  |  |  | Tankless
Saturation | 0% | 0% | 0% |  | Saturation | 0% | 0% | 0%
Annual Energy Use (kWh) | 5290.3012 | 5290.3012 | 5290.3012 |  | Annual Energy Use (kWh) | 4435.303 | 4435.303 | 4435.303
Heat Pump WH |  |  |  |  | Heat Pump WH
Saturation | 0% | 0% | 0% |  | Saturation | 50% | 50% | 50%
Annual Energy Use (kWh) | 1664.0094 | 1664.0094 | 1664.0094 |  | Annual Energy Use (kWh) | 1398.5142 | 1398.5142 | 1398.5142
High Efficiency Electric Resistance (HEEWH) |  |  |  |  | High Efficiency Electric Resistance (HEEWH)
Saturation | 0% | 0% | 0% |  | Saturation | 0% | 0% | 0%
Annual Energy Use (kWh) | 1757.5366 | 1757.5366 | 1757.5366 |  | Annual Energy Use (kWh) | 1757.5366 | 1757.5366 | 1757.5366
Average Water Heating Energy Use per Unit (kWh) | 2771.5667 | 2771.5667 | 2771.5667 |  | Average Water Heating Energy Use per Building (kWh) | 1444.3528 | 1444.3528 | 1444.3528
Average Water Heating Energy Use per Building (kWh) | 6236.025 | 6236.025 | 6236.025 |  | Annual Water Heating Energy Savings (kWh) | 4791.6722 | 4791.6722 | 4791.6722
[5 empty] | Savings as a Percent of WH Energy | 76.84% | 76.84% | 76.84%
[5 empty] | Savings as a Percent of Total Energy | 7.684% | 7.684% | 7.684%
Appliances |  |  |  |  | Appliances
Standard Dishwasher |  |  |  |  | Standard Dishwasher
Saturation | 10% | 10% | 10% |  | Saturation | 10% | 10% | 10%
Annual Energy Use (kWh) | 210.2293 | 210.2293 | 210.2293 |  | Annual Energy Use (kWh) | 147.295 | 147.295 | 147.295
Standard Electric Cooking |  |  |  |  | Electric Cooking
Saturation | 100% | 100% | 100% |  | Saturation | 100% | 100% | 100%
Annual Energy Use (kWh) | 546.5238 | 546.5238 | 546.5238 |  | Annual Energy Use (kWh) | 546 | 546 | 546
Propane Cooking |  |  |  |  | Propane Cooking
Saturation | 0% | 0% | 0% |  | Saturation | 0% | 0% | 0%
Annual Energy Use (kWh) | 106 | 106 | 106 |  | Annual Energy Use (kWh) | 106 | 106 | 106
Standard Clothes Washer |  |  |  |  | Front Loading Clothes Washer
Saturation | 10% | 10% | 10% |  | Saturation | 10% | 10% | 10%
Annual Energy Use (kWh) | 136.0963 | 136.0963 | 136.0963 |  | Annual Energy Use (kWh) | 92 | 92 | 92
Total Clothes Washer E Use (kWh) | 13.6096 | 13.6096 | 13.6096 |  | Average Clothes Washer Energy Use per Building (kWh) | 9.2 | 9.2 | 9.2
Total Building Clothes Washer Energy Use (kWh) | 30.6217 | 30.6217 | 30.6217 |  | Annual Clothes Washer Energy Savings (kWh) | 21.4217 | 21.4217 | 21.4217
[5 empty] | Savings as a Percent of Clothes Washer Energy | 69.96% | 69.96% | 69.96%
[5 empty] | Savings as a Percent of Total Energy | 6.996% | 6.996% | 6.996%
Standard Clothes Dryer |  |  |  |  | Standard Dryer
Saturation | 0% | 0% | 0% |  | Saturation | 0% | 0% | 0%
Annual Energy Use (kWh) | 567.2804 | 567.2804 | 567.2804 |  | Annual Energy Use (kWh) | 328 | 328 | 328
Total Clothes Dryer E Use (kWh) | 0 | 0 | 0 |  | Average Clothes Washer Energy Use per Building (kWh) | 0 | 0 | 0
Total Building Clothes Dryer Energy Use (kWh) | 0 | 0 | 0 |  | Annual Clothes Washer Energy Savings (kWh) | 0 | 0 | 0
[5 empty] | Savings as a Percent of Clothes Washer Energy | 0% | 0% | 0%
[5 empty] | Savings as a Percent of Total Energy | 0% | 0% | 0%
Microwave |  |  |  |  | Microwave
Saturation | 100% | 100% | 100% |  | Saturation | 100% | 100% | 100%
Annual Energy Use (kWh) | 201.1047 | 201.1047 | 201.1047 |  | Annual Energy Use (kWh) | 201.1047 | 201.1047 | 201.1047
Television |  |  |  |  | Television
# of Televisions | 3 | 3 | 3 |  | # of Televisions | 3 | 3 | 3
Annual Energy Use (kWh) | 445.8333 | 445.8333 | 445.8333 |  | Annual Energy Use (kWh) | 21.1 | 21.1 | 21.1
Fans |  |  |  |  | Fans
Average # of Standing Fans | 4 | 4 | 4 |  | Average # of Standing Fans | 4 | 4 | 4
Annual Energy Use (kWh) | 387.63 | 387.63 | 387.63 |  | Annual Energy Use (kWh) | 227.76 | 227.76 | 227.76
Average # of Ceiling Fans | 3 | 3 | 3 |  | Average # of Ceiling Fans | 3 | 3 | 3
Annual Energy Use (kWh) | 164.5 | 164.5 | 164.5 |  | Annual Energy Use (kWh) | 45 | 45 | 45
Total Fan Energy Use (kWh) | 2044.02 | 2044.02 | 2044.02 |  | Average Fan Energy Use per Building (kWh) | 1046.04 | 1046.04 | 1046.04
Total Building Fan Energy Use (kWh) | 4599.045 | 4599.045 | 4599.045 |  | Annual Fan Energy Savings (kWh) | 3553.005 | 3553.005 | 3553.005
[5 empty] | Savings as a Percent of Fan Energy | 77.26% | 77.26% | 77.26%
[5 empty] | Savings as a Percent of Total Energy | 7.726% | 7.726% | 7.726%
Average Appliance Energy Use per Unit (kWh) | 7282.0178 | 5231.5248 | 3848.0011 |  | Average Appliance Energy Use per Building (kWh) | 2631.7997 | 2045.8579 | 1566.8447
Average Appliance Energy Use per Building (kWh) | 16384.54 | 11770.9308 | 8658.0024 |  | Annual Appliance Energy Savings (kWh) | 4650.2181 | 3185.6669 | 2281.1564
[5 empty] | Savings as a Percent of Appliance Energy | 63.86% | 60.89% | 59.28%
[5 empty] | Savings as a Percent of Total Energy | 27.66% | 30.71% | 28.57%
Lighting |  |  |  |  | Lighting
Average Lighting Energy Use per Unit (kWh) | 567.502 | 567.502 | 567.502 | USVIEET | Average Lighting Energy Use per Building (kWh) | 910.569 | 910.569 | 910.569
Average Lighting Energy Use per Building (kWh) | 1278.2166 | 1278.2166 | 1278.2166 |  | Annual Lighting Energy Savings (kWh) | 1965.4183 | 1965.4183 | 1965.4183
Total Building Lighting Energy Use (kWh) | 2875.9872 | 2875.9872 | 2875.9872 |  | Savings as a Percent of Lighting Energy | 68.34% | 68.34% | 68.34%
[5 empty] | Savings as a Percent of Total Energy | 6.834% | 6.834% | 6.834%
Building Envelope |  |  |  |  | Building Envelope
Average Energy Savings per Unit (kWh) | 0 | 0 | 0 |  | Average Energy Savings per Building (kWh) | -1318 | -338 | 0
Average Energy Savings per Building (kWh) | 0 | 0 | 0 |  | Average Total Energy Savings (kWh) | #DIV/0! | #DIV/0! | #DIV/0!
[5 empty] | Savings as a Percent of Total Energy | -7.839% | -3.258% | 0%
Cool/ Reflective Roof |  |  |  |  | Cool/ Reflective Roof alone
[5 empty] | Total Unit Savings | 274 | 274 | 274 | USVIEET BEOpt
[5 empty] | Total Unit % Savings | 3.784% | 3.784% | 3.784% | USVIEET BEOpt
[5 empty] | % adoption | 100% | 50% | 0% | USVIEET BEOpt
| 0 |  |  |  | Total % Savings | 3.784% | 1.892% | 0% | USVIEET BEOpt
USVIEET BEOpt
Cool/ Reflective Roof |  |  |  |  | Cool/ Reflective Roof w/ Insulation (added benefit) |  |  |  | USVIEET BEOpt
[5 empty] | Total Unit Savings | -240 | -240 | -240 | USVIEET BEOpt
[5 empty] | Total Unit % Savings | -3.305% | -3.305% | -3.305% | USVIEET BEOpt
[5 empty] | % adoption | 100% | 50% | 0% | USVIEET BEOpt
| 0 |  |  |  | Total % Savings | -3.305% | -1.652% | 0% | USVIEET BEOpt
USVIEET BEOpt
Insulation |  |  |  |  | Insulation alone (w/o Cool roof) |  |  |  | USVIEET BEOpt
[5 empty] | Total Unit Savings | 552 | 552 | 552 | USVIEET BEOpt
[5 empty] | Total Unit % Savings | 7.612% | 7.612% | 7.612% | USVIEET BEOpt
[5 empty] | % adoption | 100% | 50% | 0% | USVIEET BEOpt
| 0 |  |  |  | Total % Savings w/o Cool Roof | 7.612% | 3.806% | 0% | USVIEET BEOpt
USVIEET BEOpt
[5 empty] | Insulation (w Cool roof) (Added benefit) |  |  |  | USVIEET BEOpt
[5 empty] | Total Unit Savings | 38 | 38 | 38 | USVIEET BEOpt
[5 empty] | Total Unit % Savings | 0.5228% | 0.5228% | 0.5228% | USVIEET BEOpt
[5 empty] | % adoption | 100% | 50% | 0% | USVIEET BEOpt
[5 empty] | Total % Savings w/ Cool Roof | 0.5228% | 0.2614% | 0% | USVIEET BEOpt

## Legend
Legend: |  | Calculated in Spreadsheet | User Input | Links to Other Spreadsheet Data | Hard Entries | Data Under Investigation
Terminology and Definitions
Measure: | technology option for reducing energy consumption
Portfolio: | group of energy conservation measures that could be implemented across and end-use
End-Use: | the category of services for a homeowner, e.g. space cooling with air conditioners
Sector: | type of utility customer, e.g. residential, commercial, industrial

## Residential
Residential Energy Efficiency Measures
Total Percent Reduction in Residential Electricity Consumption in 2040 Compared to Baseline: |  |  |  |  | Total Number of Residential Customers in 2020: |  | 1300000
44.13% |  |  |  |  | Total Residential Electricity Use 2020 (kWh): |  | 6548870474.6003
[5 empty] | Baseline Residential Electricity Use 2040 (kWh): |  | 5806944850.9236
Column 1 | Column 2 | Column 3 | Column 4 | Column 5 | Column 6 | Column 7 | Column 8 |  |  | Energy Savings Data Sources (based on single family only)
Measures by End-Use | % of Total Residential Consumption by End-Use | Annual Electricity Savings Per Residential Customer (kWh) | End-Use Measures Portfolio (% by Measure) | % of Residential Customers Adopting End-Use Efficiency Measures by 2040* | End-Use Electricity Consumption Reduction in 2040 Compared to Baseline (kWh) | % Reduction in End-Use Electricity Consumption in 2040 Compared to Baseline | % Reduction in Residential Electricity Consumption in 2040 Compared to Baseline |  |  | Measure | Default Assumption | USVIEET | IRP | PREAT | RESSTOCK (FL) | PRBA/PREC U of T | PNNL | Green Building Code | Asa Hopkins Stakeholder Workshop | Baseline Total % of current residential load
AC | 7% |  | 100% | 20% | 281337408.9786 | 69.43% | 4.845% |  |  | AC | [9 empty] | 6.978%
Upgrade Window Unit from SEER 8.5 to SEER 12 |  | 1105.8057 | 40% | 20% | 115003787.657 | 28.38% | 1.98% |  |  | Upgrade Window Unit from SEER 8.5 to SEER 12 | 986.01 | 571.1301 |  | 2261.9 |  |  |  |  | 125 | 6.978%
Upgrade Window Unit from SEER 8.5 to Split Unit SEER 18.0 |  | 1165.2634 | 50% | 20% | 151484238.326 | 37.38% | 2.609% |  |  | Upgrade Window Unit from SEER 8.5 to Split Unit SEER 18.0 | 1165.2634 | 571.1301 |  | 2374.66 |  |  |  |  | 550 | 6.978%
Upgrade Split Unit from SEER 12.5 to SEER 18.0 |  | 571.1301 | 10% | 20% | 14849382.9956 | 3.665% | 0.2557% |  |  | Upgrade Split Unit from SEER 12.5 to SEER 18.0 | 571.1301 | 571.1301 | [7 empty] | 6.978%
Upgrade window units to EER 12 units |  | 1227.8886 | 0% | 20% | 0 | 0% | 0% |  |  | Upgrade window units to EER 12 units | 1227.8886 |  | 500 |  | 1955.7772 |  |  |  |  | 6.978%
Lighting | 12.91% | 0 | 100% | 30% | 352329821.2845 | 46.99% | 6.067% |  |  | Lighting | [9 empty] | 12.91%
Entire Building Incandescent to CFL |  | 1601.625 | 0% | 30% | 0 | 0% | 0% |  |  | Entire Building Incandescent to CFL | 1601.625 | 1443.25 | [6 empty] | 1760 | 12.91%
Entire Building Incandescent to LED |  | 1607.0071 | 50% | 30% | 313366383.7845 | 41.79% | 5.396% |  |  | Entire Building Incandescent to LED | 1607.0071 | 1662.875 |  |  | 1218.1463 |  |  |  | 1940 | 12.91%
Entire Building CFL to LED |  | 199.8125 | 50% | 30% | 38963437.5 | 5.197% | 0.671% |  |  | Entire Building CFL to LED | 199.8125 | 219.625 | [6 empty] | 180 | 12.91%
5 free LED bulbs |  | 172 |  | 30% | 0 | 0% | 0% |  |  | 5 free LED bulbs | 172 |  | 172 | [6 empty] | 12.91%
Water Heating | 33.24% | 0 | 100% | 25% | 649030085.7601 | 33.62% | 11.18% |  |  | Water Heating | [9 empty] | 33.24%
Standard Electric to New Standard Electric |  | 654.4767 | 0% | 25% | 0 | 0% | 0% |  |  | Standard Electric to New Standard Electric | 654.4767 | 1177.1167 |  | 131.8368 | [5 empty] | 33.24%
Standard Electric to Solar Water Heater |  | 1997.0156 | 100% | 25% | 649030085.7601 | 33.62% | 11.18% |  |  | Standard Electric to Solar Water Heater | 1997.0156 | 2219.702 |  | 1367.1406 |  | 2126.22 |  |  | 2275 | 33.24%
Standard Electric to Tankless |  | 203.4125 | 0% | 25% | 0 | 0% | 0% |  |  | Standard Electric to Tankless | 203.4125 | -1663.7364 |  | 203.4125 | [5 empty] | 33.24%
Standard Electric to Heat Pump |  | 1776.7406 | 0% | 25% | 0 | 0% | 0% |  |  | Standard Electric to Heat Pump | 1776.7406 | 1373.0525 |  |  | 1832.1694 |  |  |  | 2125 | 33.24%
Standard Electric to High Efficiency |  | 309.5667 | 0% | 25% | 0 | 0% | 0% |  |  | Standard Electric to High Efficiency | 309.5667 | 309.5667 | [7 empty] | 33.24%
Upgrade to New Tankless from Existing Tankless |  | 854.9982 | 0% | 25% | 0 | 0% | 0% |  |  | Upgrade to New Tankless from Existing Tankless | 854.9982 | 854.9982 | [7 empty] | 33.24%
Tankless to Solar Water |  | 2951.0823 | 0% | 25% | 0 | 0% | 0% |  |  | Tankless to Solar Water | 2951.0823 | 4738.4365 |  | 1163.728 | [5 empty] | 33.24%
Tankless to Heat Pump |  | 3891.787 | 0% | 25% | 0 | 0% | 0% |  |  | Tankless to Heat Pump | 3891.787 | 3891.787 | [7 empty] | 33.24%
Tankless to High Efficiency Electric Resistance |  | 2828.3012 | 0% | 25% | 0 | 0% | 0% |  |  | Tankless to High Efficiency Electric Resistance | 2828.3012 | 2828.3012 | [7 empty] | 33.24%
Solar Water Heater to new Solar Water Heater |  | 528.0812 | 0% | 25% | 0 | 0% | 0% |  |  | Solar Water Heater to new Solar Water Heater | 528.0812 | 528.0812 | [7 empty] | 33.24%
Solar Water Heater to Heat Pump |  | -318.5683 | 0% | 25% | 0 | 0% | 0% |  |  | Solar Water Heater to Heat Pump | -318.5683 | -318.5683 | [7 empty] | 33.24%
Solar Water Heater to High Efficiency Electric Water Heater |  | 2462 | 0% | 25% | 0 | 0% | 0% |  |  | Solar Water Heater to High Efficiency Electric Water Heater | 2462 | 2462 | [7 empty] | 33.24%
Fans | 18.77% | 0 | 100% | 30% | 319145580 | 29.28% | 5.496% |  |  | Fans | [9 empty] | 18.77%
Upgrade to more efficient standing fans |  | 719.415 | 70% | 30% | 196400295 | 18.02% | 3.382% |  |  | Upgrade to more efficient standing fans | 719.415 | 719.415 | [7 empty] | 18.77%
Upgrade to more efficient ceiling fans |  | 567.625 | 15% | 30% | 33206062.5 | 3.047% | 0.5718% |  |  | Upgrade to more efficient ceiling fans | 567.625 | 567.625 | [7 empty] | 18.77%
Upgrade standing fans to ceiling fans |  | 1530.585 | 15% | 30% | 89539222.5 | 8.215% | 1.542% |  |  | Upgrade standing fans to ceiling fans | 1530.585 | 1530.585 | [7 empty] | 18.77%
Upgrade to interior wall fans |  | - | 0% | 30% | - | - | 0% |  |  | Upgrade to interior wall fans | #DIV/0! | [8 empty] | 18.77%
Envelope | 0% | 0 | 100% | 20% | 142254833.0202 | - | 0% |  |  | Envelope
Add Insulation to Roof & Walls |  | 739.7191 | 25% | 20% | 48081742.6447 | - | 0% |  |  | Add Insulation to Roof & Walls | 739.7191 | 739.7191
Add Reflective Roof |  | 354.9084 | 50% | 20% | 46138090.3756 | - | 0% |  |  | Add Reflective Roof | 354.9084 | 367.8118 |  |  |  | 342.005
Add Insulation and Reflective Roof |  | 739 | 25% | 20% | 48035000 | - | 0% |  |  | Add Insulation and Reflective Roof | 739 | 739
Add R-38 attic insulation |  | 791.6264 |  | 20% | 0 | - | 0% |  |  | Add R-38 attic insulation | 791.6264 |  |  |  | 914.1078 | 669.145
Install low-E storm windows |  | 881.9665 |  | 20% | 0 | - | 0% |  |  | Install low-E storm windows | 881.9665 |  |  |  | 881.9665
Refrigeration | 9.075% | 0 | 90% | 25% | 133503214.4965 | 25.33% | 2.299% |  |  | #REF!
Upgrade to Energy Star Unit |  | 456.4212 | 90% | 25% | 133503214.4965 | 25.33% | 2.299% |  |  | Refrigeration | [9 empty] | 9.075%
Upgrade to 365 kWh/year unit |  | 581.4212 | 10% | 25% | 18896190.4996 | - |  |  |  | Upgrade to Energy Star Unit | 456.4212 | 273.7637 |  | 895.5 |  |  |  |  | 200 | 9.075%
Clothes Washing | 0.3453% | 0 | 100% | 30% | 17197555.5556 | 85.77% | 0.2962% |  |  | Upgrade to 365 kWh/year unit
Standard clothes washer to horizontal axis washer |  | 44.0963 | 100% | 30% | 17197555.5556 | 85.77% | 0.2962% |  |  | Clothes Washing | [9 empty] | 0.3453%
Clothes Drying | 0.8129% | 0 | 100% | 30% | 53234156.1766 | 112.8% | 0.9167% |  |  | Standard clothes washer to horizontal axis washer | 44.0963 | 44.0963 | [7 empty] | 0.3453%
Upgrade to new standard dryer |  | 239.2804 | 100% | 30% | 93319362.5 | 197.7% | 1.607% |  |  | Clothes Drying | [9 empty] | 0.8129%
TV | 12.91% | 0 | 100% | 30% | 662584000 | 88.41% | 11.41% |  |  | Upgrade to new standard dryer | 239.2804 | 239.2804 | [7 empty] | 0.8129%
Upgrade to new standard TV |  | 1698.9333 | 100% | 30% | 662584000 | 88.41% | 11.41% |  |  | TV | [9 empty] | 12.91%
Education/Outreach | 0% | - | - | 20% | 6% | - | 1.2% |  |  | Upgrade to new standard TV | 1698.9333 | 1698.9333 | [7 empty] | 12.91%
|  | - | - |  | - | - | 0% |  |  | Education/Outreach
Faucet Aerators and Restrictors | 0% | - |  | 10% | - | - | 0% |  |  | 0
|  | 0 | 0% | 10% | 0 | - | 0% |  |  | Faucet Aerators and Restrictors
Low flow showerheads | 0% | - |  | 10% | - | - | 0% |  |  | 0
|  | 0 | 0% | 10% | 0 | - | 0% |  |  | Low flow showerheads
Dishwasher | 0.4079% | 0 | 100% | 30% | 24544361.1111 | 103.6% | 0.4227% |  |  | 0
Upgrade to new standard dishwasher |  | 62.9343 | 100% | 30% | 24544361.1111 | 103.6% | 0.4227% |  |  | Dishwasher | [9 empty] | 0.4079%
Cooking | 4.551% | - |  | 30% | 0 | 0% | 0% |  |  | Upgrade to new standard dishwasher | 62.9343 | 62.9343 | [7 empty] | 0.4079%
Electric Cooking |  | 0.52381 | 0% | 30% | 0 | 0% | 0% |  |  | Cooking | [9 empty] | 4.551%
Propane Cooking |  | 0 | 0% | 30% | 0 | 0% | 0% |  |  | #REF! | 440.5238 | 440.5238
Microwave |  |  | 0% | 30% | 0 | 0% | 0% |  |  | Electric Cooking | 0.52381 | 0.52381 | [7 empty] | 2.576%
Induction Stoves |  |  | 0% | 30% |  | - |  |  |  | Propane Cooking | 0 | 0 | [7 empty] | 0.3544%
Plug Loads | 0% | - |  | 0% | - | - | 0% |  |  | Microwave | 0 | 0 | [7 empty] | 1.62%
|  | 0 | 0% | 0% | 0 | - | 0% |  |  | Induction Stoves
Advanced Metering | 0% | - |  | 0% | - | - | 0% |  |  | Plug Loads
|  | 0 | 0% | 0% | 0 | - | 0% |  |  | 0
Dehumidification only | 0% | - |  | 0% | - | - | 0% |  |  | Advanced Metering
replace window AC units with dehumidifiers |  | 0 | 0% | 0% | 0 | - | 0% |  |  | 0
Dehumidification only
Daylighting - skylights etc.
*Note: We can create more custom adoption profiles
Background Data
U.S. Virgin Islands Energy Efficiency Tool. Developed through the US Department of Energy Energy Transitions Program 2017?
Housing Data
Population | 3300000 |  | SF Low | 50% |  |  | Weighted Average
Population Growth Rate | -0.11 |  | SF Medium | 25% |  | AC | 866.0672
|  |  | SF High | 25% |  | Lighting | 1602.5494 | % of total | SF Low | SF Medium | SF High | MF Use Per House
Total Housing Units | 55901 |  | MF Low | 100% |  | Refrigeration | 1126.3673 | 6.978% | 0 | 1222.75 | 4621 | 0
Occupied Housing Units | 43214 |  | MF Medium | 0% |  | Domestic Hot Water | 4125.6913 | 12.91% | 567.502 | 688.0007 | 1088.4787 | 2875.9872
# of single family units | 16977 |  | MF High | 0% |  | Ceiling Fan | 664.1569 | 9.075% | 797.8404 | 797.8404 | 1093.2987 | 1497.1283
# of multi family units | 26237 |  |  |  |  | Cool Roofs - Radiant barrier/ Reflective Roofs | 0 | 33.24% | 2771.5667 | 2433.2425 | 2728.3413 | 6236.025
# of units per MF building | 2.2524 |  | Total Buildings | 28625.6912 |  | Plug Loads | 0 | 5.351% | 493.5 | 822.5 | 1316 | 493.5
|  |  | MF Buildings | 11648.6912 |  | Advanced Metering | 0 | 0%
# houses for seasonal, recreational, or occasional use | 3748 |  |  |  |  | Heat Recovery | 0 | 0%
% vacation homes (i.e., % of SF High buildings not fully occupied) | 0.086731 |  | % SF buildings | 59.31% |  | Clothes Washer | 42.8562 | 0%
% of time vacation homes occupied | 0.5 |  | % MF buildings | 40.69% |  | Clothes Dryer | 100.8879 | 0%
[6 empty] | EMS | 0 | 0.3453% | 27.2193 | 61.2433 | 136.0963 | 13.6096
% of new construction per year | 0.015688 |  |  |  |  | Insulation | 0 | 0.8129% | 0 | 113.4561 | 567.2804 | 0
% of teardowns per year | 0.01 |  |  |  |  | Faucet Aerators | 0 | 0%
[6 empty] | Low flow showerheads | 0 | 0%
# net new SF units per year | 96.5654 |  |  |  |  | Dishwasher | 50.6219 | 0%
# net new MF units per year | 149.2364 |  |  |  |  | Elec Cooking | 319.7322 | 0%
[6 empty] | Propane Cooking | 43.987 | 0.4079% | 0 | 73.5802 | 210.2293 | 21.0229
Current Code | IECC 2012 |  |  |  |  | Microwave | 201.1047 | 2.576% | 163.9571 | 163.9571 | 163.9571 | 546.5238
Future Desired Code | IECC 2015 |  |  |  |  | TV | 1601.7972 | 0.3544% | 74.2 | 74.2 | 74.2 | 0
[6 empty] | Standing Fans | 1665.4166 | 1.62% | 201.1047 | 201.1047 | 201.1047 | 201.1047
# of retrofits per year | 0 |  |  |  |  | Other Misc Loads | 0 | 12.91% | 1337.5 | 1783.3333 | 2675 | 1337.5
[6 empty] | TOTAL | 12411.2356 | 13.42% | 1550.52 | 1938.15 | 1938.15 | 1550.52
0%
100%
USVI Baseline Energy Consumption
| SF Low | SF Medium | SF High | MF Low | Weighted Average (SF) | Weighted Average of all Buildings | Weighted Average of All Units
Refrigeration | 69 | [8 empty] | USVI Efficient Scenario
First Refrigerator | [10 empty] | SF Low | SF Medium | SF High | MF Low | Weighted Average (SF) | Weighted Average of all Buildings | Weighted Average of All Units
Saturation | 100% | 100% | 100% | 100% | 100% | 100% | 100% |  |  | Refrigeration
Annual Energy Use (kWh) | 665.3904 | 665.3904 | 665.3904 | 665.3904 | 665.3904 | 665.3904 | 665.3904 |  |  | First Refrigerator (ESTAR)
Second Refrigerator |  |  |  |  | 0 | 0 | 0 |  |  | Saturation | 100% | 100% | 100% | 100% | 100% | 100% | 100%
Saturation | 0% | 0% | 25% | 0% | 6.25% | 3.707% | 2.455% |  |  | Annual Energy Use (kWh) | 489.6306 | 489.6306 | 489.6306 | 489.6306 | 489.6306 | 489.6306 | 489.6306
Annual Energy Use (kWh) | 1181.8333 | 1181.8333 | 1181.8333 | 1181.8333 | 1181.8333 | 1181.8333 | 1181.8333 |  |  | Second Refrigerator (ESTAR) |  |  |  |  | 0 | 0 | 0
Freezer |  |  |  |  | 0 | 0 | 0 |  |  | Saturation | 0% | 0% | 25% | 0% | 6.25% | 3.707% | 2.455%
Saturation | 25% | 25% | 25% | 0% | 25% | 14.83% | 9.821% |  |  | Annual Energy Use (kWh) | 489.6306 | 489.6306 | 489.6306 | 489.6306 | 489.6306 | 489.6306 | 489.6306
Annual Energy Use (kWh) | 529.8 | 529.8 | 529.8 | 529.8 | 529.8 | 529.8 | 529.8 |  |  | Freezer (Average FEMP) |  |  |  |  | 0 | 0 | 0
Average Refrigeration Energy Use per Unit (kWh) | 797.8404 | 797.8404 | 1093.2987 | 665.3904 | 871.705 | 787.7491 | 746.4429 |  |  | Saturation | 25% | 25% | 25% | 0% | 25% | 14.83% | 9.821%
Average Refrigeration Energy Use per Building (kWh) | 797.8404 | 797.8404 | 1093.2987 | 1498.696 | 871.705 | 1126.8473 | 1252.3771 |  |  | Annual Energy Use (kWh) | 310.835 | 310.835 | 310.835 | 310.835 | 310.835 | 310.835 | 310.835
Cooling |  |  |  |  | 0 | 0 | 0 |  |  | Average Refrigeration Energy Use per Building (kWh) | 567.3393 | 567.3393 | 689.7469 | 1102.8223 | 597.9412 | 803.3932 | 904.4753
Room AC |  |  |  |  | 0 | 0 | 0 |  |  | Annual Refrigeration Energy Savings (kWh) | 230.5011 | 230.5011 | 403.5518 | 395.8737 | 273.7637 | 323.4541 | 347.9017
Saturation | 0% | 25% | 50% | 0% | 18.75% | 11.12% | 7.366% |  |  | Savings as a Percent of Refrigeration Energy | 28.89% | 28.89% | 36.91% | 26.41% | 30.9% | 29.07% | 28.18%
Efficiency (SEER) | 8.6 | 8.5 | 8.5 | 8.6 | 8.55 | 8.5703 | 8.5804 |  |  | Savings as a Percent of Total Energy | 2.887% | 2.222% | 2.4% | 2.152% | 2.599% | 2.417% | 2.327%
Annual Energy Use (kWh) | 2068.2602 | 2445.5 | 4621 | 1853.6295 | 2800.7551 | 2415.34 | 2225.7161 |  |  | Cooling |  |  |  |  | 0 | 0 | 0
Packaged CAC |  |  |  |  | 0 | 0 | 0 |  |  | Room AC |  |  |  |  | 0 | 0 | 0
Saturation | 0% | 0% | 0% | 0% | 0% | 0% | 0% |  |  | Saturation | 0% | 25% | 50% | 0% | 18.75% | 11.12% | 7.366%
Efficiency (SEER) | 13.98 | 13.98 | 13.98 | 13.98 | 13.98 | 13.98 | 13.98 |  |  | Efficiency (SEER) | 10.7 | 10.7 | 10.7 | 10.7 | 10.7 | 10.7 | 10.7
Annual Energy Use (kWh) | 3675 | 3675 | 3675 | 3675 | 3675 | 3675 | 3675 |  |  | Annual Energy Use (kWh) | 1652.5 | 1943 | 3670.5 | 1472.5 | 2229.625 | 1921.5271 | 1769.9432
Split AC |  |  |  |  | 0 | 0 | 0 |  |  | Packaged CAC |  |  |  |  | 0 | 0 | 0
Saturation | 0% | 25% | 50% | 0% | 18.75% | 11.12% | 7.366% |  |  | Saturation | 0% | 0% | 0% | 0% | 0% | 0% | 0%
Efficiency (SEER) | 13.98 | 13.98 | 13.98 | 13.98 | 13.98 | 13.98 | 13.98 |  |  | Efficiency (SEER) | 18 | 18 | 18 | 18 | 18 | 18 | 18
Annual Energy Use (kWh) | 2068.2602 | 2445.5 | 4621 | 1853.6295 | 2800.7551 | 2415.34 | 2225.7161 |  |  | Annual Energy Use (kWh) | 3361 | 3361 | 3361 | 3361 | 3361 | 3361 | 3361
Average Cooling Energy Use per Unit (kWh) | 0 | 1222.75 | 4621 | 0 | 1460.9375 | 866.4362 | 573.9421 |  |  | Split AC |  |  |  |  | 0 | 0 | 0
Average Cooling Energy Use Per Building (kWh) | 0 | 1222.75 | 4621 | 0 | 1460.9375 | 866.4362 | 573.9421 |  |  | Saturation | 0% | 25% | 50% | 0% | 18.75% | 11.12% | 7.366%
Water Heating |  |  |  |  | 0 | 0 | 0 |  |  | Efficiency (SEER) | 18 | 18 | 18 | 18 | 18 | 18 | 18
Standard Electric |  |  |  |  | 0 | 0 | 0 |  |  | Annual Energy Use (kWh) | 1652.5 | 1943 | 3670.5 | 1472.5 | 2229.625 | 1921.5271 | 1769.9432
Saturation | 100% | 80% | 85% | 100% | 91.25% | 94.81% | 96.56% |  |  | Average Cooling Energy Use Per Building (kWh) | 0 | 971.5 | 3670.5 | 0 | 1160.5 | 688.2562 | 455.9126
Annual Energy Use (kWh) | 2771.5667 | 2771.5667 | 2771.5667 | 2771.5667 | 2771.5667 | 2771.5667 | 2771.5667 |  |  | Annual Cooling Energy Savings (kWh) | 0 | 251.25 | 950.5 | 0 | 300.4375 | 178.1801 | 118.0295
Solar WH |  |  |  |  | 0 | 0 | 0 |  |  | Savings as a Percent of Cooling Energy | #DIV/0! | 20.55% | 20.57% | #DIV/0! | #DIV/0! | #DIV/0! | #DIV/0!
Saturation | 0% | 20% | 10% | 0% | 7.5% | 4.448% | 2.946% |  |  | Savings as a Percent of Total Energy | 0% | 2.422% | 5.653% | 0% | 2.019% | 1.197% | 0.7931%
Annual Energy Use (kWh) | 1079.9459 | 1079.9459 | 1079.9459 | 1079.9459 | 1079.9459 | 1079.9459 | 1079.9459 |  |  | Water Heating |  |  |  |  | 0 | 0 | 0
Tankless |  |  |  |  | 0 | 0 | 0 |  |  | Standard Electric |  |  |  |  | 0 | 0 | 0
Saturation | 0% | 0% | 5% | 0% | 1.25% | 0.7413% | 0.4911% |  |  | Saturation | 60% | 60% | 60% | 45% | 60% | 53.9% | 50.89%
Annual Energy Use (kWh) | 5290.3012 | 5290.3012 | 5290.3012 | 5290.3012 | 5290.3012 | 5290.3012 | 5290.3012 |  |  | Annual Energy Use (kWh) | 1594.45 | 1594.45 | 1594.45 | 1594.45 | 1594.45 | 1594.45 | 1594.45
Heat Pump WH |  |  |  |  | 0 | 0 | 0 |  |  | Solar WH |  |  |  |  | 0 | 0 | 0
Saturation | 0% | 0% | 0% | 0% | 0% | 0% | 0% |  |  | Saturation | 20% | 20% | 15% | 5% | 18.75% | 13.15% | 10.4%
Annual Energy Use (kWh) | 1664.0094 | 1664.0094 | 1664.0094 | 1664.0094 | 1664.0094 | 1664.0094 | 1664.0094 |  |  | Annual Energy Use (kWh) | 551.8647 | 551.8647 | 551.8647 | 551.8647 | 551.8647 | 551.8647 | 551.8647
High Efficiency Electric Resistance (HEEWH) |  |  |  |  | 0 | 0 | 0 |  |  | Tankless |  |  |  |  | 0 | 0 | 0
Saturation | 0% | 0% | 0% | 0% | 0% | 0% | 0% |  |  | Saturation | 0% | 0% | 5% | 0% | 1.25% | 0.7413% | 0.4911%
Annual Energy Use (kWh) | 2462 | 2462 | 2462 | 1757.5366 | 2462 | 2175.3318 | 2034.2912 |  |  | Annual Energy Use (kWh) | 4435.303 | 4435.303 | 4435.303 | 4435.303 | 4435.303 | 4435.303 | 4435.303
Average Water Heating Energy Use per Unit (kWh) | 2771.5667 | 2433.2425 | 2728.3413 | 2771.5667 | 2676.1793 | 2714.9954 | 2734.0929 |  |  | Heat Pump WH |  |  |  |  | 0 | 0 | 0
Average Water Heating Energy Use per Building (kWh) | 2771.5667 | 2433.2425 | 2728.3413 | 6242.5549 | 2676.1793 | 4127.4493 | 4841.4729 |  |  | Saturation | 20% | 20% | 20% | 50% | 20% | 32.21% | 38.21%
Appliances |  |  |  |  | 0 | 0 | 0 |  |  | Annual Energy Use (kWh) | 1398.5142 | 1398.5142 | 1398.5142 | 1398.5142 | 1398.5142 | 1398.5142 | 1398.5142
Standard Dishwasher |  |  |  |  | 0 | 0 | 0 |  |  | High Efficiency Electric Resistance (HEEWH) |  |  |  |  | 0 | 0 | 0
Saturation | 0% | 35% | 100% | 10% | 33.75% | 24.09% | 19.33% |  |  | Saturation | 0% | 0% | 0% | 0% | 0% | 0% | 0%
Annual Energy Use (kWh) | 210.2293 | 210.2293 | 210.2293 | 210.2293 | 210.2293 | 210.2293 | 210.2293 |  |  | Annual Energy Use (kWh) | 2462 | 2462 | 2462 | 1757.5366 | 2462 | 2175.3318 | 2034.2912
Standard Electric Cooking |  |  |  |  | 0 | 0 | 0 |  |  | Average Water Heating Energy Use per Building (kWh) | 1346.7458 | 1346.7458 | 1319.1525 | 3253.1968 | 1339.8475 | 2118.4493 | 2501.5207
Saturation | 30% | 30% | 30% | 100% | 30% | 58.49% | 72.5% |  |  | Annual Water Heating Energy Savings (kWh) | 1424.8209 | 1086.4967 | 1409.1888 | 2989.3581 | 1336.3318 | 2009.0001 | 2339.9522
Annual Energy Use (kWh) | 546.5238 | 546.5238 | 546.5238 | 546.5238 | 546.5238 | 546.5238 | 546.5238 |  |  | Savings as a Percent of WH Energy | 51.41% | 44.65% | 51.65% | 47.89% | 49.78% | 49.01% | 48.63%
Propane Cooking |  |  |  |  | 0 | 0 | 0 |  |  | Savings as a Percent of Total Energy | 17.84% | 10.47% | 8.381% | 16.25% | 13.64% | 14.7% | 15.22%
Saturation | 70% | 70% | 70% | 0% | 70% | 41.51% | 27.5% |  |  | Appliances |  |  |  |  | 0 | 0 | 0
Annual Energy Use (kWh) | 106 | 106 | 106 | 106 | 106 | 106 | 106 |  |  | Standard Dishwasher |  |  |  |  | 0 | 0 | 0
Standard Clothes Washer |  |  |  |  | 0 | 0 | 0 |  |  | Saturation | 0% | 35% | 100% | 10% | 33.75% | 24.09% | 19.33%
Saturation | 20% | 45% | 100% | 10% | 46.25% | 31.5% | 24.24% |  |  | Annual Energy Use (kWh) | 147.295 | 147.295 | 147.295 | 147.295 | 147.295 | 147.295 | 147.295
Annual Energy Use (kWh) | 136.0963 | 136.0963 | 136.0963 | 136.0963 | 136.0963 | 136.0963 | 136.0963 |  |  | Electric Cooking |  |  |  |  | 0 | 0 | 0
Standard Clothes Dryer |  |  |  |  | 0 | 0 | 0 |  |  | Saturation | 30% | 30% | 30% | 100% | 30% | 58.49% | 72.5%
Saturation | 0% | 20% | 100% | 0% | 30% | 17.79% | 11.79% |  |  | Annual Energy Use (kWh) | 546 | 546 | 546 | 546 | 546 | 546 | 546
Annual Energy Use (kWh) | 567.2804 | 567.2804 | 567.2804 | 567.2804 | 567.2804 | 567.2804 | 567.2804 |  |  | Propane Cooking |  |  |  |  | 0 | 0 | 0
Microwave |  |  |  |  | 0 | 0 | 0 |  |  | Saturation | 70% | 70% | 70% | 0% | 70% | 41.51% | 27.5%
Saturation | 100% | 100% | 100% | 100% | 100% | 100% | 100% |  |  | Annual Energy Use (kWh) | 106 | 106 | 106 | 106 | 106 | 106 | 106
Annual Energy Use (kWh) | 201.1047 | 201.1047 | 201.1047 | 201.1047 | 201.1047 | 201.1047 | 201.1047 |  |  | Horizontal Axis Clothes Washer |  |  |  |  | 0 | 0 | 0
Television |  |  |  |  | 0 | 0 | 0 |  |  | Saturation | 20% | 45% | 100% | 10% | 46.25% | 31.5% | 24.24%
# of Televisions | 3 | 4 | 6 | 3 | 4 | 3.5931 | 3.3929 |  |  | Annual Energy Use (kWh) | 92 | 92 | 92 | 92 | 92 | 92 | 92
Annual Energy Use (kWh) | 445.8333 | 445.8333 | 445.8333 | 445.8333 | 445.8333 | 445.8333 | 445.8333 |  |  | Standard Dryer |  |  |  |  | 0 | 0 | 0
Fans |  |  |  |  | 0 | 0 | 0 |  |  | Saturation | 0% | 20% | 100% | 0% | 30% | 17.79% | 11.79%
Average # of Standing Fans | 4 | 5 | 5 | 4 | 4.5 | 4.2965 | 4.1964 |  |  | Annual Energy Use (kWh) | 328 | 328 | 328 | 328 | 328 | 328 | 328
Annual Energy Use (kWh) | 387.63 | 387.63 | 387.63 | 387.63 | 387.63 | 387.63 | 387.63 |  |  | Microwave |  |  |  |  | 0 | 0 | 0
Average # of Ceiling Fans | 3 | 5 | 8 | 3 | 4.75 | 4.0379 | 3.6875 |  |  | Saturation | 100% | 100% | 100% | 100% | 100% | 100% | 100%
Annual Energy Use (kWh) | 164.5 | 164.5 | 164.5 | 164.5 | 164.5 | 164.5 | 164.5 |  |  | Annual Energy Use (kWh) | 201.1047 | 201.1047 | 201.1047 | 201.1047 | 201.1047 | 201.1047 | 201.1047
Average Appliance Energy Use per Unit (kWh) | 3848.0011 | 5231.5248 | 7282.0178 | 4163.781 | 5052.3862 | 4690.7849 | 4512.8774 |  |  | Television |  |  |  |  | 0 | 0 | 0
Average Appliance Energy Use per Building (kWh) | 3848.0011 | 5231.5248 | 7282.0178 | 9378.3173 | 5052.3862 | 6812.7432 | 7678.8372 |  |  | # of Televisions | 3 | 4 | 6 | 3 | 4 | 3.5931 | 3.3929
Lighting |  |  |  |  | 0 | 0 | 0 |  |  | Annual Energy Use (kWh) | 21.1 | 21.1 | 21.1 | 21.1 | 21.1 | 21.1 | 21.1
Average Lighting Energy Use per Unit (kWh) | 567.502 | 688.0007 | 1088.4787 | 567.502 | 727.8708 | 662.6117 | 630.5043 |  |  | Fans |  |  |  |  | 0 | 0 | 0
Average Lighting Energy Use per Building (kWh) | 567.502 | 688.0007 | 1088.4787 | 1278.2166 | 727.8708 | 951.8238 | 1062.0084 |  |  | Average # of Standing Fans | 4 | 5 | 5 | 4 | 4.5 | 4.2965 | 4.1964
Building Envelope |  |  |  |  | 0 | 0 | 0 |  |  | Annual Energy Use (kWh) | 227.76 | 227.76 | 227.76 | 227.76 | 227.76 | 227.76 | 227.76
Average Energy Savings per Unit (kWh) | 0 | 0 | 0 | 0 | 0 | 0 | 0 |  |  | Average # of Ceiling Fans | 3 | 5 | 8 | 3 | 4.75 | 4.0379 | 3.6875
Average Energy Savings per Building (kWh) | 0 | 0 | 0 | 0 | 0 | 0 | 0 |  |  | Annual Energy Use (kWh) | 45 | 45 | 45 | 45 | 45 | 45 | 45
Total Energy Use per Unit (kWh) | 7984.9101 | 10373.3583 | 16813.1365 | 8168.2401 | 10789.0788 | 9722.5773 | 9197.8596 |  |  | Average Appliance Energy Use per Building (kWh) | 1566.8447 | 2045.8579 | 2631.7997 | 4235.2721 | 1952.8367 | 2881.6312 | 3338.5973
Total Energy Use per Building (kWh) | 7984.9101 | 10373.3583 | 16813.1365 | 18397.7848 | 10789.0788 | 13885.2998 | 15408.6377 |  |  | Annual Appliance Energy Savings (kWh) | 2281.1564 | 3185.6669 | 4650.2181 | 5143.0452 | 3099.5495 | 3931.1119 | 4340.2399
[10 empty] | Savings as a Percent of Appliance Energy | 59.28% | 60.89% | 63.86% | 54.84% | 60.83% | 58.39% | 57.19%
[10 empty] | Savings as a Percent of Total Energy | 28.57% | 30.71% | 27.66% | 27.95% | 28.88% | 28.5% | 28.32%
[10 empty] | Lighting |  |  |  |  | 0 | 0 | 0
Scenario | Incandescent E Use | SF Weighted Average | Building Weighted Average | Unit weighted average | [5 empty] | Average Lighting Energy Use per Building (kWh) | 404.274 | 531.4887 | 840.8627 | 910.569 | 545.2248 | 693.8948 | 767.0403
SF Low | 19.5 | 31.375 | 26.5427 | 24.1652 | [5 empty] | Annual Lighting Energy Savings (kWh) | 163.228 | 156.512 | 247.616 | 367.6476 | 182.646 | 257.9289 | 294.9681
SF Medium | 33.5 | 1882.5 | 1592.5614 | 1449.9119 | Incandescent 60 W |  |  |  |  | Savings as a Percent of Lighting Energy | 28.76% | 22.75% | 22.75% | 28.76% | 25.76% | 26.98% | 27.58%
SF High | 53 | 439.25 | 371.5977 | 338.3128 | 14 W CFL |  |  |  |  | Savings as a Percent of Total Energy | 2.044% | 1.509% | 1.473% | 1.998% | 1.767% | 1.861% | 1.908%
MF Low | 19.5 | 219.625 | 185.7988 | 169.1564 | 7 W LED |  |  |  |  | Building Envelope |  |  |  |  | 0 | 0 | 0
[10 empty] | Average Energy Savings per Building (kWh) | 0 | -338 | -1318 | 0 | -414 | -245.5304 | -162.6435
[10 empty] | Average Total Energy Savings (kWh) | #DIV/0! | #DIV/0! | #DIV/0! | #DIV/0! | #DIV/0! | #DIV/0! | #DIV/0!
[10 empty] | Savings as a Percent of Total Energy | 0% | -3.258% | -7.839% | 0% | -2.774% | -1.645% | -1.09%
[10 empty] | Total Energy Use per Building (kWh) | 3885.2037 | 5462.9317 | 9152.0618 | 9501.8602 | 5596.3502 | 7185.6247 | 7967.5462
[10 empty] | Total Annual Energy Savings (kWh) | 4099.7064 | 5248.4267 | 8979.0747 | 8895.9246 | 5606.7285 | 6945.2055 | 7603.735
[10 empty] | Total Energy Savings as a Percent of Total Energy | 51.34% | 44.08% | 37.73% | 48.35% | 46.12% | 47.03% | 47.48%
[15 empty] | 0% | 0% | 0%
[10 empty] | Insulation Savings (kWh) | 565.4382 | 622 | 1206 | 551.8132 | 739.7191 | 663.2543 | 625.6337
[10 empty] | Roof Reflectivity Savings (kWh) | 281.1236 | 309 | 600 | 274.3495 | 367.8118 | 329.779 | 311.067
[10 empty] | Insulation + Roof Savings (kWh) | 481 | 676 | 1318 | 312.25 | 739 | 565.342 | 479.9025
[10 empty] | Wall Insulation Savings (kWh) | 0 | 311 | 1206 | 0 | 379.25 | 224.9213 | 148.9917
[10 empty] | Roof Reflectivity Savings (kWh) | 0 | 154.5 | 600 | 0 | 188.625 | 111.8676 | 74.103
[10 empty] | Insulation + Roof Savings (kWh) | 0 | 338 | 1318 | 0 | 414 | 245.5304 | 162.6435
PREAT
PREAT | Baseline (kWh/year) | Efficient (kWh/year) | Savings (kWh/year) | %
AC Window To Window | 6429 | 4167 | 2261.9 | 35.18%
Window AC to Split Ductless | 6429 | 4054 | 2374.66 | 36.94% |  | Btu to kWh
Water Heater - Electric Tank to Efficient Tank Btu/day | 1548.5866 | 1416.7498 | 131.8368 | 8.513% |  | 0.00029307
Water Heater - Electric Tank to Tankless | 1548.5867 | 1345.1741 | 203.4125 | 13.14% |  | 694072.58
Water Heater Electric Tank to Solar w/ Pump | 1548.5867 | 181.4461 | 1367.1406 | 88.28% |  | 4664878.42
Water Heater Electric tank to Solar w/o Pump | 1548.5867 | 0 | 1548.5867 | 100%
Water Heater Tankless to Solar w/ Pump | 1345.1741 | 181.4461 | 1163.728 | 86.51%
Water Heater Tankless to Solar w/o Pump | 1345.1741 | 0 | 1345.1741 | 100%
Refrigerator - Side by Side to Side by Side | 1619 | 509 | 1110 | 68.56%
Top Freezer to Top Freezer | 1096 | 415 | 681 | 62.14%
Stakeholder Workshop 3 Data (Asa Hopkins, Synapse Energy)
| Baseline kWh |  | Savings kWh
| Low Income | High Income | Low Income | High Income | Baseline % of Total
Water Heater (Elec tank to Solar) | 2200 | 3500 | 1750 | 2800 | 47.78% | 3000 kWh avg/ elec tank WH | could save 17% of res elec load, 8% total from WH upgrades
Water Heater (Elec Tank to Heat Pump) |  |  | 1650 | 2600
Refridgerator | 800 | 500 | 350 | 50 | 12.22%
Cooling (window to high eff window) | 500 | 1600 | 125 | 125 | 16.22%
|  |  | 600 | 500
Lighting | 450 | 200 | 300 | 35 | 6.333% | assume 40 bulb hours operation per day - seems high | low income 50/50 CFL incandescent split, high income 50/50 CFL/LED split
Other | 550 | 1700 |  |  | 17.44%
Total | 4500 | 7500 |  |  | 100% |  |  | CFL-LED 3 kWH/year savings | Halogen to LED 30 kWh/year savings |  | 58, 14, 9.5
IRP
| Lifetime | Annual Participation | Units/Household | Incentive | Annual savings (kWh) per household | Operation
AC Upgrade Existing to 12 EER units | 10 | 10% | 1.5 | 50 | 500
5 free LED bulbs | >19 | 10% |  |  | 172 | 2 h/bulb/day
RESSTOCK Florida
| Per House $ Savings | Statewide $ Savings | Statewide kWh savings | Household kWh savings | Cost effective homes % | Applicable to | Cost $
Replace electric furnace with high efficiency Heat Pump | N/A
Replace electric water heater with heat pump water heater | 205 | 354700000 | 3170100000 | 1832.1694 | 36% | 71% | 1498
LED lighting | 135 | 278900000 | 2516600000 | 1218.1463 | 43% | 43% | 228
Upgrade to SEER 18 Central AC | N/A | - | - | - | - | - | -
Smart Thermostat | 66 | 210000000 | 1752400000 | 550.7543 | 25% | 32% | 300
Duct Sealing and Insulation | N/A | - | - | - | - | - | -
Replace electric baseboard heat with ductless HP | N/A | - | - | - | - | - | -
R-38 Attic insulation | 112 | 116900000 | 954100000 | 914.1078 | 22% | 68% | 1795
Energy Star room AC EER 12 | 218 | 108600000 | 974300000 | 1955.7772 | 10% | 10% | 573
Low-E storm windows | 101 | 107600000 | 939600000 | 881.9665 | 11% | 40% | 1909
Puerto Rico Building Association contracted with the Puerto Rico Energy Center at the University of Turabo - Energy Consumption Modeling for Social Interest House
| Case | Roof Envelope Description | Roof R-Value | A/C (Quantity) | Water Heater (electric or Solar) | Window SHGC | Window Overhangs (PF=0.5)
| A (Base) | 1) Concrete 5in 2) Paint Coating | R-0.44 | 1 | Elec | 0.75 | 0
| B | iecc 2009 | R-30 | 1 | Elec | 0.3 | 0 | Annual Cooling Electricity (kWh) | Annual Total Electricity (kWh) | Annual Energy Cost ($) | Annual Energy Savings ($)
| C | 1) Cool Roof 2) Concrete 5 in 3) Paint Coating | R-15 | 1 | Solar | 0.75 | 1 | 819.72 | 5123.45
| D | 1) Cool Roof 2) R-5 Insulation 3) Concrete 5 in 4) Paint Coating | R-15 | 1 | Solar | 0.75 | 1 | 557.77 | 4843.23
| E | iecc 2009 | R-30 | 1 | Solar | 0.3 | 0 | 720.2 | 2882.91
| F | 1) Roof with 30° slope 2) Attic (acoustic ceiling) | R-0.44 | 1 | Solar | 0.75 | 1 | 713.25 | 2875.98
| G | 1) Cool Roof 2) Roof w/ 30° slope 3) Attic (acoustic ceiling) | R-15 | 1 | Solar | 0.75 | 1 | 554.28 | 2717.01
| H | 1) Roof with 30° slope only | R-0.44 | 1 | Solar | 0.75 | 1 | 751.21 | 2913.94
| I | 1) Cool Roof 2) Roof w/ 30° slope | R-15 | 1 | Solar | 0.75 | 1 | 651.69 | 2814.42
| J | 1) 9ft tall concrete roof | R-0.44 | 1 | Solar | 0.75 | 1 | 803.78 | 2966.51
| K | 1) Cool Roof 2) 9 ft tall concrete roof | R-15 | 1 | Solar | 0.75 | 1 | 760.29 | 2923.02
| L | 1) Concrete 5in 2) Paint Coating | R-0.44 | 1 | Solar | 0.75 | 0 | 807.98 | 2970.71
| A (Base) | 1) Concrete 5in 2) Paint Coating | R-0.44 | 3 | Elec | 0.75 | 0 | 709.32 | 2872.05
| B | iecc 2009 | R-30 | 3 | Elec | 0.3 | 0 | 819.72 | 2997.23
| C | 1) Cool Roof 2) Concrete 5 in 3) Paint Coating | R-15 | 3 | Solar | 0.75 | 1 | 2053.52 | 6803.25
| D | 1) Cool Roof 2) R-5 Insulation 3) Concrete 5 in 4) Paint Coating | R-15 | 3 | Solar | 0.75 | 1 | 1058.07 | 5745.18
| E | iecc 2009 | R-30 | 3 | Solar | 0.3 | 0 | 1498.61 | 4107.34
| F | 1) Roof with 30° slope 2) Attic (acoustic ceiling) | R-0.44 | 3 | Solar | 0.75 | 1 | 1486.17 | 4094.9
| G | 1) Cool Roof 2) Roof w/ 30° slope 3) Attic (acoustic ceiling) | R-15 | 3 | Solar | 0.75 | 1 | 1051.67 | 3660.4
| H | 1) Roof with 30° slope only | R-0.44 | 3 | Solar | 0.75 | 1 | 1734.56 | 4343.29
| I | 1) Cool Roof 2) Roof w/ 30° slope | R-15 | 3 | Solar | 0.75 | 1 | 1345.36 | 3954.09
| J | 1) 9ft tall concrete roof | R-0.44 | 3 | Solar | 0.75 | 1 | 1958.23 | 4566.96
| K | 1) Cool Roof 2) 9 ft tall concrete roof | R-15 | 3 | Solar | 0.75 | 1 | 1405.21 | 4013.94
| L | 1) Concrete 5in 2) Paint Coating | R-0.44 | 3 | Solar | 0.75 | 0 | 1997.23 | 4605.96
[8 empty] | 1477.62 | 4086.35
# AC |  |  | Cooling kWh savings | Total kWh savings | Basline Cooling E | % of cooling savings | Baseline E total | 2053.52 | 4677.03
1 | A-->B | Roof Insulation and Window Upgrades | 261.95 | 280.22 | 819.72 | 31.96% | 5123.45
3 |  |  | 995.45 | 1058.07 | 2053.52 | 48.48% | 6803.25 | % of total savings
1 | A-->C | Cool roof (R-0.44--> R-15) + Solar water heater | 99.52 | 2240.54 | 819.72 | 12.14% | 5123.45 | 5.469%
3 |  |  | 554.91 | 2695.91 | 2053.52 | 27.02% | 6803.25 | 15.55%
1 | L-->C | Cool roof only | 99.52 | 114.32 | 819.72 | 12.14% | 5123.45 | 43.73%
3 |  |  | 554.91 | 569.69 | 2053.52 | 27.02% | 6803.25 | 39.63%
1 | F-->G | Cool Roof added to 30° roof and attic | 99.52 | 99.52 | 819.72 | 12.14% | 5123.45 | 2.231%
3 |  |  | 389.2 | 389.2 | 2053.52 | 18.95% | 6803.25 | 8.374%
1 | H--> I | Cool Roof added to 30° roof (no attic) | 43.49 | 43.49 | 819.72 | 5.305% | 5123.45 | 1.942%
3 |  |  | 553.02 | 553.02 | 2053.52 | 26.93% | 6803.25 | 5.721%
1 | J-->K | Cool Roof added to 9ft tall concrete ceiling | 98.66 | 98.66 | 819.72 | 12.04% | 5123.45 | 0.8488%
3 |  |  | 519.61 | 519.61 | 2053.52 | 25.3% | 6803.25 | 8.129%
1 | A-->L | Solar Water Heater | 0 | 2126.22 | 819.72 | 0% | 5123.45 | 1.926%
3 |  |  | 0 | 2126.22 | 2053.52 | 0% | 6803.25 | 7.638%
1 | B-->E | Solar Water Heater IECC 2009 | 3.49 | 2126.22 | 819.72 | 0.4258% | 5123.45 | 41.5%
3 |  |  | 6.4 | 2084.78 | 2053.52 | 0.3117% | 6803.25 | 31.25%
41.5%
30.64%
Universal Solar SHW data
Installations
|  |  | 2019 | 2403
|  |  | 2018 | 4134
|  |  | 2017 estimated | 1499
Reveal/Hide Data
Reveal/Hide Data
Reveal/Hide Data
Reveal/Hide Data
Reveal/Hide Data
Reveal/Hide Data
Reveal/Hide Data

## Commercial
Commercial Energy Efficiency Measures
Total Percent Reduction in Commercial Electricity Consumption in 2040 Compared to Baseline: |  |  |  |  | Total Number of Commercial Customers in 2020: |  | 121515
36.54% |  |  |  |  | Total Commercial Electricity Use 2020 (kWh): |  | 9497174272.1706
[5 empty] | Baseline Commerical Electricity Use 2040 (kWh): |  | 8960310126.8901
Column 1 | Column 2 | Column 3 | Column 4 | Column 5 | Column 6 | Column 7 | Column 8
Measures by End-Use | % of Total Commercial Consumption by End-Use | % Electricity Savings Compared to Baseline | End-Use Measures Portfolio (% by Measure) | % of Commercial Customers Adopting End-Use Efficiency Measures by 2040* | End-Use Electricity Consumption Reduction in 2040 Compared to Baseline (kWh) | % Reduction in End-Use Electricity Consumption in 2040 Compared to Baseline | % Reduction in Commercial Electricity Consumption in 2040 Compared to Baseline | Reduction as % of Total Commercial Load | End Use % of Total Sector Use2
HVAC | 54.18% |  | 100% | 50% | 352632318.1978 | 7.263% | 3.935% | 0% | 54.18%
Best Commercial Rooftop AC |  | 15.57% | 25% | 50% | 94479084.1434 | 1.946% | 1.054% | 0% | 54.18%
Commercial Chillers, 90.1 c. 2016 |  | 13.45% | 25% | 50% | 81654058.8435 | 1.682% | 0.9113% | 0% | 54.18%
ENERGY STAR RTU v. 2.2 |  | 10.91% | 25% | 50% | 66238506.3775 | 1.364% | 0.7392% | 0% | 54.18%
Best Rooftop Heat Pump |  | 15.6% | 10% | 50% | 37875544.4203 | 0.7801% | 0.4227% | 0% | 54.18%
ENERGY STAR Rooftop HP v. 2.2 |  | 5.461% | 10% | 50% | 13256819.3776 | 0.2731% | 0.148% | 0% | 54.18%
Prospective Commercial AVCT HVAC |  | 45.37% | 2.5% | 50% | 27534321.3166 | 0.5671% | 0.3073% | 0% | 54.18%
Prospective Commercial NVC HVAC |  | 52.06% | 2.5% | 50% | 31593983.7189 | 0.6507% | 0.3526% | 0% | 54.18%
Add enthalpy wheels (heat recovery wheel/energy recovery wheel) |  |  |  | 50% | 0 | 0% | 0% |  | 54.18%
Lighting | 21.03% |  | 100% | 60% | 424424699.767 | 22.53% | 4.737% | 0% | 21.03%
Best Commercial LED Lighting |  | 31.51% | 50% | 60% | 178109595.2959 | 9.454% | 1.988% | 0% | 21.03%
ENERGY STAR Commercial LED Lighting |  | 43.58% | 50% | 60% | 246315104.1984 | 13.07% | 2.749% | 0% | 21.03%
Prospective Commercial SSL |  | 61.97% | 0% | 60% | 0 | 0% | 0% | 0% | 21.03%
Exterior Lighting - full cut off lamp posts |  |  |  | 60% | 0 | 0% | 0% |  | 21.03%
Water Heating | 0% |  | 100% | 75% | 0 | 0% | 0% | 0% | 0%
ENERGY STAR Electric HPWH (Com.) |  | 54.24% | 25% | 75% | 0 | 0% | 0% | 0% | 0%
Prospective Commercial CO2 HPWH |  | 70.03% | 25% | 75% | 0 | 0% | 0% | 0% | 0%
Prospective Commercial Non-CO2 HPWH |  | 65.21% | 25% | 75% | 0 | 0% | 0% | 0% | 0%
Prospective Commercial NVC HPWH |  | 45.7% | 25% | 75% | 0 | 0% | 0% | 0% | 0%
Refrigeration | 0.9947% |  | 100% | 65% | 9373480.0392 | 10.52% | 0.1046% | 0% | 0.9947%
Best Commercial Refrigeration |  | 14.64% | 90% | 65% | 7635534.955 | 8.567% | 0.08522% | 0% | 0.9947%
Prospective Commercial Adv Refrigerator |  | 28% | 5% | 65% | 811041.0393 | 0.91% | 0.009051% | 0% | 0.9947%
Prospective Commercial NVC Refrigerator |  | 32% | 5% | 65% | 926904.0449 | 1.04% | 0.01034% | 0% | 0.9947%
Envelope | 100% |  | 100% | 50% | 1938377029.794 | 21.63% | 21.63% | 0% | 100%
Best Commercial Roofs |  | 12.25% | 10% | 50% | 54867649.8996 | 0.6123% | 0.6123% | 0% | 100%
Best Commercial Walls |  | 73.49% | 10% | 50% | 329261198.8174 | 3.675% | 3.675% | 0% | 100%
Com. Air Sealing (Exist), 90.1 c. 2016 |  | 73.33% | 15% | 50% | 492817056.979 | 5.5% | 5.5% | 0% | 100%
Commercial Fenestration, 90.1 c. 2016 |  | 39.02% | 25% | 50% | 437015043.0486 | 4.877% | 4.877% | 0% | 100%
Commercial Floors, 90.1 c. 2016 |  | 0% | 10% | 50% | 0 | 0% | 0% | 0% | 100%
Commercial Roofs, 90.1 c. 2016 |  | 5.335% | 10% | 50% | 23903609.7316 | 0.2668% | 0.2668% | 0% | 100%
Commercial Walls, 90.1 c. 2016 |  | 67.02% | 20% | 50% | 600512470.8853 | 6.702% | 6.702% | 0% | 100%
Daylighting - add Skylights or other |  |  |  | 50% | 0 | 0% | 0% |  | 100%
Add shading |  |  |  | 50% | 0 | 0% | 0% |  | 100%
Sensors and Controls | 100% |  | 100% | 50% | 336011629.7584 | 3.75% | 3.75% | 0% | 100%
Prospective Commercial Comfort Ctl. |  | 0% | 50% | 50% | 0 | 0% | 0% | 0% | 100%
Prospective Commercial Occupancy Ctl. |  | 15% | 50% | 50% | 336011629.7584 | 3.75% | 3.75% | 0% | 100%
Other | 0% |  | 100% | 20% | 0 | 0% | 0% | 0% | 0%
[placeholder] |  | 0% | 100% | 20% | 0 | 0% | 0% | 0% | 0%
Equipment | 23.77% |  | 100% | 40% | 212949154.0492 | 10% | 2.377% |  | 23.77%
Improve equipment efficiency [placeholder] |  | 25% | 100% | 40% | 212949154.0492 | 10% | 2.377% |  | 23.77%
*Note: We can create more custom adoption profiles

## Commercial_individual (hidden)
Notes: | [5 empty] | 100% adoption
|  | TOTAL COMMERCIAL SAVINGS |  |  |  | 2020 | 2021 | 2022 | 2023 | 2024 | 2025 | 2026 | 2027 | 2028 | 2029 | 2030 | 2031 | 2032 | 2033 | 2034 | 2035 | 2036 | 2037 | 2038 | 2039 | 2040
|  | 165.8% |  |  | Linear | 7.893% | 7.893% | 7.893% | 7.893% | 7.893% | 7.893% | 7.893% | 7.893% | 7.893% | 7.893% | 7.893% | 7.893% | 7.893% | 7.893% | 7.893% | 7.893% | 7.893% | 7.893% | 7.893% | 7.893% | 7.893%
[5 empty] | S curve % of 100% | 1% | 3% | 6% | 10% | 15% | 21% | 28% | 36% | 45% | 55% | 64% | 72% | 79% | 85% | 90% | 94% | 97% | 99% | 100% | 100% | 100%
|  | Set % Adoption Here: |  |  |  | 1% | 2% | 3% | 4% | 5% | 6% | 7% | 8% | 9% | 10% | 9% | 8% | 7% | 6% | 5% | 4% | 3% | 2% | 1% | 0% | 0%
|  | 100% |  |  | S curve E savings % | 1.658% | 3.315% | 4.973% | 6.63% | 8.288% | 9.945% | 11.6% | 13.26% | 14.92% | 16.58% | 14.92% | 13.26% | 11.6% | 9.945% | 8.288% | 6.63% | 4.973% | 3.315% | 1.658% | 0% | 0%
| Scout Commercial EE MEASURE | PERCENT SAVINGS | ADOPTION %* | Realized Savings
| Best Commercial Roofs | 12.25% | 20% | 2.449% |  | Linear | % Adoption | 2020 | 2021 | 2022 | 2023 | 2024 | 2025 | 2026 | 2027 | 2028 | 2029 | 2030 | 2031 | 2032 | 2033 | 2034 | 2035 | 2036 | 2037 | 2038 | 2039 | 2040
| Best Commercial Walls | 73.49% | 20% | 14.7% |  | Low | 33% | 2.605% | 2.605% | 2.605% | 2.605% | 2.605% | 2.605% | 2.605% | 2.605% | 2.605% | 2.605% | 2.605% | 2.605% | 2.605% | 2.605% | 2.605% | 2.605% | 2.605% | 2.605% | 2.605% | 2.605% | 2.605%
| Com. Air Sealing (Exist), 90.1 c. 2016 | 73.33% | 20% | 14.67% |  | Med | 67% | 5.288% | 5.288% | 5.288% | 5.288% | 5.288% | 5.288% | 5.288% | 5.288% | 5.288% | 5.288% | 5.288% | 5.288% | 5.288% | 5.288% | 5.288% | 5.288% | 5.288% | 5.288% | 5.288% | 5.288% | 5.288%
| Commercial Fenestration, 90.1 c. 2016 | 39.02% | 20% | 7.804% |  | High | 100% | 7.893% | 7.893% | 7.893% | 7.893% | 7.893% | 7.893% | 7.893% | 7.893% | 7.893% | 7.893% | 7.893% | 7.893% | 7.893% | 7.893% | 7.893% | 7.893% | 7.893% | 7.893% | 7.893% | 7.893% | 7.893%
| Commercial Floors, 90.1 c. 2016 | 0% | 20% | 0%
| Commercial Roofs, 90.1 c. 2016 | 5.335% | 20% | 1.067%
| Commercial Walls, 90.1 c. 2016 | 67.02% | 20% | 13.4% |  | S-Curve | % Adoption | 2020 | 2021 | 2022 | 2023 | 2024 | 2025 | 2026 | 2027 | 2028 | 2029 | 2030 | 2031 | 2032 | 2033 | 2034 | 2035 | 2036 | 2037 | 2038 | 2039 | 2040 | Total % Sector Savings | IRP Industrial Estimates
| Best Commercial Rooftop AC | 15.57% | 20% | 3.114% |  | Low | 33%
| Commercial Chillers, 90.1 c. 2016 | 13.45% | 20% | 2.691% |  | Med | 67%
| ENERGY STAR RTU v. 2.2 | 10.91% | 20% | 2.183% |  | Low | 33% | 0.547% | 1.094% | 1.641% | 2.188% | 2.735% | 3.282% | 3.829% | 4.376% | 4.923% | 5.47% | 4.923% | 4.376% | 3.829% | 3.282% | 2.735% | 2.188% | 1.641% | 1.094% | 0.547% | 0% | 0% | 54.7%
| Best Rooftop Heat Pump | 15.6% | 20% | 3.121% |  | Med | 67% | 1.111% | 2.221% | 3.332% | 4.442% | 5.553% | 6.663% | 7.774% | 8.885% | 9.995% | 11.11% | 9.995% | 8.885% | 7.774% | 6.663% | 5.553% | 4.442% | 3.332% | 2.221% | 1.111% | 0% | 0% | 111.1%
| ENERGY STAR Rooftop HP v. 2.2 | 5.461% | 20% | 1.092% |  | High | 100% | 1.658% | 3.315% | 4.973% | 6.63% | 8.288% | 9.945% | 11.6% | 13.26% | 14.92% | 16.58% | 14.92% | 13.26% | 11.6% | 9.945% | 8.288% | 6.63% | 4.973% | 3.315% | 1.658% | 0% | 0% | 165.8%
| Prospective Commercial AVCT HVAC | 45.37% | 20% | 9.074%
| Prospective Commercial NVC HVAC | 52.06% | 20% | 10.41%
| Best Commercial LED Lighting | 31.51% | 20% | 6.303%
| ENERGY STAR Commercial LED Lighting | 43.58% | 20% | 8.716%
| Prospective Commercial SSL | 61.97% | 0% | 0%
| Best Commercial Refrigeration | 14.64% | 20% | 2.929%
| Prospective Commercial Adv Refrigerator | 28% | 20% | 5.6% |  | High | 100% | 1.658% | 3.315% | 4.973% | 6.63% | 8.288% | 9.945% | 11.6% | 13.26% | 14.92% | 16.58% | 14.92% | 13.26% | 11.6% | 9.945% | 8.288% | 6.63% | 4.973% | 3.315% | 1.658% | 0% | 0%
| Prospective Commercial NVC Refrigerator | 32% | 20% | 6.4%
| Prospective Commercial Comfort Ctl. | 0% | 20% | 0%
| Prospective Commercial Occupancy Ctl. | 15% | 20% | 3%
| ENERGY STAR Electric HPWH (Com.) | 54.24% | 20% | 10.85%
| Prospective Commercial CO2 HPWH | 70.03% | 20% | 14.01%
| Prospective Commercial Non-CO2 HPWH | 65.21% | 20% | 13.04%
| Prospective Commercial NVC HPWH | 45.7% | 20% | 9.139%
[7 empty] | Med | #REF! | #REF! | #REF! | #REF! | #REF! | #REF! | #REF! | #REF! | #REF! | #REF! | #REF! | #REF! | #REF! | #REF! | #REF! | #REF! | #REF! | #REF! | #REF! | #REF! | #REF! | #REF!
| For source data, see "CZ5 Com Savings" Tab | [5 empty] | High | #REF! | #REF! | #REF! | #REF! | #REF! | #REF! | #REF! | #REF! | #REF! | #REF! | #REF! | #REF! | #REF! | #REF! | #REF! | #REF! | #REF! | #REF! | #REF! | #REF! | #REF! | #REF!
Key:
* "% ADOPTION" refers to the percentage adoption among those customers for whom the measure is viable
** "% VIABLE" refers to the percentage of industrial customers for whom this measure is financially viable. Some may have already taken this measure. It may not apply to others. Or it may just not be cost effective for others.
*** SCOUT value adjusted based on feedback provided from local industry experts
**** Not included in SCOUT. Added based on conversation with local industry experts

## CZ5 Com Savings (hidden)
| Tag | End-use | Measure | 2020 CZ5 kWh Savings | 2020 CZ5 % Reduction | Notes
Envelope | Efficient uncompeted_Best Commercial Roofs | Heating (Env.), Cooling (Env.) | Best Commercial Roofs | 3694695715.7059 | 12.25%
Envelope | Efficient uncompeted_Best Commercial Walls | Heating (Env.), Cooling (Env.) | Best Commercial Walls | 32165756985.1193 | 73.49%
Envelope | Efficient uncompeted_Com. Air Sealing (Exist), 90.1 c. 2016 | Heating (Env.), Cooling (Env.) | Com. Air Sealing (Exist), 90.1 c. 2016 | 19583319290.5145 | 73.33%
Envelope | Efficient uncompeted_Commercial Fenestration, 90.1 c. 2016 | Heating (Env.), Cooling (Env.) | Commercial Fenestration, 90.1 c. 2016 | 19796588307.4873 | 39.02%
Envelope | Efficient uncompeted_Commercial Floors, 90.1 c. 2016 | Heating (Env.), Cooling (Env.) | Commercial Floors, 90.1 c. 2016 | 0 | 0%
Envelope | Efficient uncompeted_Commercial Roofs, 90.1 c. 2016 | Heating (Env.), Cooling (Env.) | Commercial Roofs, 90.1 c. 2016 | 1609629073.3589 | 5.335%
Envelope | Efficient uncompeted_Commercial Walls, 90.1 c. 2016 | Heating (Env.), Cooling (Env.) | Commercial Walls, 90.1 c. 2016 | 29332241810.4618 | 67.02%
HVAC | Efficient uncompeted_Best Commercial Rooftop AC | Cooling (Equip.) | Best Commercial Rooftop AC | 8177482538.8177 | 15.57%
HVAC | Efficient uncompeted_Commercial Chillers, 90.1 c. 2016 | Cooling (Equip.) | Commercial Chillers, 90.1 c. 2016 | 4996067079.1443 | 13.45%
HVAC | Efficient uncompeted_ENERGY STAR RTU v. 2.2 | Cooling (Equip.) | ENERGY STAR RTU v. 2.2 | 5733165538.2826 | 10.91%
HVAC | Efficient uncompeted_Best Rooftop Heat Pump | Heating (Equip.), Cooling (Equip.) | Best Rooftop Heat Pump | 1558441436.2755 | 15.6%
HVAC | Efficient uncompeted_ENERGY STAR Rooftop HP v. 2.2 | Heating (Equip.), Cooling (Equip.) | ENERGY STAR Rooftop HP v. 2.2 | 545470090.1994 | 5.461%
HVAC | Efficient uncompeted_Prospective Commercial AVCT HVAC | Heating (Equip.), Cooling (Equip.) | Prospective Commercial AVCT HVAC | 4933505722.7628 | 45.37%
HVAC | Efficient uncompeted_Prospective Commercial NVC HVAC | Heating (Equip.), Cooling (Equip.) | Prospective Commercial NVC HVAC | 5660902176.9532 | 52.06%
Lighting | Efficient uncompeted_Best Commercial LED Lighting | Lighting | Best Commercial LED Lighting | 20982352137.5642 | 31.51%
Lighting | Efficient uncompeted_ENERGY STAR Commercial LED Lighting | Lighting | ENERGY STAR Commercial LED Lighting | 1249976883.4319 | 43.58%
Lighting | Efficient uncompeted_Prospective Commercial SSL | Lighting | Prospective Commercial SSL | 41260696141.0634 | 61.97%
Refrigeration | Efficient uncompeted_Best Commercial Refrigeration | Refrigeration | Best Commercial Refrigeration | 11646361433.052 | 14.64%
Refrigeration | Efficient uncompeted_Prospective Commercial Adv Refrigerator | Refrigeration | Prospective Commercial Adv Refrigerator | 26588089525.8315 | 28%
Refrigeration | Efficient uncompeted_Prospective Commercial NVC Refrigerator | Refrigeration | Prospective Commercial NVC Refrigerator | 30386388029.5217 | 32%
Sensors and Controls | Efficient uncompeted_Prospective Commercial Comfort Ctl. | Heating (Equip.), Cooling (Equip.), Ventilation, Lighting | Prospective Commercial Comfort Ctl. | 0 | 0%
Sensors and Controls | Efficient uncompeted_Prospective Commercial Occupancy Ctl. | Heating (Equip.), Cooling (Equip.), Ventilation, Lighting | Prospective Commercial Occupancy Ctl. | 6025608315.5364 | 15% | https://www.energy.gov/sites/prod/files/2016/07/f33/The%20Future%20of%20AC%20Report%20-%20Executive%20Summary_0.pdf
Water Heating | Efficient uncompeted_ENERGY STAR Electric HPWH (Com.) | Water Heating | ENERGY STAR Electric HPWH (Com.) | 2432243092.0014 | 54.24%
Water Heating | Efficient uncompeted_Prospective Commercial CO2 HPWH | Water Heating | Prospective Commercial CO2 HPWH | 3140040849.8684 | 70.03%
Water Heating | Efficient uncompeted_Prospective Commercial Non-CO2 HPWH | Water Heating | Prospective Commercial Non-CO2 HPWH | 2923919792.3093 | 65.21%
Water Heating | Efficient uncompeted_Prospective Commercial NVC HPWH | Water Heating | Prospective Commercial NVC HPWH | 2049026790.5505 | 45.7%
Note on D21: [Threaded comment] Your version of Excel allows you to read this threaded comment; however, any edits to it will get removed if the file is opened in a newer version of Excel. Learn more: https://go.microsoft.com/fwlink/?linkid=870924 Comment: Advanced Vapor- Compression Systems A/C technologies that significantly lower refrigerant GWP and energy consumption for vapor-compression A/C systems while maintaining cost-competitiveness with today’s high-volume equipment. • Low-GWP refrigerants (e.g., natural refrigerants and synthetic olefins) • Climate-specific designs Emerging Non- Vapor- Compression (NVC) Systems A/C systems that do not rely on refrigerant- based vapor-compression systems and can provide energy savings with high-volume cost similar to today’s state-of-the-art. • Solid-State (thermoelectric, magnetocaloric) • Electro-mechanical (evaporative, thermoelastic) • Thermally driven (absorption) Integration of A/C and Other Building Systems A/C technologies that share excess heat and other resources with other systems to provide energy savings for the entire building. • Capturing waste energy from space cooling for water heating and dehumidification

## CZ5 Com_NoHeat (hidden)
[40 empty] | CZ5 Energy Savings (kWh) |  |  |  |  | Savings (kWh CZ5) | [30 empty] | % Savings
ECM Name | Results Scenario | End Uses | 2015 (Quads) | 2016 (Quads) | 2017 (Quads) | 2018 (Quads) | 2019 (Quads) | 2020 (Quads) | 2021 (Quads) | 2022 (Quads) | 2023 (Quads) | 2024 (Quads) | 2025 (Quads) | 2026 (Quads) | 2027 (Quads) | 2028 (Quads) | 2029 (Quads) | 2030 (Quads) | 2031 (Quads) | 2032 (Quads) | 2033 (Quads) | 2034 (Quads) | 2035 (Quads) | 2036 (Quads) | 2037 (Quads) | 2038 (Quads) | 2039 (Quads) | 2040 (Quads) | 2041 (Quads) | 2042 (Quads) | 2043 (Quads) | 2044 (Quads) | 2045 (Quads) | 2046 (Quads) | 2047 (Quads) | 2048 (Quads) | 2049 (Quads) | 2050 (Quads) |  | 2015 | 2016 | 2017 | 2018 | 2019 | 2020 | 2021 | 2022 | 2023 | 2024 | 2025 | 2026 | 2027 | 2028 | 2029 | 2030 | 2031 | 2032 | 2033 | 2034 | 2035 | 2036 | 2037 | 2038 | 2039 | 2040 | 2041 | 2042 | 2043 | 2044 | 2045 | 2046 | 2047 | 2048 | 2049 | 2050 | 2015 | 2016 | 2017 | 2018 | 2019 | 2020 | 2021 | 2022 | 2023 | 2024 | 2025 | 2026 | 2027 | 2028 | 2029 | 2030 | 2031 | 2032 | 2033 | 2034 | 2035 | 2036 | 2037 | 2038 | 2039 | 2040 | 2041 | 2042 | 2043 | 2044 | 2045 | 2046 | 2047 | 2048 | 2049 | 2050
Best Com. Air Sealing (Exist) | Efficient uncompeted | Heating (Env.), Cooling (Env.) | 0.00027374 | 0.00023853 | 0.00021168 | 0.00027719 | 0.00026611 | 0.00024299 | 0.00023539 | 0.00022785 | 0.0002205 | 0.00021299 | 0.00020573 | 0.00019893 | 0.00019279 | 0.00018682 | 0.00018108 | 0.00017535 | 0.00016979 | 0.00016426 | 0.00015869 | 0.00015333 | 0.00014811 | 0.00014296 | 0.00013795 | 0.00013312 | 0.0001284 | 0.00012371 | 0.00011909 | 0.00011457 | 0.00011008 | 0.00010567 | 0.00010131 | 9.7026e-05 | 9.2778e-05 | 8.8616e-05 | 8.4464e-05 | 8.0409e-05 | Efficient uncompeted_Best Com. Air Sealing (Exist) | bar: CZ5 Energy Savings (kWh) 2015 to Savings (kWh CZ5) 2050
Best Com. Air Sealing (New) | Baseline uncompeted | Heating (Env.), Cooling (Env.) | 0.0024213 | 0.0044767 | 0.0062121 | 0.011309 | 0.014128 | 0.015777 | 0.018126 | 0.020338 | 0.022431 | 0.024386 | 0.026268 | 0.028145 | 0.030065 | 0.031963 | 0.033847 | 0.035676 | 0.037484 | 0.039233 | 0.040901 | 0.042542 | 0.044135 | 0.045668 | 0.047165 | 0.048653 | 0.050127 | 0.051559 | 0.05296 | 0.054342 | 0.055674 | 0.056977 | 0.05825 | 0.0595 | 0.060704 | 0.06189 | 0.063001 | 0.064094 | Baseline uncompeted_Best Com. Air Sealing (New)
Best Com. Air Sealing (New) | Efficient uncompeted | Heating (Env.), Cooling (Env.) | 2.4213e-05 | 4.4767e-05 | 6.2187e-05 | 0.00011339 | 0.00014206 | 0.00015929 | 0.00018402 | 0.00020776 | 0.00023098 | 0.00025388 | 0.00027677 | 0.0003004 | 0.00032493 | 0.00035016 | 0.00037628 | 0.00040295 | 0.00043068 | 0.0004592 | 0.0004884 | 0.0005191 | 0.00055132 | 0.00058514 | 0.00062126 | 0.00066049 | 0.00070334 | 0.00074646 | 0.00078993 | 0.0008378 | 0.00088571 | 0.00093389 | 0.00098226 | 0.0010309 | 0.0010793 | 0.0011279 | 0.0011755 | 0.0012233 | Efficient uncompeted_Best Com. Air Sealing (New) | 702503299.4034 | 1298865397.3384 | 1802372745.5209 | 3281191549.4203 | 4099002510.6991 | 4577170076.9268 | 5258312703.7874 | 5899488590.5128 | 6506261838.7133 | 7072314792.4992 | 7617314655.6952 | 8160523001.3999 | 8715833439.3453 | 9264902395.2111 | 9809358088.0648 | 10337484577.6866 | 10859116249.9812 | 11363485479.1144 | 11843697693.024 | 12315587344.3344 | 12773253688.4751 | 13212352327.347 | 13640511359.3065 | 14065330726.0666 | 14484567144.4637 | 14891639360.2556 | 15289575981.3583 | 15680405540.5941 | 16056839474.3614 | 16424593528.5608 | 16783442600.9396 | 17135576476.9365 | 17474346037.1113 | 17807743093.0376 | 18119347143.8753 | 18425444913.9927 | 99% | 99% | 99% | 99% | 98.99% | 98.99% | 98.98% | 98.98% | 98.97% | 98.96% | 98.95% | 98.93% | 98.92% | 98.9% | 98.89% | 98.87% | 98.85% | 98.83% | 98.81% | 98.78% | 98.75% | 98.72% | 98.68% | 98.64% | 98.6% | 98.55% | 98.51% | 98.46% | 98.41% | 98.36% | 98.31% | 98.27% | 98.22% | 98.18% | 98.13% | 98.09%
Best Commercial Chillers | Baseline uncompeted | Cooling (Equip.) | 0.11367 | 0.121 | 0.11507 | 0.12479 | 0.11578 | 0.1267 | 0.12944 | 0.13167 | 0.13362 | 0.13564 | 0.13704 | 0.13861 | 0.14057 | 0.14281 | 0.14553 | 0.14805 | 0.15047 | 0.15232 | 0.15462 | 0.15687 | 0.15934 | 0.16185 | 0.16418 | 0.16658 | 0.16915 | 0.17181 | 0.17432 | 0.17698 | 0.1797 | 0.18243 | 0.18518 | 0.18807 | 0.19107 | 0.19393 | 0.19704 | 0.20028 | Baseline uncompeted_Best Commercial Chillers
Best Commercial Chillers | Efficient uncompeted | Cooling (Equip.) | 0.11367 | 0.121 | 0.077211 | 0.083197 | 0.076734 | 0.0837 | 0.085265 | 0.086534 | 0.087645 | 0.088844 | 0.089659 | 0.09061 | 0.091831 | 0.093246 | 0.094991 | 0.096615 | 0.098181 | 0.099387 | 0.1009 | 0.10238 | 0.10402 | 0.10569 | 0.10724 | 0.10885 | 0.11057 | 0.11235 | 0.11403 | 0.11583 | 0.11767 | 0.11952 | 0.12138 | 0.12334 | 0.12537 | 0.12731 | 0.12941 | 0.1316 | Efficient uncompeted_Best Commercial Chillers | 0 | 0 | 11094028442.8445 | 12188715759.4548 | 11442663166.9411 | 12602616365.6538 | 12945679916.1034 | 13228823390.1116 | 13472501573.6769 | 13714967159.2986 | 13886095654.7673 | 14068311059.9694 | 14284461643.9633 | 14525054244.1308 | 14812655240.9936 | 15075290843.1503 | 15324295793.4912 | 15512815764.446 | 15744480920.4811 | 15968846722.2174 | 16213251758.2288 | 16460008141.6972 | 16686537346.9576 | 16919419930.3623 | 17168298302.9431 | 17427378581.6247 | 17668900027.1241 | 17921154282.8448 | 18179765317.8627 | 18438720370.0148 | 18697457513.5575 | 18971375034.1118 | 19254839515.0179 | 19524601306.62 | 19819349102.0216 | 20129124380.8102 | 0% | 0% | 32.9% | 33.33% | 33.72% | 33.94% | 34.13% | 34.28% | 34.4% | 34.5% | 34.57% | 34.63% | 34.67% | 34.71% | 34.73% | 34.74% | 34.75% | 34.75% | 34.74% | 34.73% | 34.72% | 34.7% | 34.68% | 34.66% | 34.63% | 34.61% | 34.59% | 34.55% | 34.52% | 34.49% | 34.45% | 34.42% | 34.39% | 34.35% | 34.32% | 34.29%
Best Commercial Electric HPWH | Baseline uncompeted | Water Heating | 0.016997 | 0.01679 | 0.016416 | 0.016051 | 0.015634 | 0.0153 | 0.014914 | 0.014597 | 0.014324 | 0.014086 | 0.013801 | 0.013542 | 0.013326 | 0.013138 | 0.013002 | 0.012857 | 0.012699 | 0.0125 | 0.012344 | 0.01218 | 0.01204 | 0.01191 | 0.011758 | 0.011622 | 0.011497 | 0.011382 | 0.011254 | 0.011132 | 0.011015 | 0.010902 | 0.010789 | 0.010681 | 0.010579 | 0.010471 | 0.010379 | 0.01028 | Baseline uncompeted_Best Commercial Electric HPWH
Best Commercial Electric HPWH | Efficient uncompeted | Water Heating | 0.016997 | 0.01679 | 0.0053303 | 0.0053667 | 0.0053715 | 0.0053854 | 0.0053676 | 0.0053343 | 0.0052933 | 0.0052685 | 0.0052195 | 0.0051807 | 0.0051451 | 0.0051275 | 0.0051225 | 0.0051135 | 0.005096 | 0.0050568 | 0.0050364 | 0.0050079 | 0.004992 | 0.0049816 | 0.0049604 | 0.0049411 | 0.0049292 | 0.0049168 | 0.0048986 | 0.0048761 | 0.0048575 | 0.0048406 | 0.0048215 | 0.0048024 | 0.0047843 | 0.0047625 | 0.004748 | 0.0047296 | Efficient uncompeted_Best Commercial Electric HPWH | 0 | 0 | 3248816234.7473 | 3131181444.6 | 3007725844.4055 | 2905735534.5928 | 2797875789.6544 | 2714751689.9454 | 2646546920.9783 | 2584007964.7856 | 2515049161.1499 | 2450502420.9181 | 2397622927.8867 | 2347751829.4725 | 2309143571.6219 | 2269386618.2992 | 2228171155.5079 | 2181278148.9098 | 2141651345.3364 | 2102017582.95 | 2065624123.8869 | 2030492471.4699 | 1992207632.5271 | 1958124105.1802 | 1924873969.1623 | 1894914212.5651 | 1862501612.0891 | 1833540898.4586 | 1804519103.3454 | 1776408628.5165 | 1748874223.1333 | 1722936779.765 | 1698212976.0384 | 1673007537.3074 | 1650356780.6586 | 1626804197.371 | 0% | 0% | 67.53% | 66.56% | 65.64% | 64.8% | 64.01% | 63.46% | 63.04% | 62.6% | 62.18% | 61.74% | 61.39% | 60.97% | 60.6% | 60.23% | 59.87% | 59.54% | 59.2% | 58.89% | 58.54% | 58.17% | 57.81% | 57.49% | 57.13% | 56.8% | 56.47% | 56.2% | 55.9% | 55.6% | 55.31% | 55.04% | 54.77% | 54.52% | 54.25% | 53.99%
Best Commercial Electric HPWH (FS) | Baseline uncompeted | Water Heating | 0.081755 | 0.084071 | 0.085088 | 0.086337 | 0.087457 | 0.088342 | 0.088954 | 0.089432 | 0.089739 | 0.089913 | 0.090131 | 0.090599 | 0.091302 | 0.092097 | 0.092922 | 0.093782 | 0.094715 | 0.095574 | 0.096381 | 0.097207 | 0.098053 | 0.098877 | 0.099684 | 0.10054 | 0.10143 | 0.1023 | 0.10319 | 0.10407 | 0.1049 | 0.10572 | 0.10652 | 0.10734 | 0.10815 | 0.10893 | 0.10965 | 0.11037 | Baseline uncompeted_Best Commercial Electric HPWH (FS)
Best Commercial Electric HPWH (FS) | Efficient uncompeted | Water Heating | 0.081755 | 0.084071 | 0.055751 | 0.056167 | 0.056592 | 0.05681 | 0.056563 | 0.056323 | 0.056106 | 0.056089 | 0.055956 | 0.056031 | 0.05632 | 0.056709 | 0.057268 | 0.057787 | 0.058288 | 0.058545 | 0.058962 | 0.05933 | 0.059808 | 0.060326 | 0.060745 | 0.061222 | 0.061739 | 0.06222 | 0.062687 | 0.063124 | 0.063545 | 0.063956 | 0.064357 | 0.064776 | 0.065247 | 0.065657 | 0.066054 | 0.066422 | Efficient uncompeted_Best Commercial Electric HPWH (FS) | 0 | 0 | 8597869712.2034 | 8841952093.6484 | 9045575253.0772 | 9241304477.8831 | 9492964415.8065 | 9703506345.791 | 9856738603.1309 | 9912893559.3966 | 10015913762.7169 | 10130633921.9144 | 10252293859.3861 | 10371200472.6789 | 10449117125.7346 | 10549271404.9454 | 10675882498.5599 | 10852106330.0434 | 10966355256.4653 | 11100918141.0266 | 11208480293.0084 | 11298149765.1599 | 11411926926.3468 | 11524400937.5273 | 11632442514.7359 | 11746400222.4544 | 11871355668.7982 | 12000471834.5947 | 12121457664.0367 | 12239785700.3187 | 12357720001.143 | 12472929000.5747 | 12574439406.8638 | 12682459331.4005 | 12775558106.8433 | 12880830002.7844 | 0% | 0% | 34.48% | 34.94% | 35.29% | 35.69% | 36.41% | 37.02% | 37.48% | 37.62% | 37.92% | 38.15% | 38.31% | 38.42% | 38.37% | 38.38% | 38.46% | 38.74% | 38.82% | 38.97% | 39% | 38.99% | 39.06% | 39.11% | 39.13% | 39.18% | 39.25% | 39.35% | 39.43% | 39.5% | 39.58% | 39.65% | 39.67% | 39.73% | 39.76% | 39.82%
Best Commercial Fenestration | Baseline uncompeted | Heating (Env.), Cooling (Env.) | 0.1788 | 0.18132 | 0.16757 | 0.18181 | 0.16612 | 0.17312 | 0.17236 | 0.17121 | 0.1698 | 0.16857 | 0.16686 | 0.16547 | 0.16461 | 0.16408 | 0.16406 | 0.16392 | 0.16374 | 0.16312 | 0.16291 | 0.16272 | 0.16278 | 0.16291 | 0.16293 | 0.16307 | 0.16336 | 0.16374 | 0.16402 | 0.16445 | 0.16492 | 0.16542 | 0.16594 | 0.16658 | 0.16729 | 0.16791 | 0.16871 | 0.16962 | Baseline uncompeted_Best Commercial Fenestration
Best Commercial Fenestration | Efficient uncompeted | Heating (Env.), Cooling (Env.) | 0.098887 | 0.11211 | 0.10536 | 0.096409 | 0.082911 | 0.099174 | 0.10204 | 0.10489 | 0.10761 | 0.1107 | 0.11324 | 0.11599 | 0.11915 | 0.1226 | 0.12659 | 0.13045 | 0.13426 | 0.13759 | 0.14143 | 0.14522 | 0.1493 | 0.15343 | 0.15743 | 0.16152 | 0.16575 | 0.17007 | 0.17429 | 0.17868 | 0.18307 | 0.1875 | 0.19192 | 0.19645 | 0.20102 | 0.2055 | 0.21014 | 0.21493 | Efficient uncompeted_Best Commercial Fenestration | 23418721593.3823 | 20282792074.6562 | 18231417252.2486 | 25028591018.0509 | 24386868933.9648 | 21672180404.4473 | 20608664935.2081 | 19435269542.6806 | 18227162101.298 | 16961363422.0441 | 15713074916.8618 | 14500985560.1969 | 13322188311.1451 | 12156576169.1199 | 10981593265.3585 | 9807304419.7441 | 8641717911.0373 | 7482126605.426 | 6295062441.108 | 5128139974.5172 | 3952158594.8977 | 2777937122.9344 | 1613048644.0246 | 454391315.7941 | -701647866.0223 | -1855047664.276 | -3009961607.1749 | -4172344818.9384 | -5319707572.0846 | -6470938003.5193 | -7614812449.6967 | -8753984461.9171 | -9885015258.1845 | -11015103981.5667 | -12143681600.2961 | -13277531727.8807 | 44.69% | 38.17% | 37.12% | 46.97% | 50.09% | 42.71% | 40.8% | 38.73% | 36.63% | 34.33% | 32.13% | 29.9% | 27.62% | 25.28% | 22.84% | 20.42% | 18.01% | 15.65% | 13.19% | 10.75% | 8.284% | 5.819% | 3.378% | 0.9508% | -1.466% | -3.866% | -6.262% | -8.657% | -11.01% | -13.35% | -15.66% | -17.93% | -20.16% | -22.38% | -24.56% | -26.71%
Best Commercial Floors | Baseline uncompeted | Heating (Env.), Cooling (Env.) | 0.0038617 | -0.00099897 | -0.0012466 | 0.0073127 | 0.010117 | 0.0059038 | 0.0058678 | 0.0058844 | 0.0059479 | 0.0058981 | 0.0059693 | 0.006037 | 0.0061038 | 0.0061186 | 0.0060518 | 0.0060027 | 0.0059781 | 0.0060355 | 0.0059662 | 0.0059149 | 0.0058268 | 0.0057181 | 0.0056437 | 0.0055733 | 0.0054835 | 0.005359 | 0.0052591 | 0.0051423 | 0.0050065 | 0.0048694 | 0.0047282 | 0.0045645 | 0.004382 | 0.0042259 | 0.004017 | 0.0037952 | Baseline uncompeted_Best Commercial Floors
Best Commercial Floors | Efficient uncompeted | Heating (Env.), Cooling (Env.) | 0.00011124 | -2.8248e-05 | -3.3861e-05 | 0.00019388 | 0.00026089 | 0.00014896 | 0.00014426 | 0.00014124 | 0.00013996 | 0.00013684 | 0.00013739 | 0.00013919 | 0.00014257 | 0.00014635 | 0.00014995 | 0.00015584 | 0.00016417 | 0.00017693 | 0.00018816 | 0.00020182 | 0.0002162 | 0.0002316 | 0.00025002 | 0.00027057 | 0.00029195 | 0.00031279 | 0.00033632 | 0.00036004 | 0.00038317 | 0.0004068 | 0.0004305 | 0.00045199 | 0.00047121 | 0.00049249 | 0.00050646 | 0.00051667 | Efficient uncompeted_Best Commercial Floors | 1099162143.4582 | -284490754.5154 | -355425736.1341 | 2086324797.1259 | 2888459377.4254 | 1686589388.565 | 1677395464.9315 | 1683145777.9518 | 1702130115.5777 | 1688457321.9178 | 1709160754.5453 | 1728471784.7261 | 1747071310.371 | 1750294925.5387 | 1729658113.7436 | 1713540342.4039 | 1703905340.9851 | 1716988870.476 | 1693390818.7139 | 1674340209.1398 | 1644316232.043 | 1607943342.9159 | 1580725225.5818 | 1554072433.3064 | 1521497320.0309 | 1478906033.2317 | 1442739874.9218 | 1401553394.1981 | 1354966068.7591 | 1307850200.2495 | 1259523085.3633 | 1205247905.3278 | 1146151297.599 | 1094152579.6512 | 1028841266.2466 | 960855333.4434 | 97.12% | 97.17% | 97.28% | 97.35% | 97.42% | 97.48% | 97.54% | 97.6% | 97.65% | 97.68% | 97.7% | 97.69% | 97.66% | 97.61% | 97.52% | 97.4% | 97.25% | 97.07% | 96.85% | 96.59% | 96.29% | 95.95% | 95.57% | 95.15% | 94.68% | 94.16% | 93.61% | 93% | 92.35% | 91.65% | 90.9% | 90.1% | 89.25% | 88.35% | 87.39% | 86.39%
Best Commercial Gas Storage WH | Baseline uncompeted | Water Heating | 0.08098 | 0.083238 | 0.084254 | 0.085537 | 0.086692 | 0.087587 | 0.0882 | 0.088678 | 0.088987 | 0.089165 | 0.089391 | 0.089867 | 0.09058 | 0.091383 | 0.092214 | 0.093081 | 0.09402 | 0.094885 | 0.095698 | 0.096531 | 0.097384 | 0.098215 | 0.099028 | 0.099895 | 0.10079 | 0.10166 | 0.10256 | 0.10344 | 0.10428 | 0.1051 | 0.10591 | 0.10673 | 0.10755 | 0.10833 | 0.10905 | 0.10978 | Baseline uncompeted_Best Commercial Gas Storage WH
Best Commercial Gas Storage WH | Efficient uncompeted | Water Heating | 0.08098 | 0.083238 | 0.073678 | 0.074872 | 0.076013 | 0.076972 | 0.077718 | 0.078371 | 0.07889 | 0.079305 | 0.079769 | 0.080458 | 0.081361 | 0.082343 | 0.08335 | 0.084386 | 0.085482 | 0.086504 | 0.087473 | 0.088452 | 0.089441 | 0.090401 | 0.091337 | 0.092314 | 0.093305 | 0.094273 | 0.095254 | 0.096213 | 0.097124 | 0.098009 | 0.098876 | 0.099745 | 0.10061 | 0.10144 | 0.10219 | 0.10296 | Efficient uncompeted_Best Commercial Gas Storage WH | 0 | 0 | 3099549084.4165 | 3125613272.3058 | 3129694185.8151 | 3110949240.078 | 3071957549.1453 | 3020939743.6771 | 2959016220.1752 | 2889613609.3174 | 2820066500.5863 | 2757536680.4683 | 2701946817.2046 | 2649120044.511 | 2597729414.8022 | 2548365209.4622 | 2502369122.9771 | 2456115455.3074 | 2410577090.7909 | 2367808039.5119 | 2327890385.4243 | 2289918625.5361 | 2254056431.2237 | 2221909389.6759 | 2192777880.6417 | 2165681527.1156 | 2141400032.9243 | 2119080882.9757 | 2098075370.221 | 2078844326.2564 | 2061451056.9858 | 2046208372.756 | 2032949338.9971 | 2020744216.3178 | 2009079983.3863 | 1999259954.6757 | 0% | 0% | 12.55% | 12.47% | 12.32% | 12.12% | 11.88% | 11.62% | 11.35% | 11.06% | 10.76% | 10.47% | 10.18% | 9.892% | 9.612% | 9.342% | 9.082% | 8.832% | 8.595% | 8.37% | 8.156% | 7.956% | 7.767% | 7.589% | 7.424% | 7.269% | 7.124% | 6.99% | 6.865% | 6.749% | 6.641% | 6.542% | 6.45% | 6.365% | 6.286% | 6.214%
Best Commercial LED Lighting | Baseline uncompeted | Lighting | 0.26054 | 0.28147 | 0.27594 | 0.2286 | 0.20998 | 0.22719 | 0.22142 | 0.21641 | 0.21214 | 0.20969 | 0.20614 | 0.20332 | 0.20144 | 0.20055 | 0.20105 | 0.19648 | 0.19233 | 0.1877 | 0.1849 | 0.18236 | 0.18079 | 0.17979 | 0.1786 | 0.17774 | 0.17748 | 0.17355 | 0.17007 | 0.16746 | 0.1655 | 0.16389 | 0.16241 | 0.16132 | 0.16081 | 0.16029 | 0.16046 | 0.16097 | Baseline uncompeted_Best Commercial LED Lighting
Best Commercial LED Lighting | Efficient uncompeted | Lighting | 0.17553 | 0.19925 | 0.19642 | 0.1512 | 0.13418 | 0.15559 | 0.15438 | 0.15375 | 0.1536 | 0.15487 | 0.15505 | 0.15561 | 0.1567 | 0.15844 | 0.16121 | 0.162 | 0.16329 | 0.16411 | 0.16655 | 0.16908 | 0.17235 | 0.17596 | 0.17913 | 0.18236 | 0.18593 | 0.18848 | 0.19099 | 0.19394 | 0.19712 | 0.20023 | 0.20301 | 0.20577 | 0.20881 | 0.21148 | 0.21458 | 0.21777 | Efficient uncompeted_Best Commercial LED Lighting | 24912419660.6377 | 24096912022.2836 | 23304298563.9238 | 22683399100.8371 | 22216581350.8137 | 20982352137.5642 | 19647956720.1976 | 18363935704.831 | 17154026975.1699 | 16065804237.7906 | 14972860319.8419 | 13983498488.3767 | 13112581057.5495 | 12340118517.6499 | 11676339193.8704 | 10104196669.6102 | 8513293794.4223 | 6913686137.018 | 5377321519.4732 | 3890372254.5303 | 2471851188.552 | 1122822326.9917 | -154732346.6827 | -1354095159.9576 | -2478610215.8464 | -4376543904.4532 | -6132478874.574 | -7762047871.344 | -9268429924.4244 | -10648829630.8065 | -11896740533.2298 | -13027084431.9125 | -14067743811.6432 | -15001175490.8628 | -15861856366.4884 | -16646744342.78 | 32.63% | 29.21% | 28.82% | 33.86% | 36.1% | 31.51% | 30.28% | 28.95% | 27.59% | 26.14% | 24.78% | 23.47% | 22.21% | 21% | 19.82% | 17.55% | 15.1% | 12.57% | 9.923% | 7.279% | 4.665% | 2.131% | -0.2956% | -2.6% | -4.765% | -8.605% | -12.3% | -15.82% | -19.11% | -22.17% | -24.99% | -27.55% | -29.85% | -31.93% | -33.73% | -35.29%
Best Commercial Oil WH | Baseline uncompeted | Water Heating | 0.00077502 | 0.00083319 | 0.00083428 | 0.00079998 | 0.0007646 | 0.000755 | 0.00075417 | 0.0007539 | 0.00075225 | 0.00074759 | 0.00073991 | 0.00073196 | 0.00072181 | 0.00071467 | 0.00070753 | 0.00070122 | 0.00069546 | 0.00068915 | 0.00068229 | 0.00067598 | 0.0006694 | 0.000662 | 0.00065596 | 0.00064965 | 0.00064389 | 0.00063786 | 0.00063291 | 0.00062742 | 0.00062221 | 0.00061755 | 0.00061288 | 0.00060877 | 0.00060493 | 0.0006008 | 0.00059641 | 0.00059202 | Baseline uncompeted_Best Commercial Oil WH
Best Commercial Oil WH | Efficient uncompeted | Water Heating | 0.00077502 | 0.00083319 | 0.0002882 | 0.0002764 | 0.00026427 | 0.00026108 | 0.00026094 | 0.00026101 | 0.00026062 | 0.00025919 | 0.00025672 | 0.00025416 | 0.00025083 | 0.00024855 | 0.00024625 | 0.00024425 | 0.00024242 | 0.0002404 | 0.00023818 | 0.00023615 | 0.000234 | 0.00023156 | 0.00022959 | 0.00022752 | 0.00022563 | 0.00022364 | 0.00022202 | 0.0002202 | 0.00021848 | 0.00021693 | 0.00021539 | 0.00021403 | 0.00021276 | 0.00021138 | 0.00020991 | 0.00020843 | Efficient uncompeted_Best Commercial Oil WH | 0 | 0 | 160040997.027 | 153445705.6052 | 146631116.146 | 144754207.1247 | 144553538.2496 | 144452763.8361 | 144085080.2521 | 143136672.9179 | 141608601.0591 | 140028594.674 | 138030248.6169 | 136608530.4797 | 135186265.0869 | 133925601.7903 | 132771767.6263 | 131514955.8323 | 130155957.9757 | 128904243.3303 | 127602845.058 | 126147257.2274 | 124955711.6814 | 123714482.308 | 122580286.1472 | 121395908.0144 | 120419260.813 | 119343898.0714 | 118322373.8554 | 117407321.2571 | 116494171.5828 | 115687156.122 | 114933985.6275 | 114126932.0494 | 113272756.0418 | 112420113.9901 | 0% | 0% | 65.46% | 65.45% | 65.44% | 65.42% | 65.4% | 65.38% | 65.36% | 65.33% | 65.3% | 65.28% | 65.25% | 65.22% | 65.2% | 65.17% | 65.14% | 65.12% | 65.09% | 65.07% | 65.04% | 65.02% | 65% | 64.98% | 64.96% | 64.94% | 64.92% | 64.9% | 64.89% | 64.87% | 64.86% | 64.84% | 64.83% | 64.82% | 64.8% | 64.79%
Best Commercial Refrigeration | Baseline uncompeted | Refrigeration | 0.26394 | 0.26755 | 0.26897 | 0.26987 | 0.27133 | 0.27135 | 0.26861 | 0.2662 | 0.26431 | 0.26359 | 0.2622 | 0.26136 | 0.26125 | 0.2617 | 0.2631 | 0.2639 | 0.26462 | 0.2646 | 0.26556 | 0.26633 | 0.2676 | 0.2691 | 0.27023 | 0.27151 | 0.27308 | 0.27455 | 0.2759 | 0.27732 | 0.27885 | 0.28049 | 0.28218 | 0.28399 | 0.28606 | 0.28799 | 0.29006 | 0.292 | Baseline uncompeted_Best Commercial Refrigeration
Best Commercial Refrigeration | Efficient uncompeted | Refrigeration | 0.26394 | 0.26755 | 0.22834 | 0.2293 | 0.23086 | 0.23161 | 0.23073 | 0.23063 | 0.23132 | 0.23327 | 0.23477 | 0.23682 | 0.23956 | 0.2428 | 0.2469 | 0.25054 | 0.25414 | 0.25701 | 0.2608 | 0.26434 | 0.26829 | 0.27238 | 0.27601 | 0.27968 | 0.28353 | 0.28724 | 0.29078 | 0.29433 | 0.29793 | 0.30156 | 0.30517 | 0.30884 | 0.3127 | 0.31633 | 0.32002 | 0.32349 | Efficient uncompeted_Best Commercial Refrigeration | 0 | 0 | 11905416343.702 | 11890380179.3907 | 11861236064.7906 | 11646361433.052 | 11101820184.1181 | 10424958360.1091 | 9667944046.707 | 8885877464.1852 | 8039957182.8678 | 7190989213.0478 | 6355770445.5091 | 5537556216.4493 | 4747125179.1898 | 3916669734.4342 | 3073023462.5223 | 2223437817.1872 | 1394936993.8273 | 584182164.7375 | -202221233.276 | -963292700.7843 | -1693563031.2423 | -2393316429.0376 | -3062329014.606 | -3718553481.467 | -4359847874.4296 | -4984729000.6514 | -5591162997.8526 | -6177106054.8068 | -6740004599.1669 | -7282732854.16 | -7807567045.3065 | -8304347723.3554 | -8778851476.3603 | -9228310543.3072 | 0% | 0% | 15.1% | 15.03% | 14.92% | 14.64% | 14.1% | 13.36% | 12.48% | 11.5% | 10.46% | 9.388% | 8.301% | 7.22% | 6.157% | 5.064% | 3.962% | 2.867% | 1.792% | 0.7484% | -0.2578% | -1.221% | -2.138% | -3.008% | -3.826% | -4.621% | -5.392% | -6.133% | -6.842% | -7.514% | -8.15% | -8.75% | -9.313% | -9.839% | -10.33% | -10.78%
Best Commercial Roofs | Baseline uncompeted | Heating (Env.), Cooling (Env.) | 0.10323 | 0.09713 | 0.089016 | 0.11005 | 0.10572 | 0.10294 | 0.10242 | 0.10176 | 0.10097 | 0.10012 | 0.099163 | 0.098395 | 0.097914 | 0.097534 | 0.097309 | 0.097033 | 0.096775 | 0.096391 | 0.096043 | 0.09573 | 0.095475 | 0.095211 | 0.094934 | 0.094714 | 0.094544 | 0.094374 | 0.094183 | 0.094027 | 0.093856 | 0.093687 | 0.093515 | 0.093369 | 0.093213 | 0.093046 | 0.092866 | 0.092718 | Baseline uncompeted_Best Commercial Roofs
Best Commercial Roofs | Efficient uncompeted | Heating (Env.), Cooling (Env.) | 0.088793 | 0.083701 | 0.076932 | 0.095479 | 0.09217 | 0.090333 | 0.090613 | 0.090853 | 0.091086 | 0.091337 | 0.091577 | 0.092128 | 0.093084 | 0.094244 | 0.095683 | 0.097195 | 0.098819 | 0.10042 | 0.10217 | 0.10402 | 0.10603 | 0.10812 | 0.11025 | 0.11253 | 0.11495 | 0.11742 | 0.11993 | 0.12257 | 0.12522 | 0.12794 | 0.13071 | 0.13355 | 0.13643 | 0.13935 | 0.14227 | 0.14528 | Efficient uncompeted_Best Commercial Roofs | 4230533829.8823 | 3935470084.6414 | 3541421196.3243 | 4269663489.0529 | 3971566191.108 | 3694695715.7059 | 3461343854.2628 | 3195195272.2197 | 2897724318.1681 | 2572880314.6306 | 2223474267.014 | 1836857951.9646 | 1415552006.1441 | 964267134.11 | 476773345.0235 | -47618028.3003 | -598990671.868 | -1181830895.2376 | -1794420493.5168 | -2429141078.9332 | -3092514987.6927 | -3781978393.6263 | -4488284262.0889 | -5221182576.9392 | -5979670074.6919 | -6753386399.9801 | -7546978277.6455 | -8363768250.9414 | -9191401196.6775 | -10037159340.833 | -10900160304.1158 | -11775578138.5217 | -12666116471.6544 | -13569758962.355 | -14478692958.0661 | -15405881647.4613 | 13.98% | 13.83% | 13.57% | 13.24% | 12.82% | 12.25% | 11.53% | 10.71% | 9.792% | 8.769% | 7.651% | 6.37% | 4.933% | 3.373% | 1.672% | -0.1674% | -2.112% | -4.184% | -6.375% | -8.658% | -11.05% | -13.55% | -16.13% | -18.81% | -21.58% | -24.42% | -27.34% | -30.35% | -33.42% | -36.56% | -39.77% | -43.03% | -46.37% | -49.76% | -53.2% | -56.7%
Best Commercial Rooftop AC | Baseline uncompeted | Cooling (Equip.) | 0.2072 | 0.2105 | 0.19039 | 0.1955 | 0.17158 | 0.17923 | 0.17515 | 0.1708 | 0.16641 | 0.16246 | 0.15797 | 0.15388 | 0.15035 | 0.14725 | 0.14476 | 0.14216 | 0.13955 | 0.13654 | 0.13406 | 0.13164 | 0.12952 | 0.12753 | 0.12547 | 0.12354 | 0.12179 | 0.12016 | 0.11847 | 0.11693 | 0.11548 | 0.11409 | 0.11273 | 0.11151 | 0.11036 | 0.10918 | 0.10818 | 0.10728 | Baseline uncompeted_Best Commercial Rooftop AC
Best Commercial Rooftop AC | Efficient uncompeted | Cooling (Equip.) | 0.2072 | 0.2105 | 0.16048 | 0.16483 | 0.14475 | 0.15133 | 0.14803 | 0.14453 | 0.14103 | 0.13792 | 0.13437 | 0.13116 | 0.12845 | 0.1261 | 0.12428 | 0.12236 | 0.12043 | 0.11815 | 0.11631 | 0.11453 | 0.11299 | 0.11156 | 0.11006 | 0.10866 | 0.10741 | 0.10625 | 0.10503 | 0.10393 | 0.1029 | 0.10191 | 0.10094 | 0.10008 | 0.099283 | 0.098438 | 0.097746 | 0.097146 | Efficient uncompeted_Best Commercial Rooftop AC | 0 | 0 | 8767194894.3601 | 8987472979.1784 | 7863298919.648 | 8177482538.8177 | 7946629428.2972 | 7698057271.9244 | 7438791518.4453 | 7192642742.8959 | 6917728805.3861 | 6657201079.2283 | 6419548678.0543 | 6199153672.9256 | 6003617798.2141 | 5803821788.7046 | 5604382912.8059 | 5390727768.7344 | 5200076327.3684 | 5014606378.0848 | 4843158286.3627 | 4679342178.0817 | 4516170988.6743 | 4360778880.2032 | 4214904118.3542 | 4076150143.1388 | 3938836475.7764 | 3809833958.8866 | 3686858359.9012 | 3568861479.1488 | 3455334523.2508 | 3348751499.4941 | 3247636428.7995 | 3148223796.7608 | 3056852410.8441 | 2971321195.1574 | 0% | 0% | 15.71% | 15.69% | 15.64% | 15.57% | 15.48% | 15.38% | 15.25% | 15.11% | 14.94% | 14.76% | 14.57% | 14.36% | 14.15% | 13.93% | 13.7% | 13.47% | 13.24% | 13% | 12.76% | 12.52% | 12.28% | 12.04% | 11.81% | 11.58% | 11.34% | 11.12% | 10.89% | 10.67% | 10.46% | 10.25% | 10.04% | 9.839% | 9.642% | 9.45%
Best Commercial Walls | Baseline uncompeted | Heating (Env.), Cooling (Env.) | 0.14863 | 0.1371 | 0.1256 | 0.16009 | 0.15553 | 0.14934 | 0.1486 | 0.14767 | 0.14661 | 0.14538 | 0.14407 | 0.14302 | 0.14238 | 0.14184 | 0.14148 | 0.14106 | 0.14067 | 0.14015 | 0.1396 | 0.13912 | 0.1387 | 0.13824 | 0.13779 | 0.13742 | 0.1371 | 0.13676 | 0.1364 | 0.13609 | 0.13573 | 0.13538 | 0.13501 | 0.13467 | 0.1343 | 0.13392 | 0.1335 | 0.13311 | Baseline uncompeted_Best Commercial Walls
Best Commercial Walls | Efficient uncompeted | Heating (Env.), Cooling (Env.) | 0.034777 | 0.032915 | 0.030927 | 0.040433 | 0.040281 | 0.039585 | 0.04028 | 0.040899 | 0.041461 | 0.041959 | 0.042429 | 0.042985 | 0.04368 | 0.044428 | 0.045255 | 0.046089 | 0.046961 | 0.047816 | 0.048693 | 0.049617 | 0.050591 | 0.051587 | 0.052614 | 0.053709 | 0.054868 | 0.05606 | 0.057285 | 0.058572 | 0.059885 | 0.061242 | 0.062641 | 0.064093 | 0.065579 | 0.067109 | 0.068657 | 0.070268 | Efficient uncompeted_Best Commercial Walls | 33367050125.4855 | 30533871628.4762 | 27745296917.2402 | 35069163980.2442 | 33775561261.8286 | 32165756985.1193 | 31746552923.7531 | 31292373829.8684 | 30816365976.3941 | 30309103038.7977 | 29789011438.0229 | 29318267975.6702 | 28925590171.2266 | 28549615624.981 | 28201009472.3092 | 27832360650.732 | 27463263710.7242 | 27059334482.5927 | 26643086341.6473 | 26230458066.4285 | 25820788511.3237 | 25396229727.6762 | 24962821069.3463 | 24532670773.9595 | 24099919277.4263 | 23652125635.5868 | 23187779049.3531 | 22717263800.3984 | 22228966136.7168 | 21727051068.5131 | 21209739255.6047 | 20683544802.6495 | 20139214624.0582 | 19580549886.4283 | 19003231563.5444 | 18418269603.7911 | 76.6% | 75.99% | 75.38% | 74.74% | 74.1% | 73.49% | 72.89% | 72.3% | 71.72% | 71.14% | 70.55% | 69.95% | 69.32% | 68.68% | 68.01% | 67.33% | 66.62% | 65.88% | 65.12% | 64.34% | 63.52% | 62.68% | 61.82% | 60.92% | 59.98% | 59.01% | 58% | 56.96% | 55.88% | 54.76% | 53.6% | 52.41% | 51.17% | 49.89% | 48.57% | 47.21%
Best Rooftop Heat Pump | Baseline uncompeted | Heating (Equip.), Cooling (Equip.) | 0.03167 | 0.034016 | 0.033456 | 0.036227 | 0.033404 | 0.034082 | 0.033635 | 0.033196 | 0.032653 | 0.032183 | 0.031606 | 0.031097 | 0.030681 | 0.030338 | 0.030116 | 0.029893 | 0.029658 | 0.029319 | 0.029113 | 0.028892 | 0.028739 | 0.028608 | 0.028431 | 0.028271 | 0.028142 | 0.028044 | 0.027913 | 0.027805 | 0.027716 | 0.027625 | 0.027545 | 0.027473 | 0.027417 | 0.027342 | 0.027296 | 0.027258 | Baseline uncompeted_Best Rooftop Heat Pump
Best Rooftop Heat Pump | Efficient uncompeted | Heating (Equip.), Cooling (Equip.) | 0.03167 | 0.034016 | 0.028126 | 0.030604 | 0.028263 | 0.028764 | 0.028385 | 0.028013 | 0.02756 | 0.027172 | 0.026697 | 0.02628 | 0.025944 | 0.025671 | 0.025501 | 0.025331 | 0.025152 | 0.024887 | 0.024734 | 0.024569 | 0.024462 | 0.024374 | 0.024248 | 0.024135 | 0.024049 | 0.02399 | 0.023902 | 0.023835 | 0.023782 | 0.023728 | 0.023683 | 0.023645 | 0.02362 | 0.023577 | 0.02356 | 0.023549 | Efficient uncompeted_Best Rooftop Heat Pump | 0 | 0 | 1562058295.6581 | 1647789907.5695 | 1506703896.1054 | 1558441436.2755 | 1538808650.998 | 1518948502.0745 | 1492469834.8836 | 1468405523.5628 | 1438665426.7572 | 1411668473.7448 | 1388314456.3134 | 1367868266.9665 | 1352485980.7955 | 1336843718.1097 | 1320436451.0538 | 1299064186.5139 | 1283475834.1689 | 1267078577.0536 | 1253570535.876 | 1240874184.975 | 1226144954.0028 | 1212107926.7025 | 1199391914.8431 | 1188031433.7464 | 1175327705.8056 | 1163694023.2309 | 1152877732.8945 | 1142094555.8977 | 1131798032.7842 | 1122003437.9462 | 1112969978.1806 | 1103240278.3691 | 1094844216.8535 | 1086923843.0313 | 0% | 0% | 15.93% | 15.52% | 15.39% | 15.6% | 15.61% | 15.61% | 15.6% | 15.57% | 15.53% | 15.49% | 15.44% | 15.38% | 15.32% | 15.26% | 15.19% | 15.12% | 15.04% | 14.96% | 14.88% | 14.8% | 14.72% | 14.63% | 14.54% | 14.45% | 14.37% | 14.28% | 14.19% | 14.11% | 14.02% | 13.94% | 13.85% | 13.77% | 13.69% | 13.61%
Best Rooftop Heat Pump (FS) | Baseline uncompeted | Heating (Equip.), Cooling (Equip.) | 0.35196 | 0.3394 | 0.30994 | 0.36245 | 0.34079 | 0.33936 | 0.33699 | 0.33402 | 0.33051 | 0.32689 | 0.3229 | 0.31958 | 0.31726 | 0.31536 | 0.31406 | 0.31268 | 0.31136 | 0.30958 | 0.30804 | 0.30664 | 0.3055 | 0.30436 | 0.30319 | 0.30222 | 0.30143 | 0.30065 | 0.29982 | 0.29914 | 0.29844 | 0.29775 | 0.29706 | 0.29649 | 0.29592 | 0.2953 | 0.29469 | 0.29423 | Baseline uncompeted_Best Rooftop Heat Pump (FS)
Best Rooftop Heat Pump (FS) | Efficient uncompeted | Heating (Equip.), Cooling (Equip.) | 0.35196 | 0.3394 | 0.22434 | 0.25669 | 0.23839 | 0.23836 | 0.23481 | 0.23103 | 0.22721 | 0.22402 | 0.22023 | 0.21705 | 0.21473 | 0.21285 | 0.21177 | 0.2105 | 0.20917 | 0.20712 | 0.2057 | 0.20428 | 0.20327 | 0.20239 | 0.20132 | 0.20044 | 0.19976 | 0.19908 | 0.19831 | 0.19763 | 0.19699 | 0.19637 | 0.19576 | 0.19527 | 0.19488 | 0.19439 | 0.19399 | 0.19365 | Efficient uncompeted_Best Rooftop Heat Pump (FS) | 0 | 0 | 25087960103.5885 | 30995473413.7721 | 30007948031.3493 | 29602037263.3009 | 29947860244.8464 | 30183400198.6771 | 30274025907.6264 | 30148737295.7225 | 30089420953.836 | 30049116380.9382 | 30049898139.245 | 30042543822.7931 | 29979217286.611 | 29944156365.2867 | 29949105857.1758 | 30028276029.128 | 29991407945.948 | 29998283425.7691 | 29960271484.832 | 29884866688.4656 | 29855507202.5187 | 29828492424.4946 | 29796253546.9563 | 29767240991.0478 | 29750275479.313 | 29748677781.7685 | 29732502130.0444 | 29711975692.7113 | 29689398094.874 | 29665717890.3831 | 29612492597.529 | 29575350965.1496 | 29512285830.2612 | 29477525779.7487 | 0% | 0% | 27.62% | 29.18% | 30.05% | 29.76% | 30.32% | 30.83% | 31.25% | 31.47% | 31.8% | 32.08% | 32.32% | 32.51% | 32.57% | 32.68% | 32.82% | 33.1% | 33.22% | 33.38% | 33.46% | 33.5% | 33.6% | 33.68% | 33.73% | 33.78% | 33.86% | 33.93% | 33.99% | 34.05% | 34.1% | 34.14% | 34.14% | 34.17% | 34.17% | 34.18%
Com. Air Sealing (Exist), 90.1 c. 2016 | Baseline uncompeted | Heating (Env.), Cooling (Env.) | 0.10265 | 0.089451 | 0.079379 | 0.10395 | 0.099791 | 0.09112 | 0.088271 | 0.085445 | 0.082686 | 0.079873 | 0.077148 | 0.0746 | 0.072296 | 0.070056 | 0.067904 | 0.065756 | 0.06367 | 0.061598 | 0.059509 | 0.057497 | 0.05554 | 0.05361 | 0.051733 | 0.04992 | 0.04815 | 0.04639 | 0.044659 | 0.042964 | 0.041281 | 0.039625 | 0.037991 | 0.036385 | 0.034792 | 0.033231 | 0.031674 | 0.030153 | Baseline uncompeted_Com. Air Sealing (Exist), 90.1 c. 2016
Com. Air Sealing (Exist), 90.1 c. 2016 | Efficient uncompeted | Heating (Env.), Cooling (Env.) | 0.027374 | 0.023853 | 0.021168 | 0.027719 | 0.026611 | 0.024299 | 0.023539 | 0.022785 | 0.02205 | 0.021299 | 0.020573 | 0.019893 | 0.019279 | 0.018682 | 0.018108 | 0.017535 | 0.016979 | 0.016426 | 0.015869 | 0.015333 | 0.014811 | 0.014296 | 0.013795 | 0.013312 | 0.01284 | 0.012371 | 0.011909 | 0.011457 | 0.011008 | 0.010567 | 0.010131 | 0.0097026 | 0.0092778 | 0.0088616 | 0.0084464 | 0.0080409 | Efficient uncompeted_Com. Air Sealing (Exist), 90.1 c. 2016 | 22062266924.0935 | 19224609257.7496 | 17060018770.0912 | 22339956732.3964 | 21446964831.5334 | 19583319290.5145 | 18971159225.4104 | 18363818297.6895 | 17770867421.2498 | 17166206643.6152 | 16580523717.0257 | 16032967216.4854 | 15537816823.473 | 15056433805.2395 | 14593781641.3364 | 14132236949.1312 | 13683972489.1849 | 13238604838.9896 | 12789497650.7356 | 12357270995.1105 | 11936603333.6661 | 11521801092.1226 | 11118342105.5658 | 10728702449.9415 | 10348283493.4321 | 9970086381.8527 | 9598118810.8399 | 9233787612.539 | 8872034743.9365 | 8516172092.037 | 8164993154.4971 | 7819775069.7228 | 7477429686.9632 | 7141996106.3533 | 6807306408.6992 | 6480527329.4488 | 73.33% | 73.33% | 73.33% | 73.33% | 73.33% | 73.33% | 73.33% | 73.33% | 73.33% | 73.33% | 73.33% | 73.33% | 73.33% | 73.33% | 73.33% | 73.33% | 73.33% | 73.33% | 73.33% | 73.33% | 73.33% | 73.33% | 73.33% | 73.33% | 73.33% | 73.33% | 73.33% | 73.33% | 73.33% | 73.33% | 73.33% | 73.33% | 73.33% | 73.33% | 73.33% | 73.33%
Com. Air Sealing (New), 90.1 c. 2016 | Baseline uncompeted | Heating (Env.), Cooling (Env.) | 0.0024213 | 0.0044767 | 0.0062121 | 0.011309 | 0.014128 | 0.015777 | 0.018126 | 0.020338 | 0.022431 | 0.024386 | 0.026268 | 0.028145 | 0.030065 | 0.031963 | 0.033847 | 0.035676 | 0.037484 | 0.039233 | 0.040901 | 0.042542 | 0.044135 | 0.045668 | 0.047165 | 0.048653 | 0.050127 | 0.051559 | 0.05296 | 0.054342 | 0.055674 | 0.056977 | 0.05825 | 0.0595 | 0.060704 | 0.06189 | 0.063001 | 0.064094 | Baseline uncompeted_Com. Air Sealing (New), 90.1 c. 2016
Com. Air Sealing (New), 90.1 c. 2016 | Efficient uncompeted | Heating (Env.), Cooling (Env.) | 0.0024213 | 0.0044767 | 0.0062187 | 0.011339 | 0.014206 | 0.015929 | 0.018402 | 0.020776 | 0.023098 | 0.025388 | 0.027677 | 0.03004 | 0.032493 | 0.035016 | 0.037628 | 0.040295 | 0.043068 | 0.04592 | 0.04884 | 0.05191 | 0.055132 | 0.058514 | 0.062126 | 0.066049 | 0.070334 | 0.074646 | 0.078993 | 0.08378 | 0.088571 | 0.093389 | 0.098226 | 0.10309 | 0.10793 | 0.11279 | 0.11755 | 0.12233 | Efficient uncompeted_Com. Air Sealing (New), 90.1 c. 2016 | 0 | 0 | -1916418.8301 | -8793830.913 | -22596601.1943 | -44345321.5937 | -80773707.4202 | -128552007.0814 | -195297948.6106 | -293827955.2229 | -412826138.3135 | -555415751.0872 | -711676106.5874 | -894776513.4971 | -1108061354.1152 | -1353681127.3944 | -1636657273.371 | -1959849316.9405 | -2326646363.0772 | -2745618746.2444 | -3222675686.9499 | -3764968827.537 | -4384791917.4058 | -5098151242.6476 | -5922085046.4877 | -6766182764.7488 | -7629459327.2304 | -8627456188.5667 | -9641191459.3512 | -10671397822.4623 | -11715869900.2062 | -12774229126.5604 | -13839572561.9471 | -14916102295.275 | -15987998571.8938 | -17066898754.171 | 0% | 0% | -0.1053% | -0.2653% | -0.5457% | -0.9591% | -1.521% | -2.157% | -2.971% | -4.111% | -5.362% | -6.733% | -8.077% | -9.552% | -11.17% | -12.95% | -14.9% | -17.05% | -19.41% | -22.02% | -24.91% | -28.13% | -31.72% | -35.75% | -40.31% | -44.78% | -49.16% | -54.17% | -59.09% | -63.91% | -68.63% | -73.26% | -77.79% | -82.24% | -86.59% | -90.86%
Commercial Chillers, 90.1 c. 2016 | Baseline uncompeted | Cooling (Equip.) | 0.11367 | 0.121 | 0.11507 | 0.12479 | 0.11578 | 0.1267 | 0.12944 | 0.13167 | 0.13362 | 0.13564 | 0.13704 | 0.13861 | 0.14057 | 0.14281 | 0.14553 | 0.14805 | 0.15047 | 0.15232 | 0.15462 | 0.15687 | 0.15934 | 0.16185 | 0.16418 | 0.16658 | 0.16915 | 0.17181 | 0.17432 | 0.17698 | 0.1797 | 0.18243 | 0.18518 | 0.18807 | 0.19107 | 0.19393 | 0.19704 | 0.20028 | Baseline uncompeted_Commercial Chillers, 90.1 c. 2016
Commercial Chillers, 90.1 c. 2016 | Efficient uncompeted | Cooling (Equip.) | 0.11367 | 0.121 | 0.098326 | 0.1071 | 0.099805 | 0.10965 | 0.11246 | 0.11484 | 0.11697 | 0.11917 | 0.12083 | 0.12264 | 0.12479 | 0.1272 | 0.13004 | 0.13271 | 0.1353 | 0.13738 | 0.13987 | 0.14231 | 0.14495 | 0.14763 | 0.15014 | 0.15272 | 0.15545 | 0.1583 | 0.16101 | 0.16388 | 0.16681 | 0.16976 | 0.17272 | 0.17583 | 0.17903 | 0.18211 | 0.18542 | 0.18886 | Efficient uncompeted_Commercial Chillers, 90.1 c. 2016 | 0 | 0 | 4905842675.814 | 5183608355.3578 | 4681381389.4767 | 4996067079.1443 | 4975990728.8881 | 4932946280.5719 | 4878120628.7474 | 4826146245.0725 | 4750106169.6965 | 4681557805.2989 | 4624514422.6374 | 4575125667.075 | 4540650202.124 | 4496014950.1967 | 4446310535.3363 | 4378788256.6074 | 4323794997.9306 | 4267184213.8113 | 4216546369.8584 | 4167151677.4384 | 4113389325.1782 | 4061541143.7709 | 4013520319.2778 | 3961263666.6907 | 3899959309.5187 | 3839806587.9955 | 3777985280.4958 | 3714795814.141 | 3650332546.4433 | 3587826144.2895 | 3526842099.5721 | 3463149543.074 | 3404064555.6355 | 3348094265.0109 | 0% | 0% | 14.55% | 14.17% | 13.8% | 13.45% | 13.12% | 12.78% | 12.46% | 12.14% | 11.83% | 11.52% | 11.23% | 10.93% | 10.65% | 10.36% | 10.08% | 9.809% | 9.542% | 9.282% | 9.029% | 8.785% | 8.549% | 8.32% | 8.096% | 7.867% | 7.634% | 7.403% | 7.174% | 6.948% | 6.726% | 6.509% | 6.298% | 6.093% | 5.895% | 5.704%
Commercial Elec. WH, 90.1 c. 2016 (FS) | Baseline uncompeted | Water Heating | 0.081755 | 0.084071 | 0.085088 | 0.086337 | 0.087457 | 0.088342 | 0.088954 | 0.089432 | 0.089739 | 0.089913 | 0.090131 | 0.090599 | 0.091302 | 0.092097 | 0.092922 | 0.093782 | 0.094715 | 0.095574 | 0.096381 | 0.097207 | 0.098053 | 0.098877 | 0.099684 | 0.10054 | 0.10143 | 0.1023 | 0.10319 | 0.10407 | 0.1049 | 0.10572 | 0.10652 | 0.10734 | 0.10815 | 0.10893 | 0.10965 | 0.11037 | Baseline uncompeted_Commercial Elec. WH, 90.1 c. 2016 (FS)
Commercial Elec. WH, 90.1 c. 2016 (FS) | Efficient uncompeted | Water Heating | 0.081755 | 0.21905 | 0.21983 | 0.22168 | 0.22356 | 0.22459 | 0.22377 | 0.22297 | 0.22223 | 0.22228 | 0.22185 | 0.22224 | 0.22346 | 0.22508 | 0.22736 | 0.22948 | 0.23152 | 0.23259 | 0.23429 | 0.23579 | 0.23773 | 0.23981 | 0.24151 | 0.24343 | 0.24551 | 0.24744 | 0.24931 | 0.25107 | 0.25276 | 0.25441 | 0.25601 | 0.25769 | 0.25957 | 0.26122 | 0.2628 | 0.26427 | Efficient uncompeted_Commercial Elec. WH, 90.1 c. 2016 (FS) | 0 | -39557226472.9234 | -39487909323.1161 | -39665596738.7136 | -39886547151.3497 | -39931164383.924 | -39511860506.5703 | -39134654802.2758 | -38830559867.2252 | -38791913136.7672 | -38602620957.8411 | -38580001916.904 | -38732326627.0097 | -38973396776.1964 | -39400445096.6365 | -39768986679.4706 | -40094251146.0534 | -40155996769.2175 | -40417184075.2479 | -40614150704.3459 | -40933998749.1896 | -41304397406.0428 | -41564561219.276 | -41875092698.4197 | -42225007900.5669 | -42536311901.0596 | -42823702932.567 | -43080693621.1722 | -43331431036.0246 | -43575985603.8183 | -43811063308.3281 | -44064849661.6977 | -44377265095.3388 | -44629966582.8141 | -44885746224.8673 | -45103305821.5791 | 0% | -160.5% | -158.4% | -156.8% | -155.6% | -154.2% | -151.6% | -149.3% | -147.6% | -147.2% | -146.1% | -145.3% | -144.8% | -144.4% | -144.7% | -144.7% | -144.4% | -143.4% | -143.1% | -142.6% | -142.4% | -142.5% | -142.3% | -142.1% | -142% | -141.9% | -141.6% | -141.2% | -140.9% | -140.6% | -140.3% | -140.1% | -140% | -139.8% | -139.7% | -139.4%
Commercial Electric WH, 90.1 c. 2016 | Baseline uncompeted | Water Heating | 0.016997 | 0.01679 | 0.016416 | 0.016051 | 0.015634 | 0.0153 | 0.014914 | 0.014597 | 0.014324 | 0.014086 | 0.013801 | 0.013542 | 0.013326 | 0.013138 | 0.013002 | 0.012857 | 0.012699 | 0.0125 | 0.012344 | 0.01218 | 0.01204 | 0.01191 | 0.011758 | 0.011622 | 0.011497 | 0.011382 | 0.011254 | 0.011132 | 0.011015 | 0.010902 | 0.010789 | 0.010681 | 0.010579 | 0.010471 | 0.010379 | 0.01028 | Baseline uncompeted_Commercial Electric WH, 90.1 c. 2016
Commercial Electric WH, 90.1 c. 2016 | Efficient uncompeted | Water Heating | 0.016997 | 0.02097 | 0.021116 | 0.021253 | 0.021266 | 0.021318 | 0.021247 | 0.021117 | 0.020959 | 0.020864 | 0.020673 | 0.020524 | 0.020387 | 0.020321 | 0.020306 | 0.020274 | 0.020208 | 0.020056 | 0.019979 | 0.019869 | 0.019809 | 0.019771 | 0.01969 | 0.019616 | 0.019571 | 0.019525 | 0.019455 | 0.019368 | 0.019296 | 0.019231 | 0.019157 | 0.019083 | 0.019013 | 0.018928 | 0.018872 | 0.0188 | Efficient uncompeted_Commercial Electric WH, 90.1 c. 2016 | 0 | -1225273136.146 | -1377648736.1124 | -1524522716.4947 | -1650547993.3682 | -1763704562.0344 | -1855888300.9816 | -1910805424.0896 | -1944529798.2513 | -1986497672.4248 | -2014046636.192 | -2046092700.076 | -2069348845.1842 | -2105159970.4972 | -2140587449.2453 | -2173615171.4676 | -2200747536.5731 | -2214628523.2925 | -2237568827.5947 | -2253318982.2754 | -2276808926.3989 | -2303792876.2454 | -2324550728.9703 | -2342668730.6186 | -2366324630.7717 | -2386230431.6886 | -2403549403.4242 | -2413629472.1272 | -2427109021.7051 | -2441036851.2429 | -2452564595.8922 | -2462368867.801 | -2471788299.7643 | -2478517847.5099 | -2488928402.0506 | -2496856750.2128 | 0% | -24.9% | -28.64% | -32.41% | -36.02% | -39.33% | -42.46% | -44.66% | -46.32% | -48.12% | -49.79% | -51.55% | -52.99% | -54.67% | -56.18% | -57.69% | -59.13% | -60.45% | -61.85% | -63.12% | -64.52% | -66% | -67.46% | -68.78% | -70.23% | -71.53% | -72.88% | -73.98% | -75.19% | -76.4% | -77.57% | -78.66% | -79.73% | -80.77% | -81.82% | -82.87%
Commercial Fenestration, 90.1 c. 2016 | Baseline uncompeted | Heating (Env.), Cooling (Env.) | 0.1788 | 0.18132 | 0.16757 | 0.18181 | 0.16612 | 0.17312 | 0.17236 | 0.17121 | 0.1698 | 0.16857 | 0.16686 | 0.16547 | 0.16461 | 0.16408 | 0.16406 | 0.16392 | 0.16374 | 0.16312 | 0.16291 | 0.16272 | 0.16278 | 0.16291 | 0.16293 | 0.16307 | 0.16336 | 0.16374 | 0.16402 | 0.16445 | 0.16492 | 0.16542 | 0.16594 | 0.16658 | 0.16729 | 0.16791 | 0.16871 | 0.16962 | Baseline uncompeted_Commercial Fenestration, 90.1 c. 2016
Commercial Fenestration, 90.1 c. 2016 | Efficient uncompeted | Heating (Env.), Cooling (Env.) | 0.1788 | 0.18132 | 0.16757 | 0.10692 | 0.091531 | 0.10557 | 0.10668 | 0.10778 | 0.1088 | 0.11025 | 0.11122 | 0.11245 | 0.11414 | 0.11616 | 0.11876 | 0.12129 | 0.12378 | 0.12585 | 0.12847 | 0.13108 | 0.134 | 0.13701 | 0.13992 | 0.14294 | 0.14614 | 0.14945 | 0.15269 | 0.15612 | 0.15959 | 0.16312 | 0.16666 | 0.17034 | 0.17409 | 0.17777 | 0.18166 | 0.1857 | Efficient uncompeted_Commercial Fenestration, 90.1 c. 2016 | 0 | 0 | 0 | 21946705298.4805 | 21860754761.2196 | 19796588307.4873 | 19248456931.627 | 18588041616.0229 | 17877241372.0751 | 17092317539.0825 | 16305982528.5817 | 15537794757.6044 | 14791372174.6212 | 14042653232.0115 | 13274538588.5076 | 12494030794.7067 | 11711559367.5188 | 10922355584.3172 | 10093158215.8172 | 9273138394.4549 | 8436206406.0034 | 7589342047.1035 | 6743014235.1028 | 5896779099.4629 | 5045989765.8039 | 4187776836.9506 | 3319926031.5352 | 2439694447.0516 | 1562529062.5083 | 675700663.8475 | -211822551.2093 | -1101743442.0271 | -1993091732.6099 | -2887670149.1233 | -3795148650.1251 | -4711464979.8693 | 0% | 0% | 0% | 41.19% | 44.9% | 39.02% | 38.11% | 37.05% | 35.92% | 34.6% | 33.35% | 32.04% | 30.66% | 29.2% | 27.61% | 26.01% | 24.41% | 22.85% | 21.14% | 19.45% | 17.68% | 15.9% | 14.12% | 12.34% | 10.54% | 8.727% | 6.906% | 5.062% | 3.233% | 1.394% | -0.4356% | -2.257% | -4.065% | -5.868% | -7.676% | -9.478%
Commercial Floors, 90.1 c. 2016 | Baseline uncompeted | Heating (Env.), Cooling (Env.) | 0.0038617 | -0.00099897 | -0.0012466 | 0.0073127 | 0.010117 | 0.0059038 | 0.0058678 | 0.0058844 | 0.0059479 | 0.0058981 | 0.0059693 | 0.006037 | 0.0061038 | 0.0061186 | 0.0060518 | 0.0060027 | 0.0059781 | 0.0060355 | 0.0059662 | 0.0059149 | 0.0058268 | 0.0057181 | 0.0056437 | 0.0055733 | 0.0054835 | 0.005359 | 0.0052591 | 0.0051423 | 0.0050065 | 0.0048694 | 0.0047282 | 0.0045645 | 0.004382 | 0.0042259 | 0.004017 | 0.0037952 | Baseline uncompeted_Commercial Floors, 90.1 c. 2016
Commercial Floors, 90.1 c. 2016 | Efficient uncompeted | Heating (Env.), Cooling (Env.) | 0.0038617 | -0.00099897 | -0.0012466 | 0.0073127 | 0.010117 | 0.0059038 | 0.0058678 | 0.0058844 | 0.0059479 | 0.0058981 | 0.0059693 | 0.006037 | 0.0061038 | 0.0061186 | 0.0060518 | 0.0060027 | 0.0059781 | 0.0060355 | 0.0059662 | 0.0059149 | 0.0058268 | 0.0057181 | 0.0056437 | 0.0055733 | 0.0054835 | 0.005359 | 0.0052591 | 0.0051423 | 0.0050065 | 0.0048694 | 0.0047282 | 0.0045645 | 0.004382 | 0.0042259 | 0.004017 | 0.0037952 | Efficient uncompeted_Commercial Floors, 90.1 c. 2016 | 0 | 0 | 0 | 0 | 0 | 0 | 0 | 0 | 0 | 0 | 0 | 0 | 0 | 0 | 0 | 0 | 0 | 0 | 0 | 0 | 0 | 0 | 0 | 0 | 0 | 0 | 0 | 0 | 0 | 0 | 0 | 0 | 0 | 0 | 0 | 0 | 0% | 0% | 0% | 0% | 0% | 0% | 0% | 0% | 0% | 0% | 0% | 0% | 0% | 0% | 0% | 0% | 0% | 0% | 0% | 0% | 0% | 0% | 0% | 0% | 0% | 0% | 0% | 0% | 0% | 0% | 0% | 0% | 0% | 0% | 0% | 0%
Commercial Oil WH, 90.1 c. 2016 | Baseline uncompeted | Water Heating | 0.00077502 | 0.00083319 | 0.00083428 | 0.00079998 | 0.0007646 | 0.000755 | 0.00075417 | 0.0007539 | 0.00075225 | 0.00074759 | 0.00073991 | 0.00073196 | 0.00072181 | 0.00071467 | 0.00070753 | 0.00070122 | 0.00069546 | 0.00068915 | 0.00068229 | 0.00067598 | 0.0006694 | 0.000662 | 0.00065596 | 0.00064965 | 0.00064389 | 0.00063786 | 0.00063291 | 0.00062742 | 0.00062221 | 0.00061755 | 0.00061288 | 0.00060877 | 0.00060493 | 0.0006008 | 0.00059641 | 0.00059202 | Baseline uncompeted_Commercial Oil WH, 90.1 c. 2016
Commercial Oil WH, 90.1 c. 2016 | Efficient uncompeted | Water Heating | 0.00077502 | 0.00029433 | 0.00029478 | 0.00028277 | 0.0002704 | 0.00026717 | 0.00026707 | 0.00026717 | 0.0002668 | 0.00026537 | 0.00026287 | 0.00026027 | 0.00025688 | 0.00025456 | 0.00025223 | 0.00025019 | 0.00024834 | 0.00024628 | 0.00024402 | 0.00024194 | 0.00023976 | 0.00023726 | 0.00023525 | 0.00023314 | 0.00023121 | 0.00022917 | 0.00022752 | 0.00022566 | 0.00022389 | 0.00022232 | 0.00022074 | 0.00021934 | 0.00021805 | 0.00021664 | 0.00021513 | 0.00021362 | Efficient uncompeted_Commercial Oil WH, 90.1 c. 2016 | 0 | 157923171.9 | 158112772.0599 | 151581074.0464 | 144834864.7845 | 142967566.5737 | 142756769.6811 | 142645445.3769 | 142271285.9144 | 141324432.1237 | 139806028.0626 | 138237205.3858 | 136256242.1263 | 134845082.7702 | 133434070.6599 | 132183156.1786 | 131038207.9777 | 129792133.1452 | 128445693.2763 | 127205579.12 | 125916852.7112 | 124476366.5029 | 123296791.3504 | 122068523.3824 | 120946173.8053 | 119774579.1291 | 118808163.8695 | 117744630.6984 | 116734417.7984 | 115829455.0196 | 114926554.7862 | 114128528.681 | 113383783.3763 | 112585992.3139 | 111741885.329 | 110899418.9627 | 0% | 64.67% | 64.67% | 64.65% | 64.63% | 64.61% | 64.59% | 64.56% | 64.53% | 64.5% | 64.47% | 64.44% | 64.41% | 64.38% | 64.35% | 64.32% | 64.29% | 64.26% | 64.24% | 64.21% | 64.18% | 64.16% | 64.14% | 64.11% | 64.09% | 64.07% | 64.05% | 64.03% | 64.02% | 64% | 63.98% | 63.97% | 63.96% | 63.94% | 63.93% | 63.92%
Commercial Roofs, 90.1 c. 2016 | Baseline uncompeted | Heating (Env.), Cooling (Env.) | 0.10323 | 0.09713 | 0.089016 | 0.11005 | 0.10572 | 0.10294 | 0.10242 | 0.10176 | 0.10097 | 0.10012 | 0.099163 | 0.098395 | 0.097914 | 0.097534 | 0.097309 | 0.097033 | 0.096775 | 0.096391 | 0.096043 | 0.09573 | 0.095475 | 0.095211 | 0.094934 | 0.094714 | 0.094544 | 0.094374 | 0.094183 | 0.094027 | 0.093856 | 0.093687 | 0.093515 | 0.093369 | 0.093213 | 0.093046 | 0.092866 | 0.092718 | Baseline uncompeted_Commercial Roofs, 90.1 c. 2016
Commercial Roofs, 90.1 c. 2016 | Efficient uncompeted | Heating (Env.), Cooling (Env.) | 0.10323 | 0.09713 | 0.089016 | 0.10378 | 0.099802 | 0.097447 | 0.09739 | 0.0973 | 0.097213 | 0.097154 | 0.097095 | 0.097373 | 0.098084 | 0.099015 | 0.10024 | 0.10155 | 0.10298 | 0.1044 | 0.10596 | 0.10765 | 0.1095 | 0.11144 | 0.11343 | 0.11557 | 0.11786 | 0.12021 | 0.12261 | 0.12513 | 0.12768 | 0.13029 | 0.13297 | 0.13572 | 0.13852 | 0.14135 | 0.14419 | 0.14713 | Efficient uncompeted_Commercial Roofs, 90.1 c. 2016 | 0 | 0 | 0 | 1837707239.3708 | 1734867860.7436 | 1609629073.3589 | 1474979052.2261 | 1305609209.0752 | 1102175307.9921 | 867962614.1202 | 606153119.912 | 299742059.0834 | -49686828.6107 | -434020537.1302 | -859890782.9031 | -1324842438.8412 | -1819797986.6712 | -2347338668.0323 | -2907711683.1121 | -3493075255.5931 | -4110062299.562 | -4755229313.5624 | -5419202872.2949 | -6112310981.4647 | -6833327103.1297 | -7571322430.3337 | -8330686703.8631 | -9115145019.4424 | -9911842821.8015 | -10728128287.7239 | -11563031401.6303 | -12411844205.8878 | -13276975879.0993 | -14156344545.8295 | -15042069171.9282 | -15947348275.2492 | 0% | 0% | 0% | 5.698% | 5.599% | 5.335% | 4.914% | 4.378% | 3.725% | 2.958% | 2.086% | 1.039% | -0.1732% | -1.518% | -3.015% | -4.659% | -6.416% | -8.309% | -10.33% | -12.45% | -14.69% | -17.04% | -19.48% | -22.02% | -24.66% | -27.37% | -30.18% | -33.08% | -36.03% | -39.07% | -42.19% | -45.36% | -48.6% | -51.91% | -55.27% | -58.69%
Commercial Walls, 90.1 c. 2016 | Baseline uncompeted | Heating (Env.), Cooling (Env.) | 0.14863 | 0.1371 | 0.1256 | 0.16009 | 0.15553 | 0.14934 | 0.1486 | 0.14767 | 0.14661 | 0.14538 | 0.14407 | 0.14302 | 0.14238 | 0.14184 | 0.14148 | 0.14106 | 0.14067 | 0.14015 | 0.1396 | 0.13912 | 0.1387 | 0.13824 | 0.13779 | 0.13742 | 0.1371 | 0.13676 | 0.1364 | 0.13609 | 0.13573 | 0.13538 | 0.13501 | 0.13467 | 0.1343 | 0.13392 | 0.1335 | 0.13311 | Baseline uncompeted_Commercial Walls, 90.1 c. 2016
Commercial Walls, 90.1 c. 2016 | Efficient uncompeted | Heating (Env.), Cooling (Env.) | 0.14863 | 0.1371 | 0.1256 | 0.050029 | 0.049992 | 0.049253 | 0.050227 | 0.051095 | 0.051881 | 0.052576 | 0.053229 | 0.053982 | 0.054903 | 0.055884 | 0.056958 | 0.058033 | 0.059152 | 0.060242 | 0.061354 | 0.062519 | 0.063742 | 0.064986 | 0.066264 | 0.067624 | 0.069059 | 0.07053 | 0.07204 | 0.073623 | 0.075234 | 0.076896 | 0.078608 | 0.080382 | 0.082195 | 0.084061 | 0.085945 | 0.087905 | Efficient uncompeted_Commercial Walls, 90.1 c. 2016 | 0 | 0 | 0 | 32256982534.7906 | 30929320729.0053 | 29332241810.4618 | 28831202486.5862 | 28304141865.4615 | 27762570628.4243 | 27197372944.7238 | 26623787970.5418 | 26095311507.4638 | 25636459890.3936 | 25192175753.7359 | 24771280628.8829 | 24331701835.0907 | 23890507713.3749 | 23417655724.7142 | 22932533334.8104 | 22449214534.5117 | 21966709100.8159 | 21469288265.3874 | 20962215486.9589 | 20454608179.4621 | 19941024858.2896 | 19411182775.7597 | 18863566289.7223 | 18306388765.4013 | 17730692366.8226 | 17139251027.1161 | 16530365336.6144 | 15909738581.9798 | 15269472920.6716 | 14612596936.9671 | 13936734168.9635 | 13249457204.5673 | 0% | 0% | 0% | 68.75% | 67.86% | 67.02% | 66.2% | 65.4% | 64.61% | 63.83% | 63.05% | 62.26% | 61.44% | 60.6% | 59.74% | 58.86% | 57.95% | 57.02% | 56.05% | 55.06% | 54.04% | 52.99% | 51.91% | 50.79% | 49.63% | 48.43% | 47.19% | 45.9% | 44.57% | 43.2% | 41.78% | 40.31% | 38.8% | 37.23% | 35.62% | 33.96%
ENERGY STAR Commercial Gas WH v. 1.0 | Baseline uncompeted | Water Heating | 0.08098 | 0.083238 | 0.084254 | 0.085537 | 0.086692 | 0.087587 | 0.0882 | 0.088678 | 0.088987 | 0.089165 | 0.089391 | 0.089867 | 0.09058 | 0.091383 | 0.092214 | 0.093081 | 0.09402 | 0.094885 | 0.095698 | 0.096531 | 0.097384 | 0.098215 | 0.099028 | 0.099895 | 0.10079 | 0.10166 | 0.10256 | 0.10344 | 0.10428 | 0.1051 | 0.10591 | 0.10673 | 0.10755 | 0.10833 | 0.10905 | 0.10978 | Baseline uncompeted_ENERGY STAR Commercial Gas WH v. 1.0
ENERGY STAR Commercial Gas WH v. 1.0 | Efficient uncompeted | Water Heating | 0.072961 | 0.075087 | 0.07617 | 0.077557 | 0.078878 | 0.080001 | 0.08089 | 0.081674 | 0.082308 | 0.082825 | 0.083385 | 0.084173 | 0.085179 | 0.086263 | 0.087367 | 0.088498 | 0.089688 | 0.090798 | 0.091848 | 0.092906 | 0.093971 | 0.095005 | 0.09601 | 0.097057 | 0.098117 | 0.099151 | 0.1002 | 0.10122 | 0.10219 | 0.10313 | 0.10405 | 0.10498 | 0.1059 | 0.10677 | 0.10758 | 0.10839 | Efficient uncompeted_ENERGY STAR Commercial Gas WH v. 1.0 | 2350243194.8231 | 2388856826.8145 | 2369193055.39 | 2338728982.2923 | 2289926360.4451 | 2223403750.2204 | 2142159774.0093 | 2052942846.1177 | 1957242157.6099 | 1857982754.5647 | 1760324358.8872 | 1668762287.7791 | 1583007332.2135 | 1500461361.2401 | 1420392768.9525 | 1343188913.1971 | 1269596849.3356 | 1197810090.1198 | 1128451722.8665 | 1062554576.5838 | 1000126461.4846 | 940752892.0737 | 884473671.7518 | 831868847.1262 | 782560631.5473 | 736095874.2387 | 692666787.1003 | 651899719.1547 | 613524874.1715 | 577620735.6764 | 544117847.9012 | 512995560.0794 | 484115562.8573 | 457139029.2706 | 431906165.7492 | 408601304.2364 | 9.903% | 9.793% | 9.595% | 9.329% | 9.013% | 8.662% | 8.287% | 7.899% | 7.505% | 7.11% | 6.719% | 6.336% | 5.963% | 5.603% | 5.256% | 4.924% | 4.608% | 4.307% | 4.024% | 3.756% | 3.504% | 3.268% | 3.048% | 2.841% | 2.649% | 2.471% | 2.304% | 2.15% | 2.007% | 1.875% | 1.753% | 1.64% | 1.536% | 1.44% | 1.351% | 1.27%
ENERGY STAR Commercial LED Lighting | Baseline uncompeted | Lighting | 0.025237 | 0.023334 | 0.019497 | 0.013228 | 0.010288 | 0.0097864 | 0.0082413 | 0.0069827 | 0.0059383 | 0.0051132 | 0.0043782 | 0.0037641 | 0.0032551 | 0.0028269 | 0.0024773 | 0.0021048 | 0.0017973 | 0.0015307 | 0.0013132 | 0.0011295 | 0.00098094 | 0.00085464 | 0.00074167 | 0.00064467 | 0.0005669 | 0.00048472 | 0.00041418 | 0.00035642 | 0.00030874 | 0.00026835 | 0.00023084 | 0.00020096 | 0.00017837 | 0.00015573 | 0.00013602 | 0.00012196 | Baseline uncompeted_ENERGY STAR Commercial LED Lighting
ENERGY STAR Commercial LED Lighting | Efficient uncompeted | Lighting | 0.015655 | 0.015218 | 0.01262 | 0.007367 | 0.0052646 | 0.0055213 | 0.0046216 | 0.0038967 | 0.0032962 | 0.0028362 | 0.0024203 | 0.0020756 | 0.0017926 | 0.0015555 | 0.0013665 | 0.0011609 | 0.00099175 | 0.00084457 | 0.00072487 | 0.00062367 | 0.00054494 | 0.00047752 | 0.00041534 | 0.00036125 | 0.0003203 | 0.00027558 | 0.00023619 | 0.00020433 | 0.00017826 | 0.00015616 | 0.00013464 | 0.00011802 | 0.00010654 | 9.319e-05 | 8.2057e-05 | 7.4904e-05 | Efficient uncompeted_ENERGY STAR Commercial LED Lighting | 2808183433.6674 | 2378446340.8682 | 2015566889.6895 | 1717783725.2915 | 1472172870.0758 | 1249976883.4319 | 1060831518.9286 | 904409874.2897 | 774308476.1086 | 667332204.75 | 573789160.9784 | 494861548.1784 | 428633444.9729 | 372613677.4586 | 325543730.6296 | 276612716.4212 | 236073318.5368 | 201087901.1535 | 172421498.5248 | 148237706.5326 | 127780645.5998 | 110524693.1382 | 95638443.9672 | 83063157.3318 | 72272653.07 | 61292534.0423 | 52164923.6471 | 44571699.8942 | 38240075.4779 | 32882494.2957 | 28194614.8371 | 24310002.617 | 21049745.3046 | 18329208.2198 | 15815343.2005 | 13790640.0401 | 37.97% | 34.78% | 35.27% | 44.31% | 48.83% | 43.58% | 43.92% | 44.19% | 44.49% | 44.53% | 44.72% | 44.86% | 44.93% | 44.97% | 44.84% | 44.84% | 44.82% | 44.82% | 44.8% | 44.78% | 44.45% | 44.13% | 44% | 43.96% | 43.5% | 43.15% | 42.98% | 42.67% | 42.26% | 41.81% | 41.68% | 41.28% | 40.27% | 40.16% | 39.67% | 38.58%
ENERGY STAR Electric HPWH (Com.) | Baseline uncompeted | Water Heating | 0.016997 | 0.01679 | 0.016416 | 0.016051 | 0.015634 | 0.0153 | 0.014914 | 0.014597 | 0.014324 | 0.014086 | 0.013801 | 0.013542 | 0.013326 | 0.013138 | 0.013002 | 0.012857 | 0.012699 | 0.0125 | 0.012344 | 0.01218 | 0.01204 | 0.01191 | 0.011758 | 0.011622 | 0.011497 | 0.011382 | 0.011254 | 0.011132 | 0.011015 | 0.010902 | 0.010789 | 0.010681 | 0.010579 | 0.010471 | 0.010379 | 0.01028 | Baseline uncompeted_ENERGY STAR Electric HPWH (Com.)
ENERGY STAR Electric HPWH (Com.) | Efficient uncompeted | Water Heating | 0.016997 | 0.01679 | 0.0069294 | 0.0069767 | 0.006983 | 0.007001 | 0.0069778 | 0.0069346 | 0.0068813 | 0.0068491 | 0.0067854 | 0.0067349 | 0.0066886 | 0.0066658 | 0.0066592 | 0.0066475 | 0.0066248 | 0.0065738 | 0.0065474 | 0.0065102 | 0.0064896 | 0.006476 | 0.0064486 | 0.0064234 | 0.0064079 | 0.0063918 | 0.0063682 | 0.006339 | 0.0063148 | 0.0062927 | 0.006268 | 0.0062431 | 0.0062195 | 0.0061913 | 0.0061724 | 0.0061485 | Efficient uncompeted_ENERGY STAR Electric HPWH (Com.) | 0 | 0 | 2780166776.0768 | 2659334967.4186 | 2535452432.76 | 2432243092.0014 | 2325952850.2328 | 2245751270.1945 | 2181149008.9808 | 2120792050.542 | 2056140052.091 | 1995008724.4723 | 1945260285.7468 | 1896932390.78 | 1858767165.7988 | 1819804927.0529 | 1780124960.5196 | 1736678736.9393 | 1698841663.159 | 1661719360.2166 | 1626718754.6714 | 1592506844.0602 | 1556079802.4587 | 1523696124.969 | 1491493775.6954 | 1462625083.3456 | 1431809690.8281 | 1404825511.2422 | 1377437443.3597 | 1350820037.474 | 1324957963.3185 | 1300703005.3296 | 1277573876.9075 | 1254279352.9106 | 1232907423.9034 | 1210972234.345 | 0% | 0% | 57.79% | 56.53% | 55.34% | 54.24% | 53.21% | 52.49% | 51.96% | 51.38% | 50.83% | 50.27% | 49.81% | 49.26% | 48.78% | 48.3% | 47.83% | 47.41% | 46.96% | 46.55% | 46.1% | 45.62% | 45.16% | 44.73% | 44.26% | 43.85% | 43.41% | 43.06% | 42.67% | 42.28% | 41.9% | 41.55% | 41.21% | 40.87% | 40.53% | 40.19%
ENERGY STAR HPWH (Com.) (FS) | Baseline uncompeted | Water Heating | 0.081755 | 0.084071 | 0.085088 | 0.086337 | 0.087457 | 0.088342 | 0.088954 | 0.089432 | 0.089739 | 0.089913 | 0.090131 | 0.090599 | 0.091302 | 0.092097 | 0.092922 | 0.093782 | 0.094715 | 0.095574 | 0.096381 | 0.097207 | 0.098053 | 0.098877 | 0.099684 | 0.10054 | 0.10143 | 0.1023 | 0.10319 | 0.10407 | 0.1049 | 0.10572 | 0.10652 | 0.10734 | 0.10815 | 0.10893 | 0.10965 | 0.11037 | Baseline uncompeted_ENERGY STAR HPWH (Com.) (FS)
ENERGY STAR HPWH (Com.) (FS) | Efficient uncompeted | Water Heating | 0.081755 | 0.084071 | 0.072476 | 0.073017 | 0.073569 | 0.073853 | 0.073531 | 0.073219 | 0.072938 | 0.072915 | 0.072742 | 0.072841 | 0.073215 | 0.073722 | 0.074448 | 0.075122 | 0.075774 | 0.076109 | 0.07665 | 0.077128 | 0.077751 | 0.078423 | 0.078969 | 0.079589 | 0.080261 | 0.080886 | 0.081493 | 0.082061 | 0.082608 | 0.083143 | 0.083664 | 0.084209 | 0.084821 | 0.085354 | 0.085871 | 0.086348 | Efficient uncompeted_ENERGY STAR HPWH (Com.) (FS) | 0 | 0 | 3696168659.2396 | 3903705717.0918 | 4069953462.2287 | 4246512664.8215 | 4519902157.1442 | 4751544875.6485 | 4923801974.9478 | 4981511174.1146 | 5096229679.7886 | 5204277429.2983 | 5300601150.5601 | 5385250299.8956 | 5414063019.8854 | 5468604047.1921 | 5551142894.2175 | 5704738180.868 | 5782351425.4247 | 5884589533.704 | 5950050082.715 | 5994231912.1964 | 6071121626.1903 | 6141685611.3198 | 6204226693.6718 | 6275918644.1198 | 6359854964.3981 | 6450546330.6192 | 6534511555.6669 | 6616668987.5126 | 6699390377.388 | 6777743364.5485 | 6837842463.4664 | 6909783798.8897 | 6967972787.4209 | 7040936542.0359 | 0% | 0% | 14.82% | 15.43% | 15.88% | 16.4% | 17.34% | 18.13% | 18.72% | 18.9% | 19.29% | 19.6% | 19.81% | 19.95% | 19.88% | 19.9% | 20% | 20.37% | 20.47% | 20.66% | 20.71% | 20.69% | 20.78% | 20.84% | 20.87% | 20.93% | 21.03% | 21.15% | 21.25% | 21.36% | 21.46% | 21.55% | 21.57% | 21.64% | 21.68% | 21.77%
ENERGY STAR Rooftop HP v. 2.2 | Baseline uncompeted | Heating (Equip.), Cooling (Equip.) | 0.03167 | 0.034016 | 0.033456 | 0.036227 | 0.033404 | 0.034082 | 0.033635 | 0.033196 | 0.032653 | 0.032183 | 0.031606 | 0.031097 | 0.030681 | 0.030338 | 0.030116 | 0.029893 | 0.029658 | 0.029319 | 0.029113 | 0.028892 | 0.028739 | 0.028608 | 0.028431 | 0.028271 | 0.028142 | 0.028044 | 0.027913 | 0.027805 | 0.027716 | 0.027625 | 0.027545 | 0.027473 | 0.027417 | 0.027342 | 0.027296 | 0.027258 | Baseline uncompeted_ENERGY STAR Rooftop HP v. 2.2
ENERGY STAR Rooftop HP v. 2.2 | Efficient uncompeted | Heating (Equip.), Cooling (Equip.) | 0.029914 | 0.031999 | 0.03145 | 0.03427 | 0.031667 | 0.032221 | 0.031803 | 0.031393 | 0.030893 | 0.030465 | 0.029937 | 0.029476 | 0.029104 | 0.028802 | 0.028617 | 0.02843 | 0.028233 | 0.027939 | 0.027771 | 0.027588 | 0.027472 | 0.027376 | 0.027236 | 0.027112 | 0.027018 | 0.026954 | 0.026858 | 0.026784 | 0.026727 | 0.026668 | 0.026619 | 0.026578 | 0.026551 | 0.026505 | 0.026487 | 0.026476 | Efficient uncompeted_ENERGY STAR Rooftop HP v. 2.2 | 514545912.2874 | 590955824.9883 | 587898306.1848 | 573389830.9406 | 508992012.5818 | 545470090.1994 | 537097176.8672 | 528293840.7512 | 515764176.6442 | 503520372.7046 | 488873585.2824 | 475071877.9334 | 462179864.9358 | 450069874.4182 | 439421013.9045 | 428662832.991 | 417529517.2057 | 404627748.661 | 393529668.0494 | 382139054.9237 | 371584547.4267 | 361210386.2268 | 350266464.1274 | 339545280.412 | 329218838.2493 | 319319839.4841 | 309162787.2464 | 299375989.6402 | 289900953.9621 | 280518029.5885 | 271355587.8247 | 262466585.4924 | 253888051.384 | 245256196.1141 | 237071762.7972 | 229155465.6458 | 5.544% | 5.928% | 5.996% | 5.401% | 5.199% | 5.461% | 5.449% | 5.43% | 5.39% | 5.339% | 5.278% | 5.213% | 5.14% | 5.062% | 4.979% | 4.893% | 4.804% | 4.709% | 4.612% | 4.513% | 4.412% | 4.308% | 4.204% | 4.098% | 3.992% | 3.885% | 3.779% | 3.674% | 3.569% | 3.465% | 3.361% | 3.26% | 3.16% | 3.061% | 2.964% | 2.869%
ENERGY STAR Rooftop HP v. 2.2 (FS) | Baseline uncompeted | Heating (Equip.), Cooling (Equip.) | 0.35196 | 0.3394 | 0.30994 | 0.36245 | 0.34079 | 0.33936 | 0.33699 | 0.33402 | 0.33051 | 0.32689 | 0.3229 | 0.31958 | 0.31726 | 0.31536 | 0.31406 | 0.31268 | 0.31136 | 0.30958 | 0.30804 | 0.30664 | 0.3055 | 0.30436 | 0.30319 | 0.30222 | 0.30143 | 0.30065 | 0.29982 | 0.29914 | 0.29844 | 0.29775 | 0.29706 | 0.29649 | 0.29592 | 0.2953 | 0.29469 | 0.29423 | Baseline uncompeted_ENERGY STAR Rooftop HP v. 2.2 (FS)
ENERGY STAR Rooftop HP v. 2.2 (FS) | Efficient uncompeted | Heating (Equip.), Cooling (Equip.) | 0.28505 | 0.27691 | 0.25157 | 0.28796 | 0.2675 | 0.26748 | 0.26354 | 0.25934 | 0.25508 | 0.25154 | 0.24732 | 0.24378 | 0.2412 | 0.23912 | 0.23793 | 0.23653 | 0.23505 | 0.23276 | 0.23119 | 0.22961 | 0.22849 | 0.22752 | 0.22633 | 0.22536 | 0.2246 | 0.22385 | 0.223 | 0.22224 | 0.22153 | 0.22084 | 0.22016 | 0.21962 | 0.21919 | 0.21864 | 0.2182 | 0.21783 | Efficient uncompeted_ENERGY STAR Rooftop HP v. 2.2 (FS) | 19611170658.397 | 18313006043.0324 | 17106663418.3071 | 21832552118.6848 | 21478681477.8187 | 21066734382.6731 | 21527184877.2697 | 21886581597.9643 | 22103538601.3572 | 22082678744.4537 | 22150247232.9359 | 22215584781.2713 | 22291818412.7024 | 22344549531.2984 | 22313152599.1615 | 22317117464.8471 | 22364142506.6296 | 22511840500.7354 | 22520778724.8365 | 22574204444.303 | 22568283700.6134 | 22520395613.8187 | 22525610312.2798 | 22526735232.6498 | 22515605180.8023 | 22507906223.5938 | 22515734465.8412 | 22535911202.1447 | 22540396592.682 | 22539828021.785 | 22537151437.0681 | 22529005694.1543 | 22487751858.8214 | 22466670113.3833 | 22416180233.4891 | 22392005472.6921 | 19.01% | 18.41% | 18.83% | 20.55% | 21.51% | 21.18% | 21.8% | 22.36% | 22.82% | 23.05% | 23.41% | 23.72% | 23.97% | 24.18% | 24.24% | 24.35% | 24.51% | 24.81% | 24.95% | 25.12% | 25.21% | 25.25% | 25.35% | 25.43% | 25.49% | 25.54% | 25.62% | 25.71% | 25.77% | 25.83% | 25.89% | 25.93% | 25.93% | 25.96% | 25.96% | 25.97%
ENERGY STAR RTU v. 2.2 | Baseline uncompeted | Cooling (Equip.) | 0.2072 | 0.2105 | 0.19039 | 0.1955 | 0.17158 | 0.17923 | 0.17515 | 0.1708 | 0.16641 | 0.16246 | 0.15797 | 0.15388 | 0.15035 | 0.14725 | 0.14476 | 0.14216 | 0.13955 | 0.13654 | 0.13406 | 0.13164 | 0.12952 | 0.12753 | 0.12547 | 0.12354 | 0.12179 | 0.12016 | 0.11847 | 0.11693 | 0.11548 | 0.11409 | 0.11273 | 0.11151 | 0.11036 | 0.10918 | 0.10818 | 0.10728 | Baseline uncompeted_ENERGY STAR RTU v. 2.2
ENERGY STAR RTU v. 2.2 | Efficient uncompeted | Cooling (Equip.) | 0.2072 | 0.2105 | 0.19039 | 0.17401 | 0.15277 | 0.15967 | 0.15615 | 0.15242 | 0.14869 | 0.14538 | 0.14161 | 0.1382 | 0.13532 | 0.13282 | 0.13088 | 0.12884 | 0.12679 | 0.12437 | 0.12242 | 0.12053 | 0.1189 | 0.11738 | 0.11579 | 0.11431 | 0.11298 | 0.11175 | 0.11046 | 0.1093 | 0.10821 | 0.10716 | 0.10614 | 0.10522 | 0.10438 | 0.10348 | 0.10275 | 0.10212 | Efficient uncompeted_ENERGY STAR RTU v. 2.2 | 0 | 0 | 0 | 6296221111.7159 | 5512996863.465 | 5733165538.2826 | 5567456949.8456 | 5386135976.6576 | 5193060898.1642 | 5005713286.0712 | 4795710178.2166 | 4593756208.8824 | 4406134858.7324 | 4229267154.2004 | 4068528842.0635 | 3904364965.616 | 3740259128.5439 | 3566887382.4137 | 3409205124.6601 | 3255501847.1879 | 3111608783.8349 | 2973405433.5567 | 2836551310.8402 | 2705648566.0972 | 2581766820.8755 | 2463395748.3374 | 2347122790.4189 | 2237100311.4289 | 2131920122.3182 | 2030948007.8318 | 1933880365.2849 | 1842064106.5864 | 1754601488.828 | 1669431458.224 | 1589891277.8379 | 1514699540.8303 | 0% | 0% | 0% | 10.99% | 10.96% | 10.91% | 10.85% | 10.76% | 10.65% | 10.51% | 10.36% | 10.19% | 10% | 9.8% | 9.59% | 9.371% | 9.145% | 8.913% | 8.677% | 8.438% | 8.198% | 7.956% | 7.714% | 7.473% | 7.233% | 6.995% | 6.76% | 6.528% | 6.299% | 6.074% | 5.853% | 5.637% | 5.425% | 5.217% | 5.015% | 4.817%
Prospective AFDD + Submetering 2030 | Baseline uncompeted | Heating (Equip.), Cooling (Equip.), Ventilation | 0.90584 | 0.9034 | 0.84995 | 0.92262 | 0.87167 | 0.88463 | 0.879 | 0.8724 | 0.86535 | 0.85941 | 0.85103 | 0.83967 | 0.83118 | 0.82452 | 0.8205 | 0.81579 | 0.81108 | 0.80455 | 0.80013 | 0.79593 | 0.79305 | 0.79062 | 0.78776 | 0.78551 | 0.78421 | 0.78297 | 0.78139 | 0.7805 | 0.77991 | 0.77958 | 0.77943 | 0.77981 | 0.78058 | 0.78111 | 0.78232 | 0.78401 | Baseline uncompeted_Prospective AFDD + Submetering 2030
Prospective AFDD + Submetering 2030 | Efficient uncompeted | Heating (Equip.), Cooling (Equip.), Ventilation | 0.90584 | 0.9034 | 0.84995 | 0.92262 | 0.87167 | 0.88463 | 0.879 | 0.8724 | 0.86535 | 0.85941 | 0.85103 | 0.83967 | 0.83118 | 0.82452 | 0.8205 | 0.57105 | 0.56775 | 0.56319 | 0.56009 | 0.55715 | 0.55513 | 0.55343 | 0.55144 | 0.54986 | 0.54895 | 0.54808 | 0.54697 | 0.54635 | 0.54593 | 0.54571 | 0.5456 | 0.54587 | 0.54641 | 0.54678 | 0.54762 | 0.54881 | Efficient uncompeted_Prospective AFDD + Submetering 2030 | 0 | 0 | 0 | 0 | 0 | 0 | 0 | 0 | 0 | 0 | 0 | 0 | 0 | 0 | 0 | 71724930643.914 | 71311060122.3753 | 70737211107.9897 | 70348805474.5712 | 69978984580.1391 | 69725767676.5437 | 69512079655.1728 | 69261312107.0238 | 69063349911.2191 | 68948883685.8131 | 68839958112.8673 | 68700954549.6359 | 68622673742.0684 | 68570444187.5535 | 68541995843.3105 | 68528505681.403 | 68561867022.8821 | 68630059619.5338 | 68676369947.5202 | 68782226836.9848 | 68931352735.5103 | 0% | 0% | 0% | 0% | 0% | 0% | 0% | 0% | 0% | 0% | 0% | 0% | 0% | 0% | 0% | 30% | 30% | 30% | 30% | 30% | 30% | 30% | 30% | 30% | 30% | 30% | 30% | 30% | 30% | 30% | 30% | 30% | 30% | 30% | 30% | 30%
Prospective Com. Comfort Ctl. 2030 | Baseline uncompeted | Heating (Equip.), Cooling (Equip.), Ventilation, Lighting | 0.75024 | 0.7473 | 0.7094 | 0.75366 | 0.71826 | 0.72488 | 0.71809 | 0.71125 | 0.70474 | 0.69966 | 0.69254 | 0.68342 | 0.67668 | 0.67155 | 0.66873 | 0.66281 | 0.65716 | 0.65024 | 0.64544 | 0.64097 | 0.63783 | 0.63527 | 0.63242 | 0.63015 | 0.62879 | 0.62543 | 0.62209 | 0.61965 | 0.6177 | 0.61624 | 0.61507 | 0.61438 | 0.6142 | 0.61389 | 0.61426 | 0.61511 | Baseline uncompeted_Prospective Com. Comfort Ctl. 2030
Prospective Com. Comfort Ctl. 2030 | Efficient uncompeted | Heating (Equip.), Cooling (Equip.), Ventilation, Lighting | 0.75024 | 0.7473 | 0.7094 | 0.75366 | 0.71826 | 0.72488 | 0.71809 | 0.71125 | 0.70474 | 0.69966 | 0.69254 | 0.68342 | 0.67668 | 0.67155 | 0.66873 | 0.37585 | 0.37294 | 0.36927 | 0.36675 | 0.3644 | 0.36277 | 0.36144 | 0.35995 | 0.35876 | 0.35809 | 0.35661 | 0.3551 | 0.35404 | 0.35323 | 0.35266 | 0.35223 | 0.35206 | 0.35216 | 0.35218 | 0.35258 | 0.35324 | Efficient uncompeted_Prospective Com. Comfort Ctl. 2030 | 0 | 0 | 0 | 0 | 0 | 0 | 0 | 0 | 0 | 0 | 0 | 0 | 0 | 0 | 0 | 84100054263.9132 | 83296521411.9237 | 82343209110.1615 | 81674447645.6188 | 81055515568.2649 | 80613031770.7561 | 80250334990.5434 | 79854426334.0199 | 79534354717.2111 | 79336498114.8004 | 78783670173.7105 | 78248834303.1304 | 77841106208.3578 | 77508512295.7794 | 77247794059.3694 | 77032199038.7737 | 76876768263.1319 | 76794260696.0636 | 76698058894.5079 | 76690907597.3112 | 76747143242.1983 | 0% | 0% | 0% | 0% | 0% | 0% | 0% | 0% | 0% | 0% | 0% | 0% | 0% | 0% | 0% | 43.29% | 43.25% | 43.21% | 43.18% | 43.15% | 43.12% | 43.1% | 43.08% | 43.07% | 43.05% | 42.98% | 42.92% | 42.86% | 42.81% | 42.77% | 42.73% | 42.7% | 42.66% | 42.63% | 42.6% | 42.57%
Prospective Com. Occupancy Ctl. 2030 | Baseline uncompeted | Heating (Equip.), Cooling (Equip.), Ventilation, Lighting | 0.75024 | 0.7473 | 0.7094 | 0.75366 | 0.71826 | 0.72488 | 0.71809 | 0.71125 | 0.70474 | 0.69966 | 0.69254 | 0.68342 | 0.67668 | 0.67155 | 0.66873 | 0.66281 | 0.65716 | 0.65024 | 0.64544 | 0.64097 | 0.63783 | 0.63527 | 0.63242 | 0.63015 | 0.62879 | 0.62543 | 0.62209 | 0.61965 | 0.6177 | 0.61624 | 0.61507 | 0.61438 | 0.6142 | 0.61389 | 0.61426 | 0.61511 | Baseline uncompeted_Prospective Com. Occupancy Ctl. 2030
Prospective Com. Occupancy Ctl. 2030 | Efficient uncompeted | Heating (Equip.), Cooling (Equip.), Ventilation, Lighting | 0.75024 | 0.7473 | 0.7094 | 0.75366 | 0.71826 | 0.72488 | 0.71809 | 0.71125 | 0.70474 | 0.69966 | 0.69254 | 0.68342 | 0.67668 | 0.67155 | 0.66873 | 0.45305 | 0.44933 | 0.44473 | 0.44155 | 0.43859 | 0.43652 | 0.43483 | 0.43294 | 0.43144 | 0.43056 | 0.42848 | 0.42639 | 0.42488 | 0.4237 | 0.42283 | 0.42214 | 0.42178 | 0.42176 | 0.42165 | 0.42199 | 0.42267 | Efficient uncompeted_Prospective Com. Occupancy Ctl. 2030 | 0 | 0 | 0 | 0 | 0 | 0 | 0 | 0 | 0 | 0 | 0 | 0 | 0 | 0 | 0 | 61475107131.6774 | 60907738603.257 | 60228300456.5753 | 59753159795.5266 | 59312872416.6981 | 58999588073.7639 | 58743046484.8719 | 58461663436.0603 | 58234941316.3701 | 58096360389.7538 | 57721453865.1567 | 57356218856.432 | 57080652357.497 | 56857382338.5516 | 56684112632.0473 | 56542096666.1089 | 56444007177.3374 | 56397461615.2484 | 56340274309.172 | 56347618780.9528 | 56400775903.9703 | 0% | 0% | 0% | 0% | 0% | 0% | 0% | 0% | 0% | 0% | 0% | 0% | 0% | 0% | 0% | 31.65% | 31.62% | 31.6% | 31.59% | 31.57% | 31.56% | 31.55% | 31.54% | 31.53% | 31.53% | 31.49% | 31.46% | 31.43% | 31.41% | 31.39% | 31.37% | 31.35% | 31.33% | 31.32% | 31.3% | 31.29%
Prospective Commercial Adv Refrigerator | Baseline uncompeted | Refrigeration | 0.31528 | 0.31966 | 0.32139 | 0.32241 | 0.3241 | 0.32401 | 0.32057 | 0.31755 | 0.31518 | 0.31422 | 0.31249 | 0.3114 | 0.31119 | 0.31166 | 0.31327 | 0.31415 | 0.31493 | 0.31483 | 0.31592 | 0.3168 | 0.31826 | 0.32001 | 0.32132 | 0.32282 | 0.32466 | 0.32637 | 0.32794 | 0.32959 | 0.33138 | 0.3333 | 0.33528 | 0.33741 | 0.33985 | 0.34213 | 0.34456 | 0.34684 | Baseline uncompeted_Prospective Commercial Adv Refrigerator
Prospective Commercial Adv Refrigerator | Efficient uncompeted | Refrigeration | 0.31528 | 0.31966 | 0.32139 | 0.32241 | 0.3241 | 0.23329 | 0.23145 | 0.23037 | 0.2301 | 0.23109 | 0.23166 | 0.23266 | 0.23417 | 0.23605 | 0.23869 | 0.24074 | 0.24268 | 0.24389 | 0.24594 | 0.24771 | 0.24984 | 0.25211 | 0.25396 | 0.25588 | 0.25801 | 0.25997 | 0.26179 | 0.26362 | 0.26552 | 0.26749 | 0.26947 | 0.27155 | 0.27384 | 0.27598 | 0.27821 | 0.2803 | Efficient uncompeted_Prospective Commercial Adv Refrigerator | 0 | 0 | 0 | 0 | 0 | 26588089525.8315 | 26119657807.0523 | 25549433183.5288 | 24933973944.5938 | 24362452833.2535 | 23687959043.9305 | 23075747223.3848 | 22572395404.6297 | 22157790431.9831 | 21857397135.0994 | 21514202024.4865 | 21175335335.1824 | 20791646717.9204 | 20510533423.437 | 20248202801.9114 | 20052245959.0227 | 19898956545.6204 | 19742366918.5349 | 19618184494.4636 | 19534300568.058 | 19458293706.6143 | 19388126007.5111 | 19335482343.6618 | 19302227901.8851 | 19287415554.1557 | 19286731776.5209 | 19303076283.0803 | 19345668847.9154 | 19387014899.5051 | 19444670012.2602 | 19500373514.5924 | 0% | 0% | 0% | 0% | 0% | 28% | 27.8% | 27.45% | 26.99% | 26.46% | 25.87% | 25.29% | 24.75% | 24.26% | 23.81% | 23.37% | 22.94% | 22.53% | 22.15% | 21.81% | 21.5% | 21.22% | 20.96% | 20.74% | 20.53% | 20.34% | 20.17% | 20.02% | 19.87% | 19.75% | 19.63% | 19.52% | 19.42% | 19.34% | 19.26% | 19.18%
Prospective Commercial AVCT HVAC | Baseline uncompeted | Heating (Equip.), Cooling (Equip.) | 0.035571 | 0.03773 | 0.036749 | 0.039653 | 0.036493 | 0.037103 | 0.03652 | 0.035937 | 0.035268 | 0.034696 | 0.03399 | 0.033375 | 0.032855 | 0.03242 | 0.032116 | 0.031808 | 0.031487 | 0.031065 | 0.030782 | 0.030491 | 0.030269 | 0.030074 | 0.029838 | 0.029616 | 0.029436 | 0.02928 | 0.029101 | 0.028949 | 0.028815 | 0.028682 | 0.028555 | 0.028443 | 0.028351 | 0.028239 | 0.028158 | 0.028089 | Baseline uncompeted_Prospective Commercial AVCT HVAC
Prospective Commercial AVCT HVAC | Efficient uncompeted | Heating (Equip.), Cooling (Equip.) | 0.035571 | 0.03773 | 0.036749 | 0.039653 | 0.036493 | 0.02027 | 0.019946 | 0.019623 | 0.019256 | 0.018946 | 0.018564 | 0.018233 | 0.017954 | 0.017723 | 0.017565 | 0.017406 | 0.017239 | 0.017018 | 0.016874 | 0.016725 | 0.016616 | 0.016521 | 0.016404 | 0.016295 | 0.016209 | 0.016136 | 0.016051 | 0.015981 | 0.01592 | 0.01586 | 0.015803 | 0.015754 | 0.015716 | 0.015667 | 0.015635 | 0.015609 | Efficient uncompeted_Prospective Commercial AVCT HVAC | 0 | 0 | 0 | 0 | 0 | 4933505722.7628 | 4857374443.9946 | 4781397591.5448 | 4692485573.1303 | 4615713806.6085 | 4520924711.0988 | 4437765569.7013 | 4366999836.5931 | 4307104514.0457 | 4264413239.3865 | 4221009089.3752 | 4175757020.7153 | 4116731109.3839 | 4076093969.356 | 4034198660.4239 | 4001339603.9432 | 3972050682.1971 | 3937231694.3591 | 3904168744.8246 | 3876429156.1328 | 3851936154.3426 | 3824562581.3582 | 3800610703.2163 | 3779052922.2032 | 3757695468.573 | 3737214521.4192 | 3718729125.0484 | 3703025049.4144 | 3684537369.3412 | 3670243357.4673 | 3657609449.1876 | 0% | 0% | 0% | 0% | 0% | 45.37% | 45.38% | 45.4% | 45.4% | 45.39% | 45.38% | 45.37% | 45.35% | 45.33% | 45.31% | 45.28% | 45.25% | 45.22% | 45.18% | 45.15% | 45.11% | 45.07% | 45.02% | 44.98% | 44.94% | 44.89% | 44.84% | 44.8% | 44.75% | 44.7% | 44.66% | 44.61% | 44.57% | 44.52% | 44.48% | 44.43%
Prospective Commercial AVCT HVAC (FS) | Baseline uncompeted | Heating (Equip.), Cooling (Equip.) | 0.43599 | 0.42986 | 0.39601 | 0.45279 | 0.42349 | 0.42976 | 0.42853 | 0.42641 | 0.42352 | 0.42059 | 0.41692 | 0.4141 | 0.41255 | 0.41162 | 0.41161 | 0.41141 | 0.41125 | 0.41028 | 0.40984 | 0.40953 | 0.40962 | 0.40975 | 0.40975 | 0.41 | 0.41054 | 0.41116 | 0.41164 | 0.41237 | 0.41313 | 0.4139 | 0.41468 | 0.41569 | 0.41675 | 0.41769 | 0.41879 | 0.42013 | Baseline uncompeted_Prospective Commercial AVCT HVAC (FS)
Prospective Commercial AVCT HVAC (FS) | Efficient uncompeted | Heating (Equip.), Cooling (Equip.) | 0.43599 | 0.42986 | 0.39601 | 0.45279 | 0.42349 | 0.21863 | 0.21773 | 0.21647 | 0.21501 | 0.21403 | 0.21235 | 0.21119 | 0.21078 | 0.21082 | 0.21163 | 0.21224 | 0.21277 | 0.21254 | 0.21298 | 0.21338 | 0.21417 | 0.21508 | 0.21576 | 0.21662 | 0.21769 | 0.21883 | 0.21984 | 0.221 | 0.22222 | 0.22347 | 0.22473 | 0.22616 | 0.22771 | 0.22913 | 0.23074 | 0.23247 | Efficient uncompeted_Prospective Commercial AVCT HVAC (FS) | 0 | 0 | 0 | 0 | 0 | 61875703800.7792 | 61778847907.2551 | 61527808545.9134 | 61106480640.5625 | 60535490628.5619 | 59952855246.6407 | 59468428247.3195 | 59133722263.0537 | 58848927008.7126 | 58607906746.9511 | 58372698229.1055 | 58170241479.8054 | 57950946168.3679 | 57695963180.534 | 57484846690.9268 | 57279594893.0605 | 57053073366.7273 | 56851121839.8569 | 56674646419.3169 | 56518728860.1428 | 56366671904.1708 | 56211771417.7007 | 56085746574.208 | 55949455083.5676 | 55810568865.8085 | 55670153995.7461 | 55545626193.6259 | 55402982275.3688 | 55262271251.7161 | 55111405491.1681 | 54998898519.4735 | 0% | 0% | 0% | 0% | 0% | 49.13% | 49.19% | 49.23% | 49.23% | 49.11% | 49.07% | 49% | 48.91% | 48.78% | 48.58% | 48.41% | 48.26% | 48.2% | 48.03% | 47.9% | 47.71% | 47.51% | 47.34% | 47.17% | 46.98% | 46.78% | 46.59% | 46.41% | 46.21% | 46.01% | 45.81% | 45.59% | 45.36% | 45.14% | 44.9% | 44.67%
Prospective Commercial CO2 HPWH | Baseline uncompeted | Water Heating | 0.016997 | 0.01679 | 0.016416 | 0.016051 | 0.015634 | 0.0153 | 0.014914 | 0.014597 | 0.014324 | 0.014086 | 0.013801 | 0.013542 | 0.013326 | 0.013138 | 0.013002 | 0.012857 | 0.012699 | 0.0125 | 0.012344 | 0.01218 | 0.01204 | 0.01191 | 0.011758 | 0.011622 | 0.011497 | 0.011382 | 0.011254 | 0.011132 | 0.011015 | 0.010902 | 0.010789 | 0.010681 | 0.010579 | 0.010471 | 0.010379 | 0.01028 | Baseline uncompeted_Prospective Commercial CO2 HPWH
Prospective Commercial CO2 HPWH | Efficient uncompeted | Water Heating | 0.016997 | 0.01679 | 0.016416 | 0.016051 | 0.015634 | 0.0045859 | 0.004571 | 0.0045419 | 0.0045058 | 0.0044835 | 0.0044405 | 0.004406 | 0.0043741 | 0.0043578 | 0.004352 | 0.004343 | 0.0043269 | 0.0042923 | 0.0042738 | 0.0042484 | 0.0042339 | 0.0042239 | 0.0042049 | 0.0041875 | 0.0041764 | 0.004165 | 0.0041488 | 0.0041289 | 0.0041124 | 0.0040973 | 0.0040805 | 0.0040637 | 0.0040477 | 0.0040288 | 0.004016 | 0.0039999 | Efficient uncompeted_Prospective Commercial CO2 HPWH | 0 | 0 | 0 | 0 | 0 | 3140040849.8684 | 3031332331.9425 | 2946975642.024 | 2877356918.9729 | 2814076397.2811 | 2743362996.2933 | 2677552026.3625 | 2623565987.948 | 2573346429.6489 | 2534940465.0967 | 2495184524.5919 | 2453583613.0915 | 2405329204.6684 | 2365157075.3415 | 2324590665.5738 | 2287803945.7291 | 2252548374.4779 | 2213631261.4899 | 2178989096.3831 | 2145481648.4839 | 2115230948.5102 | 2082259805.8984 | 2052534845.158 | 2022903921.2583 | 1994243816.6843 | 1966050438.4371 | 1939439409.0533 | 1914072555.5482 | 1888047013.1257 | 1864891163.0152 | 1840650727.7278 | 0% | 0% | 0% | 0% | 0% | 70.03% | 69.35% | 68.89% | 68.54% | 68.17% | 67.83% | 67.46% | 67.18% | 66.83% | 66.53% | 66.22% | 65.93% | 65.66% | 65.38% | 65.12% | 64.84% | 64.53% | 64.24% | 63.97% | 63.67% | 63.41% | 63.13% | 62.91% | 62.66% | 62.42% | 62.18% | 61.96% | 61.74% | 61.52% | 61.31% | 61.09%
Prospective Commercial CO2 HPWH (FS) | Baseline uncompeted | Water Heating | 0.081755 | 0.084071 | 0.085088 | 0.086337 | 0.087457 | 0.088342 | 0.088954 | 0.089432 | 0.089739 | 0.089913 | 0.090131 | 0.090599 | 0.091302 | 0.092097 | 0.092922 | 0.093782 | 0.094715 | 0.095574 | 0.096381 | 0.097207 | 0.098053 | 0.098877 | 0.099684 | 0.10054 | 0.10143 | 0.1023 | 0.10319 | 0.10407 | 0.1049 | 0.10572 | 0.10652 | 0.10734 | 0.10815 | 0.10893 | 0.10965 | 0.11037 | Baseline uncompeted_Prospective Commercial CO2 HPWH (FS)
Prospective Commercial CO2 HPWH (FS) | Efficient uncompeted | Water Heating | 0.081755 | 0.084071 | 0.085088 | 0.086337 | 0.087457 | 0.048885 | 0.048574 | 0.04828 | 0.048016 | 0.047931 | 0.047754 | 0.047763 | 0.047959 | 0.048246 | 0.048681 | 0.049085 | 0.049478 | 0.049667 | 0.049994 | 0.050282 | 0.050667 | 0.051086 | 0.051424 | 0.051812 | 0.052236 | 0.05263 | 0.053013 | 0.053373 | 0.05372 | 0.054059 | 0.05439 | 0.054738 | 0.05513 | 0.055471 | 0.055802 | 0.056108 | Efficient uncompeted_Prospective Commercial CO2 HPWH (FS) | 0 | 0 | 0 | 0 | 0 | 11563814815.233 | 11834289179.2482 | 12060681610.8003 | 12227831921.1332 | 12303764166.1486 | 12419398493.019 | 12553723930.8478 | 12702507134.0212 | 12851538177.167 | 12965750531.4999 | 13099387420.0704 | 13257733753.8214 | 13453973310.5987 | 13594482421.3257 | 13752384393.9529 | 13887600758.1326 | 14006076137.6301 | 14143747808.1382 | 14282213496.1846 | 14417668915.1366 | 14557005421.5728 | 14706358611.6889 | 14858229447.766 | 15000967380.0779 | 15140357040.4939 | 15278631307.781 | 15414824016.825 | 15539489275.7419 | 15667743881.3816 | 15780323713.3207 | 15903595588.1343 | 0% | 0% | 0% | 0% | 0% | 44.66% | 45.39% | 46.02% | 46.49% | 46.69% | 47.02% | 47.28% | 47.47% | 47.61% | 47.61% | 47.66% | 47.76% | 48.03% | 48.13% | 48.27% | 48.33% | 48.33% | 48.41% | 48.47% | 48.5% | 48.55% | 48.63% | 48.72% | 48.79% | 48.87% | 48.94% | 49% | 49.03% | 49.08% | 49.11% | 49.17%
Prospective Commercial Comfort Ctl. | Baseline uncompeted | Heating (Equip.), Cooling (Equip.), Ventilation, Lighting | 0.14 | 0.14056 | 0.13583 | 0.14074 | 0.13591 | 0.13707 | 0.13597 | 0.13494 | 0.13402 | 0.13346 | 0.13247 | 0.13079 | 0.12959 | 0.12875 | 0.12843 | 0.12746 | 0.12657 | 0.12546 | 0.12485 | 0.12434 | 0.12416 | 0.12416 | 0.12413 | 0.12425 | 0.12466 | 0.12474 | 0.12486 | 0.1252 | 0.1257 | 0.12637 | 0.12716 | 0.12812 | 0.1293 | 0.13051 | 0.13193 | 0.13351 | Baseline uncompeted_Prospective Commercial Comfort Ctl.
Prospective Commercial Comfort Ctl. | Efficient uncompeted | Heating (Equip.), Cooling (Equip.), Ventilation, Lighting | 0.14 | 0.14056 | 0.13583 | 0.14074 | 0.13591 | 0.13707 | 0.13597 | 0.13494 | 0.13402 | 0.13346 | 0.10366 | 0.10234 | 0.1014 | 0.10075 | 0.10049 | 0.099773 | 0.099109 | 0.098266 | 0.097822 | 0.097446 | 0.097326 | 0.097342 | 0.097337 | 0.097455 | 0.097793 | 0.097903 | 0.098036 | 0.098344 | 0.098775 | 0.099335 | 0.099989 | 0.10078 | 0.10174 | 0.10272 | 0.10387 | 0.10514 | Efficient uncompeted_Prospective Commercial Comfort Ctl. | 0 | 0 | 0 | 0 | 0 | 0 | 0 | 0 | 0 | 0 | 8445829733.5918 | 8338096052.1294 | 8261444998.7997 | 8208078762.7747 | 8188180783.8014 | 8115042591.6773 | 8048129998.3915 | 7968255483.2168 | 7922372957.0256 | 7882866710.3347 | 7865066649.726 | 7858956045.9071 | 7851511740.6365 | 7854224163.3372 | 7874972755.1218 | 7866077489.365 | 7860380328.545 | 7870001452.7579 | 7890475163.2546 | 7922222605.4293 | 7962085672.3796 | 8013382052.5585 | 8077940424.8115 | 8144977378.5268 | 8224590454.8481 | 8313285074.745 | 0% | 0% | 0% | 0% | 0% | 0% | 0% | 0% | 0% | 0% | 21.75% | 21.75% | 21.75% | 21.75% | 21.75% | 21.72% | 21.7% | 21.67% | 21.65% | 21.63% | 21.61% | 21.6% | 21.58% | 21.57% | 21.55% | 21.52% | 21.48% | 21.45% | 21.42% | 21.39% | 21.37% | 21.34% | 21.32% | 21.29% | 21.27% | 21.25%
Prospective Commercial Integrated NGHP | Baseline uncompeted | Heating (Equip.), Cooling (Equip.), Water Heating | 0.28546 | 0.27261 | 0.25823 | 0.30663 | 0.30232 | 0.29587 | 0.29617 | 0.29598 | 0.2952 | 0.29389 | 0.29275 | 0.29229 | 0.29265 | 0.2932 | 0.29391 | 0.29468 | 0.29562 | 0.29637 | 0.2969 | 0.29757 | 0.29829 | 0.29891 | 0.29956 | 0.30038 | 0.30126 | 0.30207 | 0.3029 | 0.30375 | 0.30449 | 0.30518 | 0.30583 | 0.30652 | 0.30715 | 0.30775 | 0.30816 | 0.30865 | Baseline uncompeted_Prospective Commercial Integrated NGHP
Prospective Commercial Integrated NGHP | Efficient uncompeted | Heating (Equip.), Cooling (Equip.), Water Heating | 0.28546 | 0.27261 | 0.25823 | 0.30663 | 0.30232 | 0.16569 | 0.16589 | 0.16585 | 0.1655 | 0.16488 | 0.16436 | 0.16424 | 0.16459 | 0.16506 | 0.16562 | 0.16621 | 0.16691 | 0.1675 | 0.16797 | 0.16851 | 0.16908 | 0.1696 | 0.17012 | 0.17073 | 0.17139 | 0.17199 | 0.1726 | 0.17322 | 0.17377 | 0.17429 | 0.17478 | 0.17529 | 0.17576 | 0.17621 | 0.17655 | 0.17693 | Efficient uncompeted_Prospective Commercial Integrated NGHP | 0 | 0 | 0 | 0 | 0 | 38152614059.7384 | 38180669277.7488 | 38138118259.2382 | 38011145544.4716 | 37810601303.1321 | 37627056673.7538 | 37526987548.3973 | 37530006293.1149 | 37554102858.7091 | 37598088072.1407 | 37648048059.6339 | 37719686439.1546 | 37766320655.5241 | 37785774976.3142 | 37821993266.0176 | 37865994343.7802 | 37898488212.7251 | 37935410293.165 | 37994264351.9987 | 38063237105.4184 | 38122775151.7623 | 38186977088.2197 | 38255462870.1873 | 38310279129.4676 | 38360437014.5674 | 38407464021.0674 | 38460240467.7001 | 38506817865.2141 | 38550119215.364 | 38571465162.2378 | 38604069956.5198 | 0% | 0% | 0% | 0% | 0% | 44% | 43.99% | 43.97% | 43.94% | 43.9% | 43.86% | 43.81% | 43.76% | 43.7% | 43.65% | 43.59% | 43.54% | 43.48% | 43.43% | 43.37% | 43.32% | 43.26% | 43.21% | 43.16% | 43.11% | 43.06% | 43.02% | 42.97% | 42.93% | 42.89% | 42.85% | 42.81% | 42.78% | 42.74% | 42.71% | 42.68%
Prospective Commercial Natural Gas HP | Baseline uncompeted | Heating (Equip.), Cooling (Equip.) | 0.20448 | 0.18938 | 0.17398 | 0.22109 | 0.21563 | 0.20828 | 0.20797 | 0.2073 | 0.20621 | 0.20473 | 0.20336 | 0.20242 | 0.20207 | 0.20181 | 0.20169 | 0.20159 | 0.2016 | 0.20148 | 0.2012 | 0.20104 | 0.2009 | 0.2007 | 0.20053 | 0.20048 | 0.20048 | 0.2004 | 0.20034 | 0.20031 | 0.20021 | 0.20007 | 0.19992 | 0.19979 | 0.1996 | 0.19942 | 0.19911 | 0.19887 | Baseline uncompeted_Prospective Commercial Natural Gas HP
Prospective Commercial Natural Gas HP | Efficient uncompeted | Heating (Equip.), Cooling (Equip.) | 0.20448 | 0.18938 | 0.17398 | 0.22109 | 0.21563 | 0.12289 | 0.12263 | 0.12217 | 0.12147 | 0.12055 | 0.1197 | 0.11912 | 0.11888 | 0.11871 | 0.11863 | 0.11856 | 0.11856 | 0.11849 | 0.11833 | 0.11823 | 0.11817 | 0.11805 | 0.11797 | 0.11796 | 0.11797 | 0.11795 | 0.11793 | 0.11793 | 0.1179 | 0.11784 | 0.11778 | 0.11773 | 0.11764 | 0.11756 | 0.11741 | 0.11729 | Efficient uncompeted_Prospective Commercial Natural Gas HP | 0 | 0 | 0 | 0 | 0 | 25024273670.9897 | 25009225056.1687 | 24948893534.8593 | 24834920920.873 | 24670110966.5686 | 24517620691.729 | 24414447419.6894 | 24379797121.1773 | 24354066305.7324 | 24343854230.9928 | 24334947869.9766 | 24336839679.5649 | 24323532072.275 | 24288644681.9656 | 24266961008.419 | 24247907440.2226 | 24219849907.7219 | 24195962223.2835 | 24185531522.7379 | 24179711161.3423 | 24165065857.8901 | 24151486644.3255 | 24141483445.903 | 24122029360.5648 | 24099586387.71 | 24074045249.5159 | 24051286229.4748 | 24020683585.968 | 23990290313.2482 | 23944265770.0597 | 23907337668.2109 | 0% | 0% | 0% | 0% | 0% | 41% | 41.03% | 41.06% | 41.09% | 41.12% | 41.14% | 41.15% | 41.17% | 41.18% | 41.18% | 41.19% | 41.19% | 41.19% | 41.19% | 41.19% | 41.18% | 41.18% | 41.17% | 41.16% | 41.15% | 41.14% | 41.13% | 41.12% | 41.11% | 41.1% | 41.09% | 41.08% | 41.06% | 41.05% | 41.03% | 41.02%
Prospective Commercial NG Sorption HPWH | Baseline uncompeted | Water Heating | 0.08098 | 0.083238 | 0.084254 | 0.085537 | 0.086692 | 0.087587 | 0.0882 | 0.088678 | 0.088987 | 0.089165 | 0.089391 | 0.089867 | 0.09058 | 0.091383 | 0.092214 | 0.093081 | 0.09402 | 0.094885 | 0.095698 | 0.096531 | 0.097384 | 0.098215 | 0.099028 | 0.099895 | 0.10079 | 0.10166 | 0.10256 | 0.10344 | 0.10428 | 0.1051 | 0.10591 | 0.10673 | 0.10755 | 0.10833 | 0.10905 | 0.10978 | Baseline uncompeted_Prospective Commercial NG Sorption HPWH
Prospective Commercial NG Sorption HPWH | Efficient uncompeted | Water Heating | 0.08098 | 0.083238 | 0.084254 | 0.085537 | 0.086692 | 0.039837 | 0.040141 | 0.040404 | 0.040605 | 0.04076 | 0.040944 | 0.041249 | 0.041669 | 0.042133 | 0.042612 | 0.04311 | 0.043641 | 0.044137 | 0.044607 | 0.045085 | 0.04557 | 0.046042 | 0.046503 | 0.046986 | 0.047478 | 0.047959 | 0.048447 | 0.048926 | 0.049381 | 0.049823 | 0.050257 | 0.050692 | 0.051127 | 0.051541 | 0.051922 | 0.052306 | Efficient uncompeted_Prospective Commercial NG Sorption HPWH | 0 | 0 | 0 | 0 | 0 | 13994356106.4155 | 14084716443.7767 | 14147823834.3394 | 14179116600.4351 | 14186288486.8067 | 14198472140.1489 | 14248321609.0888 | 14334481907.3248 | 14433693193.4388 | 14536810613.3303 | 14645143508.2406 | 14764756308.2488 | 14872896267.3544 | 14973334301.7801 | 15077419085.5167 | 15185196308.5327 | 15290353789.4853 | 15393706549.911 | 15506168008.5926 | 15623426223.6762 | 15739044576.3372 | 15859006679.3161 | 15977573567.5591 | 16090231043.2811 | 16200792613.2967 | 16310326130.3149 | 16422046718.2047 | 16535304141.6622 | 16643450379.8659 | 16742518974.1835 | 16844125126.9845 | 0% | 0% | 0% | 0% | 0% | 54.52% | 54.49% | 54.44% | 54.37% | 54.29% | 54.2% | 54.1% | 54% | 53.89% | 53.79% | 53.69% | 53.58% | 53.48% | 53.39% | 53.29% | 53.21% | 53.12% | 53.04% | 52.96% | 52.89% | 52.83% | 52.76% | 52.7% | 52.65% | 52.6% | 52.55% | 52.5% | 52.46% | 52.42% | 52.39% | 52.35%
Prospective Commercial Non-CO2 HPWH | Baseline uncompeted | Water Heating | 0.016997 | 0.01679 | 0.016416 | 0.016051 | 0.015634 | 0.0153 | 0.014914 | 0.014597 | 0.014324 | 0.014086 | 0.013801 | 0.013542 | 0.013326 | 0.013138 | 0.013002 | 0.012857 | 0.012699 | 0.0125 | 0.012344 | 0.01218 | 0.01204 | 0.01191 | 0.011758 | 0.011622 | 0.011497 | 0.011382 | 0.011254 | 0.011132 | 0.011015 | 0.010902 | 0.010789 | 0.010681 | 0.010579 | 0.010471 | 0.010379 | 0.01028 | Baseline uncompeted_Prospective Commercial Non-CO2 HPWH
Prospective Commercial Non-CO2 HPWH | Efficient uncompeted | Water Heating | 0.016997 | 0.01679 | 0.016416 | 0.016051 | 0.015634 | 0.0053234 | 0.005306 | 0.0052723 | 0.0052303 | 0.0052045 | 0.0051546 | 0.0051145 | 0.0050775 | 0.0050585 | 0.0050519 | 0.0050414 | 0.0050226 | 0.0049825 | 0.004961 | 0.0049316 | 0.0049147 | 0.0049031 | 0.0048811 | 0.0048608 | 0.004848 | 0.0048348 | 0.0048159 | 0.0047928 | 0.0047737 | 0.0047561 | 0.0047367 | 0.0047171 | 0.0046986 | 0.0046766 | 0.0046617 | 0.0046431 | Efficient uncompeted_Prospective Commercial Non-CO2 HPWH | 0 | 0 | 0 | 0 | 0 | 2923919792.3093 | 2815916063.0057 | 2732927677.3326 | 2665012577.2113 | 2602782388.8417 | 2534095346.8375 | 2469911790.6171 | 2417426102.3217 | 2367977687.9996 | 2329841724.5778 | 2290511924.6007 | 2249672077.9689 | 2203046272.5449 | 2163745771.7967 | 2124375564.4971 | 2088272194.888 | 2053489690.9229 | 2015466709.9966 | 1981645855.9942 | 1948658659.0458 | 1918945999.2648 | 1886741165.7011 | 1857952759.6872 | 1829099585.118 | 1801151402.8325 | 1773748451.0476 | 1747930941.0338 | 1723315449.8715 | 1698182307.3829 | 1675630704.9659 | 1652146605.0242 | 0% | 0% | 0% | 0% | 0% | 65.21% | 64.42% | 63.88% | 63.48% | 63.05% | 62.65% | 62.23% | 61.9% | 61.5% | 61.14% | 60.79% | 60.45% | 60.14% | 59.81% | 59.51% | 59.18% | 58.83% | 58.49% | 58.18% | 57.83% | 57.52% | 57.21% | 56.95% | 56.66% | 56.37% | 56.1% | 55.84% | 55.58% | 55.34% | 55.09% | 54.84%
Prospective Commercial Non-CO2 HPWH (FS) | Baseline uncompeted | Water Heating | 0.081755 | 0.084071 | 0.085088 | 0.086337 | 0.087457 | 0.088342 | 0.088954 | 0.089432 | 0.089739 | 0.089913 | 0.090131 | 0.090599 | 0.091302 | 0.092097 | 0.092922 | 0.093782 | 0.094715 | 0.095574 | 0.096381 | 0.097207 | 0.098053 | 0.098877 | 0.099684 | 0.10054 | 0.10143 | 0.1023 | 0.10319 | 0.10407 | 0.1049 | 0.10572 | 0.10652 | 0.10734 | 0.10815 | 0.10893 | 0.10965 | 0.11037 | Baseline uncompeted_Prospective Commercial Non-CO2 HPWH (FS)
Prospective Commercial Non-CO2 HPWH (FS) | Efficient uncompeted | Water Heating | 0.081755 | 0.084071 | 0.085088 | 0.086337 | 0.087457 | 0.056746 | 0.056385 | 0.056043 | 0.055737 | 0.055638 | 0.055434 | 0.055444 | 0.055671 | 0.056004 | 0.056509 | 0.056978 | 0.057434 | 0.057654 | 0.058034 | 0.058368 | 0.058814 | 0.059301 | 0.059693 | 0.060143 | 0.060636 | 0.061093 | 0.061538 | 0.061955 | 0.062358 | 0.062752 | 0.063136 | 0.06354 | 0.063995 | 0.064391 | 0.064775 | 0.06513 | Efficient uncompeted_Prospective Commercial Non-CO2 HPWH (FS) | 0 | 0 | 0 | 0 | 0 | 9260008470.5193 | 9545155602.2271 | 9785407163.5562 | 9964993122.9919 | 10044938730.5674 | 10168871906.0373 | 10302773450.48 | 10442337632.4142 | 10577850345.2411 | 10671578828.1192 | 10786150540.6248 | 10925976713.8139 | 11113305676.4231 | 11238400313.9447 | 11382728792.5085 | 11499825041.8144 | 11598550540.995 | 11720292378.6606 | 11840473297.2645 | 11955948097.2102 | 12076710604.2333 | 12208000248.3881 | 12342933919.4448 | 12469326137.3 | 12592714662.8705 | 12715385086.4001 | 12835196743.8461 | 12941388380.474 | 13053558196.9506 | 13150558547.5027 | 13259407294.59 | 0% | 0% | 0% | 0% | 0% | 35.77% | 36.61% | 37.33% | 37.89% | 38.12% | 38.5% | 38.8% | 39.03% | 39.19% | 39.19% | 39.24% | 39.36% | 39.68% | 39.79% | 39.96% | 40.02% | 40.03% | 40.12% | 40.18% | 40.22% | 40.28% | 40.37% | 40.47% | 40.56% | 40.64% | 40.73% | 40.8% | 40.83% | 40.89% | 40.92% | 40.99%
Prospective Commercial NVC HPWH | Baseline uncompeted | Water Heating | 0.016997 | 0.01679 | 0.016416 | 0.016051 | 0.015634 | 0.0153 | 0.014914 | 0.014597 | 0.014324 | 0.014086 | 0.013801 | 0.013542 | 0.013326 | 0.013138 | 0.013002 | 0.012857 | 0.012699 | 0.0125 | 0.012344 | 0.01218 | 0.01204 | 0.01191 | 0.011758 | 0.011622 | 0.011497 | 0.011382 | 0.011254 | 0.011132 | 0.011015 | 0.010902 | 0.010789 | 0.010681 | 0.010579 | 0.010471 | 0.010379 | 0.01028 | Baseline uncompeted_Prospective Commercial NVC HPWH
Prospective Commercial NVC HPWH | Efficient uncompeted | Water Heating | 0.016997 | 0.01679 | 0.016416 | 0.016051 | 0.015634 | 0.0083086 | 0.0082815 | 0.0082289 | 0.0081634 | 0.008123 | 0.0080451 | 0.0079826 | 0.0079249 | 0.0078953 | 0.0078849 | 0.0078685 | 0.0078392 | 0.0077766 | 0.0077431 | 0.0076971 | 0.0076709 | 0.0076527 | 0.0076183 | 0.0075867 | 0.0075667 | 0.007546 | 0.0075166 | 0.0074806 | 0.0074507 | 0.0074233 | 0.0073929 | 0.0073624 | 0.0073335 | 0.0072992 | 0.007276 | 0.0072469 | Efficient uncompeted_Prospective Commercial NVC HPWH | 0 | 0 | 0 | 0 | 0 | 2049026790.5505 | 1943876159.6001 | 1866426890.8559 | 1805408331.9401 | 1747430062.7655 | 1686946049.7208 | 1629350527.4581 | 1582938499.1487 | 1536611800.389 | 1499568845.2198 | 1461964131.0334 | 1424205198.1029 | 1384172241.0699 | 1348400233.8068 | 1313872447.6014 | 1280535390.2884 | 1247667939.2227 | 1213264549.5215 | 1182768495.729 | 1151887358.7873 | 1124352772.7424 | 1095250082.1669 | 1070253001.1875 | 1044548281.7206 | 1019482076.023 | 995278898.4202 | 972673683.1798 | 951099828.3253 | 929579265.1279 | 909473755.12 | 889051423.006 | 0% | 0% | 0% | 0% | 0% | 45.7% | 44.47% | 43.63% | 43.01% | 42.33% | 41.71% | 41.05% | 40.53% | 39.91% | 39.35% | 38.8% | 38.27% | 37.79% | 37.27% | 36.81% | 36.29% | 35.75% | 35.21% | 34.72% | 34.19% | 33.7% | 33.21% | 32.8% | 32.36% | 31.91% | 31.48% | 31.07% | 30.68% | 30.29% | 29.9% | 29.51%
Prospective Commercial NVC HPWH (FS) | Baseline uncompeted | Water Heating | 0.081755 | 0.084071 | 0.085088 | 0.086337 | 0.087457 | 0.088342 | 0.088954 | 0.089432 | 0.089739 | 0.089913 | 0.090131 | 0.090599 | 0.091302 | 0.092097 | 0.092922 | 0.093782 | 0.094715 | 0.095574 | 0.096381 | 0.097207 | 0.098053 | 0.098877 | 0.099684 | 0.10054 | 0.10143 | 0.1023 | 0.10319 | 0.10407 | 0.1049 | 0.10572 | 0.10652 | 0.10734 | 0.10815 | 0.10893 | 0.10965 | 0.11037 | Baseline uncompeted_Prospective Commercial NVC HPWH (FS)
Prospective Commercial NVC HPWH (FS) | Efficient uncompeted | Water Heating | 0.081755 | 0.084071 | 0.085088 | 0.086337 | 0.087457 | 0.088568 | 0.088004 | 0.087471 | 0.086993 | 0.086839 | 0.08652 | 0.086536 | 0.086891 | 0.08741 | 0.088198 | 0.088931 | 0.089643 | 0.089985 | 0.090578 | 0.0911 | 0.091796 | 0.092556 | 0.093168 | 0.093871 | 0.094639 | 0.095353 | 0.096048 | 0.096699 | 0.097327 | 0.097942 | 0.098542 | 0.099172 | 0.099882 | 0.1005 | 0.1011 | 0.10165 | Efficient uncompeted_Prospective Commercial NVC HPWH (FS) | 0 | 0 | 0 | 0 | 0 | -66172287.4378 | 278372581.426 | 574728142.0105 | 804655620.6633 | 900847969.1022 | 1058376226.164 | 1190561781.6088 | 1292805874.2546 | 1373594199.1613 | 1384400656.8232 | 1421793452.5455 | 1486647019.8721 | 1637904455.869 | 1700598812.3377 | 1789979591.2201 | 1833722684.3219 | 1852497473.146 | 1909752770.5806 | 1955913984.6509 | 1990504006.7003 | 2036075959.4813 | 2094241447.541 | 2160610734.7594 | 2220832856.3342 | 2279446199.6312 | 2338949739.4795 | 2392448250.1806 | 2423855675.4027 | 2470911663.3958 | 2504843753.0829 | 2555305345.9809 | 0% | 0% | 0% | 0% | 0% | -0.2556% | 1.068% | 2.193% | 3.06% | 3.419% | 4.007% | 4.484% | 4.831% | 5.089% | 5.084% | 5.173% | 5.356% | 5.848% | 6.021% | 6.283% | 6.381% | 6.393% | 6.537% | 6.638% | 6.696% | 6.791% | 6.925% | 7.084% | 7.223% | 7.357% | 7.492% | 7.605% | 7.647% | 7.74% | 7.795% | 7.9%
Prospective Commercial NVC HVAC | Baseline uncompeted | Heating (Equip.), Cooling (Equip.) | 0.035571 | 0.03773 | 0.036749 | 0.039653 | 0.036493 | 0.037103 | 0.03652 | 0.035937 | 0.035268 | 0.034696 | 0.03399 | 0.033375 | 0.032855 | 0.03242 | 0.032116 | 0.031808 | 0.031487 | 0.031065 | 0.030782 | 0.030491 | 0.030269 | 0.030074 | 0.029838 | 0.029616 | 0.029436 | 0.02928 | 0.029101 | 0.028949 | 0.028815 | 0.028682 | 0.028555 | 0.028443 | 0.028351 | 0.028239 | 0.028158 | 0.028089 | Baseline uncompeted_Prospective Commercial NVC HVAC
Prospective Commercial NVC HVAC | Efficient uncompeted | Heating (Equip.), Cooling (Equip.) | 0.035571 | 0.03773 | 0.036749 | 0.039653 | 0.036493 | 0.017788 | 0.017503 | 0.01722 | 0.016899 | 0.016626 | 0.016291 | 0.016 | 0.015756 | 0.015553 | 0.015414 | 0.015274 | 0.015128 | 0.014934 | 0.014807 | 0.014677 | 0.014581 | 0.014498 | 0.014395 | 0.0143 | 0.014224 | 0.01416 | 0.014086 | 0.014024 | 0.013971 | 0.013918 | 0.013868 | 0.013825 | 0.013792 | 0.013749 | 0.01372 | 0.013698 | Efficient uncompeted_Prospective Commercial NVC HVAC | 0 | 0 | 0 | 0 | 0 | 5660902176.9532 | 5573144670.5259 | 5485578545.5962 | 5383526829.341 | 5295625099.545 | 5187108727.9354 | 5092062043.8452 | 5011308394.0276 | 4943123665.7664 | 4894765691.2595 | 4845630148.4721 | 4794403692.452 | 4727448129.1928 | 4681622263.4767 | 4634407135.3197 | 4597613750.4592 | 4564935203.5075 | 4525900816.409 | 4488931745.4406 | 4458100316.1347 | 4431002466.7557 | 4400575878.922 | 4374100039.7158 | 4350368687.3903 | 4326863630.9975 | 4304319623.5827 | 4284094551.8213 | 4267019269.8234 | 4246767265.4963 | 4231316276.9884 | 4217763612.4286 | 0% | 0% | 0% | 0% | 0% | 52.06% | 52.07% | 52.08% | 52.09% | 52.08% | 52.07% | 52.06% | 52.04% | 52.03% | 52% | 51.98% | 51.95% | 51.93% | 51.9% | 51.86% | 51.83% | 51.79% | 51.76% | 51.72% | 51.68% | 51.64% | 51.6% | 51.56% | 51.52% | 51.47% | 51.43% | 51.39% | 51.35% | 51.31% | 51.27% | 51.23%
Prospective Commercial NVC HVAC (FS) | Baseline uncompeted | Heating (Equip.), Cooling (Equip.) | 0.43599 | 0.42986 | 0.39601 | 0.45279 | 0.42349 | 0.42976 | 0.42853 | 0.42641 | 0.42352 | 0.42059 | 0.41692 | 0.4141 | 0.41255 | 0.41162 | 0.41161 | 0.41141 | 0.41125 | 0.41028 | 0.40984 | 0.40953 | 0.40962 | 0.40975 | 0.40975 | 0.41 | 0.41054 | 0.41116 | 0.41164 | 0.41237 | 0.41313 | 0.4139 | 0.41468 | 0.41569 | 0.41675 | 0.41769 | 0.41879 | 0.42013 | Baseline uncompeted_Prospective Commercial NVC HVAC (FS)
Prospective Commercial NVC HVAC (FS) | Efficient uncompeted | Heating (Equip.), Cooling (Equip.) | 0.43599 | 0.42986 | 0.39601 | 0.45279 | 0.42349 | 0.19186 | 0.19107 | 0.18996 | 0.18868 | 0.18782 | 0.18635 | 0.18533 | 0.18497 | 0.185 | 0.18571 | 0.18625 | 0.18671 | 0.18651 | 0.1869 | 0.18725 | 0.18795 | 0.18874 | 0.18934 | 0.19009 | 0.19103 | 0.19203 | 0.19292 | 0.19394 | 0.19501 | 0.1961 | 0.19721 | 0.19847 | 0.19983 | 0.20107 | 0.20249 | 0.204 | Efficient uncompeted_Prospective Commercial NVC HVAC (FS) | 0 | 0 | 0 | 0 | 0 | 69721475689.0525 | 69592536002.6172 | 69295984210.5644 | 68822453858.4397 | 68216204993.2497 | 67573378512.0845 | 67047079723.2567 | 66697889012.5491 | 66414363015.2077 | 66202404309.8723 | 65989129105.7011 | 65805598802.5251 | 65578197052.4346 | 65338855983.8419 | 65142229284.1708 | 64965461724.8868 | 64771348911.9583 | 64594113664.3904 | 64448174734.0791 | 64330696988.8735 | 64219646141.7564 | 64101057823.9052 | 64016589888.3941 | 63924050237.6594 | 63829900415.7342 | 63734746448.6305 | 63661611539.3018 | 63574708220.3164 | 63484766786.3409 | 63391841410.5427 | 63341332696.7534 | 0% | 0% | 0% | 0% | 0% | 55.36% | 55.41% | 55.45% | 55.45% | 55.34% | 55.3% | 55.25% | 55.16% | 55.05% | 54.88% | 54.73% | 54.6% | 54.54% | 54.4% | 54.28% | 54.12% | 53.94% | 53.79% | 53.64% | 53.47% | 53.29% | 53.13% | 52.97% | 52.8% | 52.62% | 52.44% | 52.26% | 52.05% | 51.86% | 51.65% | 51.44%
Prospective Commercial NVC Refrigerator | Baseline uncompeted | Refrigeration | 0.31528 | 0.31966 | 0.32139 | 0.32241 | 0.3241 | 0.32401 | 0.32057 | 0.31755 | 0.31518 | 0.31422 | 0.31249 | 0.3114 | 0.31119 | 0.31166 | 0.31327 | 0.31415 | 0.31493 | 0.31483 | 0.31592 | 0.3168 | 0.31826 | 0.32001 | 0.32132 | 0.32282 | 0.32466 | 0.32637 | 0.32794 | 0.32959 | 0.33138 | 0.3333 | 0.33528 | 0.33741 | 0.33985 | 0.34213 | 0.34456 | 0.34684 | Baseline uncompeted_Prospective Commercial NVC Refrigerator
Prospective Commercial NVC Refrigerator | Efficient uncompeted | Refrigeration | 0.31528 | 0.31966 | 0.32139 | 0.32241 | 0.3241 | 0.22033 | 0.21859 | 0.21758 | 0.21732 | 0.21825 | 0.2188 | 0.21988 | 0.2216 | 0.22372 | 0.22651 | 0.22872 | 0.2308 | 0.23215 | 0.23431 | 0.23624 | 0.23853 | 0.24094 | 0.24293 | 0.24496 | 0.24717 | 0.2492 | 0.25108 | 0.25296 | 0.25489 | 0.25687 | 0.25887 | 0.26093 | 0.26321 | 0.26532 | 0.26752 | 0.26959 | Efficient uncompeted_Prospective Commercial NVC Refrigerator | 0 | 0 | 0 | 0 | 0 | 30386388029.5217 | 29887982737.0819 | 29300318545.2482 | 28680371869.4075 | 28125048799.3638 | 27457002293.3128 | 26821358128.8904 | 26254544161.4337 | 25772176770.9187 | 25424746732.6233 | 25035272144.9496 | 24656917080.4457 | 24230894747.4368 | 23917500452.5012 | 23609412868.9963 | 23365889030.7193 | 23171039744.6885 | 22974776202.1682 | 22818347367.1929 | 22710635215.6267 | 22614085594.7039 | 22526154338.7051 | 22460095864.7473 | 22417878172.5488 | 22398057087.1183 | 22395486068.9546 | 22413395527.9425 | 22462306200.1556 | 22509808368.0718 | 22576065084.2564 | 22639930230.6305 | 0% | 0% | 0% | 0% | 0% | 32% | 31.81% | 31.48% | 31.05% | 30.54% | 29.98% | 29.39% | 28.79% | 28.22% | 27.69% | 27.19% | 26.71% | 26.26% | 25.83% | 25.43% | 25.05% | 24.71% | 24.4% | 24.12% | 23.87% | 23.64% | 23.44% | 23.25% | 23.08% | 22.93% | 22.79% | 22.67% | 22.55% | 22.45% | 22.36% | 22.27%
Prospective Commercial Occupancy Ctl. | Baseline uncompeted | Heating (Equip.), Cooling (Equip.), Ventilation, Lighting | 0.14 | 0.14056 | 0.13583 | 0.14074 | 0.13591 | 0.13707 | 0.13597 | 0.13494 | 0.13402 | 0.13346 | 0.13247 | 0.13079 | 0.12959 | 0.12875 | 0.12843 | 0.12746 | 0.12657 | 0.12546 | 0.12485 | 0.12434 | 0.12416 | 0.12416 | 0.12413 | 0.12425 | 0.12466 | 0.12474 | 0.12486 | 0.1252 | 0.1257 | 0.12637 | 0.12716 | 0.12812 | 0.1293 | 0.13051 | 0.13193 | 0.13351 | Baseline uncompeted_Prospective Commercial Occupancy Ctl.
Prospective Commercial Occupancy Ctl. | Efficient uncompeted | Heating (Equip.), Cooling (Equip.), Ventilation, Lighting | 0.14 | 0.14056 | 0.13583 | 0.14074 | 0.13591 | 0.11651 | 0.11558 | 0.1147 | 0.11392 | 0.11344 | 0.1126 | 0.11117 | 0.11015 | 0.10944 | 0.10917 | 0.10834 | 0.10758 | 0.10664 | 0.10613 | 0.10569 | 0.10554 | 0.10553 | 0.10551 | 0.10562 | 0.10596 | 0.10603 | 0.10613 | 0.10642 | 0.10684 | 0.10741 | 0.10808 | 0.10891 | 0.1099 | 0.11093 | 0.11214 | 0.11348 | Efficient uncompeted_Prospective Commercial Occupancy Ctl. | 0 | 0 | 0 | 0 | 0 | 6025608315.5364 | 5977544067.6231 | 5932082949.154 | 5891606824.4093 | 5866788266.557 | 5823628009.1322 | 5749727178.7163 | 5697014474.8543 | 5660102585.0989 | 5645972539.8285 | 5603351720.0425 | 5564106066.8704 | 5515098671.2808 | 5488668465.6075 | 5466220137.5874 | 5458283452.3319 | 5458041219.4577 | 5456737157.4578 | 5462299033.4559 | 5480284432.08 | 5483779928.9366 | 5488805852.824 | 5503772342.1958 | 5525767850.0322 | 5555150545.9549 | 5589878727.8952 | 5632429211.4799 | 5684060722.5432 | 5737303090.604 | 5799885406.1068 | 5869138149.2504 | 0% | 0% | 0% | 0% | 0% | 15% | 15% | 15% | 15% | 15% | 15% | 15% | 15% | 15% | 15% | 15% | 15% | 15% | 15% | 15% | 15% | 15% | 15% | 15% | 15% | 15% | 15% | 15% | 15% | 15% | 15% | 15% | 15% | 15% | 15% | 15%
Prospective Commercial SSL | Baseline uncompeted | Lighting | 0.26054 | 0.28147 | 0.27594 | 0.2286 | 0.20998 | 0.22719 | 0.22142 | 0.21641 | 0.21214 | 0.20969 | 0.20614 | 0.20332 | 0.20144 | 0.20055 | 0.20105 | 0.19648 | 0.19233 | 0.1877 | 0.1849 | 0.18236 | 0.18079 | 0.17979 | 0.1786 | 0.17774 | 0.17748 | 0.17355 | 0.17007 | 0.16746 | 0.1655 | 0.16389 | 0.16241 | 0.16132 | 0.16081 | 0.16029 | 0.16046 | 0.16097 | Baseline uncompeted_Prospective Commercial SSL
Prospective Commercial SSL | Efficient uncompeted | Lighting | 0.26054 | 0.28147 | 0.27594 | 0.2286 | 0.20998 | 0.086398 | 0.086755 | 0.086932 | 0.087048 | 0.088054 | 0.088016 | 0.088124 | 0.088515 | 0.089379 | 0.091026 | 0.091746 | 0.09262 | 0.092979 | 0.094542 | 0.096107 | 0.098208 | 0.10057 | 0.1026 | 0.10468 | 0.10703 | 0.10901 | 0.1109 | 0.11309 | 0.11545 | 0.11778 | 0.11993 | 0.12212 | 0.12453 | 0.12668 | 0.12922 | 0.13185 | Efficient uncompeted_Prospective Commercial SSL | 0 | 0 | 0 | 0 | 0 | 41260696141.0634 | 39465695872.0194 | 37946356273.8397 | 36659672391.6525 | 35649110183.3307 | 34618899174.0312 | 33760933566.0308 | 33095451443.9209 | 32579920971.932 | 32244124810.4234 | 30694632846.4412 | 29223408817.5836 | 27759434461.1898 | 26481550782.9155 | 25277315965.6993 | 24201940772.3576 | 23218538976.7164 | 22274276010.2734 | 21412444573.4893 | 20647204853.9916 | 18915386932.2018 | 17340319719.5881 | 15934440894.3235 | 14666803235.6724 | 13514313437.2116 | 12452024655.9872 | 11488460321.7372 | 10631084809.8706 | 9851294010.7266 | 9156299944.8582 | 8534541322.7057 | 0% | 0% | 0% | 0% | 0% | 61.97% | 60.82% | 59.83% | 58.97% | 58.01% | 57.3% | 56.66% | 56.06% | 55.43% | 54.72% | 53.31% | 51.84% | 50.46% | 48.87% | 47.3% | 45.68% | 44.07% | 42.55% | 41.11% | 39.7% | 37.19% | 34.79% | 32.47% | 30.24% | 28.14% | 26.16% | 24.3% | 22.56% | 20.97% | 19.47% | 18.09%

## SCOUT ECMs (hidden)
ECM Name | Results Scenario | Climate Zones | Building Classes | End Uses | IRR (%), 2040 | Payback (years), 2040 | CCE ($/MMBtu saved), 2040 | CCC ($/t CO2 avoided), 2040 | 2015 (Quads) | 2016 (Quads) | 2017 (Quads) | 2018 (Quads) | 2019 (Quads) | 2020 (Quads) | 2021 (Quads) | 2022 (Quads) | 2023 (Quads) | 2024 (Quads) | 2025 (Quads) | 2026 (Quads) | 2027 (Quads) | 2028 (Quads) | 2029 (Quads) | 2030 (Quads) | 2031 (Quads) | 2032 (Quads) | 2033 (Quads) | 2034 (Quads) | 2035 (Quads) | 2036 (Quads) | 2037 (Quads) | 2038 (Quads) | 2039 (Quads) | 2040 (Quads) | 2041 (Quads) | 2042 (Quads) | 2043 (Quads) | 2044 (Quads) | 2045 (Quads) | 2046 (Quads) | 2047 (Quads) | 2048 (Quads) | 2049 (Quads) | 2050 (Quads)
All ECMs | Baseline competed | [7 empty] | 4.4443 | 4.3052 | 4.0905 | 4.5259 | 4.311 | 4.2962 | 4.243 | 4.2038 | 4.1757 | 4.1586 | 4.1303 | 4.1031 | 4.0875 | 4.0798 | 4.0854 | 4.0827 | 4.0799 | 4.067 | 4.0662 | 4.0669 | 4.0755 | 4.087 | 4.0958 | 4.1067 | 4.1212 | 4.1316 | 4.1401 | 4.1518 | 4.1652 | 4.1802 | 4.1953 | 4.2124 | 4.2312 | 4.2479 | 4.2688 | 4.2916
All ECMs | Efficient competed | [7 empty] | 4.3936 | 4.1489 | 3.8862 | 4.2395 | 3.9796 | 3.9032 | 3.8089 | 3.7282 | 3.6499 | 3.5826 | 3.5102 | 3.441 | 3.3847 | 3.3402 | 3.3085 | 3.2837 | 3.2577 | 3.227 | 3.21 | 3.1953 | 3.1882 | 3.1847 | 3.1783 | 3.1781 | 3.1799 | 3.1799 | 3.1802 | 3.183 | 3.1872 | 3.1947 | 3.2044 | 3.2211 | 3.2422 | 3.2633 | 3.2929 | 3.3265
All ECMs | Baseline competed - efficient competed | All | All | All |  |  |  |  | 0.05064 | 0.15629 | 0.20425 | 0.28636 | 0.33138 | 0.39295 | 0.43405 | 0.47566 | 0.52581 | 0.576 | 0.62006 | 0.66218 | 0.70279 | 0.73955 | 0.77685 | 0.79898 | 0.82222 | 0.84003 | 0.8562 | 0.87158 | 0.88723 | 0.90236 | 0.91749 | 0.92858 | 0.94131 | 0.95164 | 0.95992 | 0.96881 | 0.97803 | 0.98541 | 0.9909 | 0.99128 | 0.98898 | 0.98465 | 0.97583 | 0.96511
All ECMs | Baseline competed - efficient competed | AIA CZ1 | All | All |  |  |  |  | 0 | 0 | 0 | 0 | 0 | 0 | 0 | 0 | 0 | 0 | 0 | 0 | 0 | 0 | 0 | 0 | 0 | 0 | 0 | 0 | 0 | 0 | 0 | 0 | 0 | 0 | 0 | 0 | 0 | 0 | 0 | 0 | 0 | 0 | 0 | 0
All ECMs | Baseline competed - efficient competed | AIA CZ2 | All | All |  |  |  |  | 0 | 0 | 0 | 0 | 0 | 0 | 0 | 0 | 0 | 0 | 0 | 0 | 0 | 0 | 0 | 0 | 0 | 0 | 0 | 0 | 0 | 0 | 0 | 0 | 0 | 0 | 0 | 0 | 0 | 0 | 0 | 0 | 0 | 0 | 0 | 0
All ECMs | Baseline competed - efficient competed | AIA CZ3 | All | All |  |  |  |  | 0 | 0 | 0 | 0 | 0 | 0 | 0 | 0 | 0 | 0 | 0 | 0 | 0 | 0 | 0 | 0 | 0 | 0 | 0 | 0 | 0 | 0 | 0 | 0 | 0 | 0 | 0 | 0 | 0 | 0 | 0 | 0 | 0 | 0 | 0 | 0
All ECMs | Baseline competed - efficient competed | AIA CZ4 | All | All |  |  |  |  | 0 | 0 | 0 | 0 | 0 | 0 | 0 | 0 | 0 | 0 | 0 | 0 | 0 | 0 | 0 | 0 | 0 | 0 | 0 | 0 | 0 | 0 | 0 | 0 | 0 | 0 | 0 | 0 | 0 | 0 | 0 | 0 | 0 | 0 | 0 | 0
All ECMs | Baseline competed - efficient competed | AIA CZ5 | All | All |  |  |  |  | 0.05064 | 0.15629 | 0.20425 | 0.28636 | 0.33138 | 0.39295 | 0.43405 | 0.47566 | 0.52581 | 0.576 | 0.62006 | 0.66218 | 0.70279 | 0.73955 | 0.77685 | 0.79898 | 0.82222 | 0.84003 | 0.8562 | 0.87158 | 0.88723 | 0.90236 | 0.91749 | 0.92858 | 0.94131 | 0.95164 | 0.95992 | 0.96881 | 0.97803 | 0.98541 | 0.9909 | 0.99128 | 0.98898 | 0.98465 | 0.97583 | 0.96511
All ECMs | Baseline competed - efficient competed | All | Residential (New) | All |  |  |  |  | 0 | 0.004927 | 0.012869 | 0.025949 | 0.034404 | 0.046121 | 0.059268 | 0.071734 | 0.084032 | 0.096347 | 0.10805 | 0.11942 | 0.13034 | 0.14136 | 0.15287 | 0.16222 | 0.17273 | 0.18263 | 0.19396 | 0.20605 | 0.21868 | 0.23146 | 0.24438 | 0.25735 | 0.27076 | 0.28392 | 0.29598 | 0.30783 | 0.31957 | 0.33102 | 0.34163 | 0.35166 | 0.36117 | 0.37009 | 0.37592 | 0.38003
All ECMs | Baseline competed - efficient competed | All | Residential (Existing) | All |  |  |  |  | 0.021742 | 0.10091 | 0.11649 | 0.14613 | 0.15933 | 0.19453 | 0.20516 | 0.21842 | 0.24203 | 0.26805 | 0.2926 | 0.3168 | 0.33922 | 0.35751 | 0.37589 | 0.38698 | 0.39979 | 0.40936 | 0.41663 | 0.42339 | 0.43052 | 0.43782 | 0.44516 | 0.44927 | 0.45508 | 0.46239 | 0.46877 | 0.4759 | 0.48342 | 0.48948 | 0.49448 | 0.49506 | 0.49374 | 0.49171 | 0.48835 | 0.48474
All ECMs | Baseline competed - efficient competed | All | Commercial (New) | All |  |  |  |  | 0.0071895 | 0.013189 | 0.019981 | 0.031805 | 0.039175 | 0.043483 | 0.049243 | 0.054683 | 0.059656 | 0.063721 | 0.067792 | 0.072131 | 0.076988 | 0.081853 | 0.086514 | 0.090737 | 0.094258 | 0.096863 | 0.099009 | 0.10046 | 0.10124 | 0.10174 | 0.10172 | 0.10109 | 0.10001 | 0.09666 | 0.092968 | 0.08871 | 0.084161 | 0.079222 | 0.07397 | 0.068414 | 0.06262 | 0.056719 | 0.050517 | 0.044043
All ECMs | Baseline competed - efficient competed | All | Commercial (Existing) | All |  |  |  |  | 0.021709 | 0.037263 | 0.054917 | 0.082481 | 0.09847 | 0.10882 | 0.12038 | 0.13083 | 0.14009 | 0.14788 | 0.15161 | 0.15383 | 0.15625 | 0.15883 | 0.16157 | 0.15905 | 0.15544 | 0.15117 | 0.1466 | 0.14167 | 0.13679 | 0.13135 | 0.12624 | 0.12087 | 0.11546 | 0.10867 | 0.1022 | 0.096374 | 0.090879 | 0.085682 | 0.080818 | 0.076142 | 0.071444 | 0.066128 | 0.06104 | 0.056294
All ECMs | Baseline competed - efficient competed | All | All | Heating (Equip.) |  |  |  |  | 0.0063019 | 0.010398 | 0.014206 | 0.023999 | 0.028387 | 0.033259 | 0.041188 | 0.049171 | 0.056822 | 0.064008 | 0.07038 | 0.076632 | 0.082801 | 0.088786 | 0.094448 | 0.099293 | 0.1051 | 0.11159 | 0.11792 | 0.12415 | 0.1305 | 0.13631 | 0.14305 | 0.1503 | 0.15713 | 0.16397 | 0.17083 | 0.17796 | 0.18265 | 0.18455 | 0.18588 | 0.18762 | 0.18949 | 0.19147 | 0.19158 | 0.19133
All ECMs | Baseline competed - efficient competed | All | All | Cooling (Equip.) |  |  |  |  | 0.001398 | 0.0030577 | 0.0052961 | 0.0089016 | 0.010971 | 0.016792 | 0.022076 | 0.027648 | 0.03235 | 0.037139 | 0.04101 | 0.045049 | 0.049245 | 0.05362 | 0.058725 | 0.059918 | 0.065103 | 0.071155 | 0.079198 | 0.088718 | 0.10027 | 0.11348 | 0.12817 | 0.14403 | 0.16113 | 0.1799 | 0.19882 | 0.21838 | 0.23853 | 0.25778 | 0.27292 | 0.28167 | 0.28854 | 0.29412 | 0.29759 | 0.30031
All ECMs | Baseline competed - efficient competed | All | All | Heating (Env.) |  |  |  |  | 0.016377 | 0.029762 | 0.052831 | 0.10092 | 0.12644 | 0.14537 | 0.16691 | 0.18596 | 0.20291 | 0.21695 | 0.22915 | 0.23989 | 0.24968 | 0.25813 | 0.26532 | 0.27075 | 0.27474 | 0.27695 | 0.27809 | 0.2782 | 0.27741 | 0.27484 | 0.27052 | 0.26369 | 0.25602 | 0.24788 | 0.23899 | 0.22926 | 0.22118 | 0.21441 | 0.20722 | 0.19857 | 0.18884 | 0.17866 | 0.16795 | 0.15631
All ECMs | Baseline competed - efficient competed | All | All | Cooling (Env.) |  |  |  |  | -0.0029605 | -0.0059261 | -0.00074631 | 0.0053065 | 0.0092151 | 0.015937 | 0.02125 | 0.026354 | 0.031032 | 0.035774 | 0.04008 | 0.043892 | 0.047205 | 0.049958 | 0.052607 | 0.055054 | 0.056516 | 0.056806 | 0.056705 | 0.055536 | 0.053343 | 0.051094 | 0.04856 | 0.043207 | 0.038999 | 0.034818 | 0.03061 | 0.026601 | 0.022538 | 0.018364 | 0.017343 | 0.018151 | 0.018893 | 0.019368 | 0.019382 | 0.019242
All ECMs | Baseline competed - efficient competed | All | All | Ventilation |  |  |  |  | 0 | 0 | 0 | 0 | 0 | 0.00063201 | 0.001206 | 0.0017521 | 0.002274 | 0.00278 | 0.0031224 | 0.0034234 | 0.0037351 | 0.0040537 | 0.0043849 | 0.0073583 | 0.01005 | 0.012535 | 0.014895 | 0.017089 | 0.01982 | 0.022584 | 0.025125 | 0.027466 | 0.029719 | 0.031775 | 0.033686 | 0.035421 | 0.036993 | 0.038482 | 0.039883 | 0.041207 | 0.042219 | 0.042655 | 0.043133 | 0.043618
All ECMs | Baseline competed - efficient competed | All | All | Lighting |  |  |  |  | 0.011214 | 0.081704 | 0.076871 | 0.077078 | 0.075168 | 0.085704 | 0.072599 | 0.062449 | 0.064995 | 0.071285 | 0.076756 | 0.082893 | 0.092084 | 0.10151 | 0.11168 | 0.11141 | 0.10984 | 0.10787 | 0.1063 | 0.1048 | 0.10275 | 0.10088 | 0.098952 | 0.097065 | 0.095401 | 0.090553 | 0.084919 | 0.079877 | 0.075351 | 0.071395 | 0.06772 | 0.064302 | 0.061348 | 0.058837 | 0.056584 | 0.054548
All ECMs | Baseline competed - efficient competed | All | All | Water Heating |  |  |  |  | 0.017833 | 0.036287 | 0.046654 | 0.053873 | 0.05792 | 0.063567 | 0.070076 | 0.077512 | 0.085399 | 0.093476 | 0.10129 | 0.10898 | 0.11536 | 0.12013 | 0.12644 | 0.13357 | 0.14117 | 0.14558 | 0.1476 | 0.14963 | 0.15173 | 0.15376 | 0.15565 | 0.15721 | 0.15901 | 0.16051 | 0.1615 | 0.16235 | 0.16337 | 0.16445 | 0.16537 | 0.16644 | 0.16751 | 0.16852 | 0.16959 | 0.17069
All ECMs | Baseline competed - efficient competed | All | All | Refrigeration |  |  |  |  | 0.00047734 | 0.0010075 | 0.0067309 | 0.011845 | 0.016744 | 0.02309 | 0.028161 | 0.032294 | 0.035587 | 0.038199 | 0.040037 | 0.041384 | 0.040833 | 0.039942 | 0.039027 | 0.037113 | 0.034896 | 0.032568 | 0.030233 | 0.027922 | 0.025545 | 0.023221 | 0.020975 | 0.018853 | 0.016864 | 0.014909 | 0.013006 | 0.011147 | 0.0093599 | 0.0076531 | 0.005972 | 0.004442 | 0.0029895 | 0.0016115 | 0.00031586 | -0.00091112
All ECMs | Baseline competed - efficient competed | All | All | Electronics |  |  |  |  | 0 | 0 | 0 | 0 | 0 | 0 | 0 | 0 | 0 | 0 | 0 | 0 | 0 | 0 | 0 | 0 | 0 | 0 | 0 | 0 | 0 | 0 | 0 | 0 | 0 | 0 | 0 | 0 | 0 | 0 | 0 | 0 | 0 | 0 | 0 | 0
All ECMs | Baseline competed - efficient competed | All | All | Other | 5.9159 | 16.8498 | 11.9741 | 223.6213 | 0 | 0 | 0.0024107 | 0.0044392 | 0.0065288 | 0.0086025 | 0.010584 | 0.01253 | 0.014446 | 0.01638 | 0.018228 | 0.020045 | 0.02185 | 0.023433 | 0.024209 | 0.024517 | 0.024795 | 0.024987 | 0.025264 | 0.025531 | 0.025848 | 0.026186 | 0.026484 | 0.026764 | 0.027042 | 0.027315 | 0.027568 | 0.027814 | 0.028065 | 0.028325 | 0.028597 | 0.028865 | 0.029153 | 0.029422 | 0.029704 | 0.029973
Best Com. Air Sealing (Exist) | Efficient uncompeted | AIA CZ5 | Commercial (New), Commercial (Existing) | Heating (Env.), Cooling (Env.) | 5.9159 | 16.8498 | 11.9741 | 223.6213 | 0.10061 | 0.085918 | 0.074692 | 0.095777 | 0.089998 | 0.080396 | 0.076158 | 0.072049 | 0.068106 | 0.064228 | 0.060528 | 0.057071 | 0.053895 | 0.050856 | 0.047966 | 0.045164 | 0.042487 | 0.0399 | 0.037383 | 0.034996 | 0.032719 | 0.030534 | 0.028453 | 0.02648 | 0.0246 | 0.022794 | 0.021071 | 0.019431 | 0.017863 | 0.016372 | 0.014954 | 0.013611 | 0.012335 | 0.011132 | 0.0099909 | 0.0089219
Best Com. Air Sealing (Exist) | Baseline competed | AIA CZ5 | Commercial (New), Commercial (Existing) | Heating (Env.), Cooling (Env.) | 5.9159 | 16.8498 | 6308.175 | 115741.1942 | 0.00017472 | 0.00015104 | 0.00013821 | 0.00019094 | 0.00018685 | 0.00016791 | 0.00016153 | 0.00015532 | 0.00014955 | 0.00014377 | 0.00013798 | 0.00013262 | 0.0001278 | 0.00012316 | 0.00011881 | 0.00011403 | 0.0001094 | 0.00010466 | 0.00010011 | 9.5686e-05 | 9.1526e-05 | 8.8317e-05 | 8.4039e-05 | 7.9992e-05 | 7.6747e-05 | 7.3709e-05 | 7.0827e-05 | 6.8162e-05 | 6.552e-05 | 6.2979e-05 | 6.0423e-05 | 5.7857e-05 | 5.5267e-05 | 5.2616e-05 | 4.9994e-05 | 4.7395e-05
Best Com. Air Sealing (Exist) | Efficient competed | AIA CZ5 | Commercial (New), Commercial (Existing) | Heating (Env.), Cooling (Env.) | 5.9159 | 16.8498 | 6308.175 | 115741.1942 | 0.00016848 | 0.00014054 | 0.00012446 | 0.00016696 | 0.00015838 | 0.00013737 | 0.00012758 | 0.00011841 | 0.00011007 | 0.00010224 | 9.4723e-05 | 8.787e-05 | 8.1723e-05 | 7.5997e-05 | 7.0771e-05 | 6.5383e-05 | 6.0359e-05 | 5.5491e-05 | 5.1025e-05 | 4.6856e-05 | 4.3083e-05 | 4.0266e-05 | 3.6805e-05 | 3.3654e-05 | 3.1198e-05 | 2.8919e-05 | 2.6804e-05 | 2.4841e-05 | 2.2952e-05 | 2.1183e-05 | 1.9471e-05 | 1.7814e-05 | 1.6213e-05 | 1.4649e-05 | 1.3161e-05 | 1.1749e-05
Best Com. Air Sealing (New) | Baseline uncompeted | AIA CZ5 | Commercial (New), Commercial (Existing) | Heating (Env.), Cooling (Env.) | 26.4703 | 3.7778 | 2.6388 | 49.3429 | 0.0024213 | 0.0044767 | 0.0062121 | 0.011309 | 0.014128 | 0.015777 | 0.018126 | 0.020338 | 0.022431 | 0.024386 | 0.026268 | 0.028145 | 0.030065 | 0.031963 | 0.033847 | 0.035676 | 0.037484 | 0.039233 | 0.040901 | 0.042542 | 0.044135 | 0.045668 | 0.047165 | 0.048653 | 0.050127 | 0.051559 | 0.05296 | 0.054342 | 0.055674 | 0.056977 | 0.05825 | 0.0595 | 0.060704 | 0.06189 | 0.063001 | 0.064094
Best Com. Air Sealing (New) | Efficient uncompeted | AIA CZ5 | Commercial (New), Commercial (Existing) | Heating (Env.), Cooling (Env.) | 26.4703 | 3.7778 | 2.6388 | 49.3429 | 2.4213e-05 | 4.4767e-05 | 6.2187e-05 | 0.00011339 | 0.00014206 | 0.00015929 | 0.00018402 | 0.00020776 | 0.00023098 | 0.00025388 | 0.00027677 | 0.0003004 | 0.00032493 | 0.00035016 | 0.00037628 | 0.00040295 | 0.00043068 | 0.0004592 | 0.0004884 | 0.0005191 | 0.00055132 | 0.00058514 | 0.00062126 | 0.00066049 | 0.00070334 | 0.00074646 | 0.00078993 | 0.0008378 | 0.00088571 | 0.00093389 | 0.00098226 | 0.0010309 | 0.0010793 | 0.0011279 | 0.0011755 | 0.0012233
Best Com. Air Sealing (New) | Baseline competed | AIA CZ5 | Commercial (New), Commercial (Existing) | Heating (Env.), Cooling (Env.) | 26.4703 | 3.7778 | 21.1543 | 389.095 | 0.00051636 | 0.00075496 | 0.00095068 | 0.0021292 | 0.0029485 | 0.0034599 | 0.0040835 | 0.0046538 | 0.0051807 | 0.0056529 | 0.0060941 | 0.0065215 | 0.0069466 | 0.0073521 | 0.0077373 | 0.0080404 | 0.0083136 | 0.0085382 | 0.0087027 | 0.0088096 | 0.008844 | 0.0087756 | 0.0085674 | 0.0081653 | 0.0074668 | 0.0064227 | 0.0048752 | 0.0021867 | 0.0013126 | 0.0031058 | 0.0055666 | 0.007573 | 0.0092624 | 0.010748 | 0.012094 | 0.013345
Best Com. Air Sealing (New) | Efficient competed | AIA CZ5 | Commercial (New), Commercial (Existing) | Heating (Env.), Cooling (Env.) | 26.4703 | 3.7778 | 21.1543 | 389.095 | 3.7204e-06 | 6.4614e-06 | 8.6102e-06 | 1.9794e-05 | 2.7723e-05 | 3.2668e-05 | 3.866e-05 | 4.4196e-05 | 4.9454e-05 | 5.4441e-05 | 5.9273e-05 | 6.4143e-05 | 6.9085e-05 | 7.4027e-05 | 7.899e-05 | 8.312e-05 | 8.7194e-05 | 9.101e-05 | 9.4447e-05 | 9.7538e-05 | 0.00010014 | 0.00010186 | 0.00010218 | 0.00010034 | 9.4847e-05 | 8.4202e-05 | 6.5911e-05 | 3.0705e-05 | 1.9426e-05 | 4.6596e-05 | 8.537e-05 | 0.00011905 | 0.00014915 | 0.00017717 | 0.00020391 | 0.00022997
Best Commercial Chillers | Baseline uncompeted | AIA CZ5 | Commercial (New), Commercial (Existing) | Cooling (Equip.) | 1.6727 | 17.5857 | 19.485 | 479.3106 | 0.11367 | 0.121 | 0.11507 | 0.12479 | 0.11578 | 0.1267 | 0.12944 | 0.13167 | 0.13362 | 0.13564 | 0.13704 | 0.13861 | 0.14057 | 0.14281 | 0.14553 | 0.14805 | 0.15047 | 0.15232 | 0.15462 | 0.15687 | 0.15934 | 0.16185 | 0.16418 | 0.16658 | 0.16915 | 0.17181 | 0.17432 | 0.17698 | 0.1797 | 0.18243 | 0.18518 | 0.18807 | 0.19107 | 0.19393 | 0.19704 | 0.20028
Best Commercial Chillers | Efficient uncompeted | AIA CZ5 | Commercial (New), Commercial (Existing) | Cooling (Equip.) | 1.6727 | 17.5857 | 19.485 | 479.3106 | 0.11367 | 0.121 | 0.11211 | 0.11851 | 0.10715 | 0.11445 | 0.11417 | 0.11346 | 0.11255 | 0.11175 | 0.1105 | 0.10944 | 0.10875 | 0.10832 | 0.10829 | 0.10816 | 0.10799 | 0.10748 | 0.10734 | 0.10743 | 0.10809 | 0.10876 | 0.10933 | 0.11091 | 0.1126 | 0.11435 | 0.11592 | 0.11762 | 0.11935 | 0.12109 | 0.12284 | 0.1247 | 0.12662 | 0.12845 | 0.13044 | 0.13252
Best Commercial Chillers | Baseline competed | AIA CZ5 | Commercial (New), Commercial (Existing) | Cooling (Equip.) | 1.6727 | 17.5857 | 14792.4861 | 363879.2191 | 0.015223 | 0.016205 | 7.2596e-18 | -1.7048e-17 | 1.8248e-17 | 1.2486e-17 | -1.6524e-17 | -4.6537e-17 | 2.0242e-17 | 5.2387e-18 | -1.1802e-17 | -1.8481e-18 | 1.6531e-17 | -1.0812e-17 | 3.0268e-18 | 2.6193e-18 | -3.8272e-17 | 2.7204e-05 | 5.3247e-05 | 7.5738e-05 | 9.363e-05 | 0.0001114 | 0.00012888 | 0.00016453 | 0.00019904 | 0.00023272 | 0.00026449 | 0.00029531 | 0.00032502 | 0.00035365 | 0.00038133 | 0.00040835 | 0.00043471 | 0.0004593 | 0.00048258 | 0.00050539
Best Commercial Chillers | Efficient competed | AIA CZ5 | Commercial (New), Commercial (Existing) | Cooling (Equip.) | 1.6727 | 17.5857 | 14792.4861 | 363879.2191 | 0.015232 | 0.016224 | 2.7421e-17 | 6.2064e-18 | 6.0099e-18 | 3.5743e-17 | -1.2587e-18 | -2.7787e-17 | 1.7055e-17 | -8.6657e-18 | 4.7439e-18 | -1.1874e-17 | -1.0448e-17 | 1.7753e-17 | -5.8208e-18 | 1.0434e-17 | -9.1968e-18 | 1.9601e-05 | 3.7788e-05 | 5.2886e-05 | 6.4342e-05 | 7.5443e-05 | 8.6125e-05 | 0.00011052 | 0.00013409 | 0.00015702 | 0.00017853 | 0.00019935 | 0.00021937 | 0.00023862 | 0.00025719 | 0.00027527 | 0.00029286 | 0.0003092 | 0.00032467 | 0.00033978
Best Commercial Electric HPWH | Baseline uncompeted | AIA CZ5 | Commercial (New), Commercial (Existing) | Water Heating | -26.264 | 999 | 475.9378 | 11707.5574 | 0.016997 | 0.01679 | 0.016416 | 0.016051 | 0.015634 | 0.0153 | 0.014914 | 0.014597 | 0.014324 | 0.014086 | 0.013801 | 0.013542 | 0.013326 | 0.013138 | 0.013002 | 0.012857 | 0.012699 | 0.0125 | 0.012344 | 0.01218 | 0.01204 | 0.01191 | 0.011758 | 0.011622 | 0.011497 | 0.011382 | 0.011254 | 0.011132 | 0.011015 | 0.010902 | 0.010789 | 0.010681 | 0.010579 | 0.010471 | 0.010379 | 0.01028
Best Commercial Electric HPWH | Efficient uncompeted | AIA CZ5 | Commercial (New), Commercial (Existing) | Water Heating | -26.264 | 999 | 475.9378 | 11707.5574 | 0.016997 | 0.01679 | 0.015174 | 0.013793 | 0.012497 | 0.011411 | 0.01039 | 0.0094924 | 0.0086853 | 0.0079703 | 0.0072861 | 0.0066742 | 0.0061191 | 0.0057192 | 0.0056261 | 0.005533 | 0.0054355 | 0.0053196 | 0.0052281 | 0.0051457 | 0.0051046 | 0.0050674 | 0.0050209 | 0.0049832 | 0.0049677 | 0.0049518 | 0.00493 | 0.0049041 | 0.0048821 | 0.0048619 | 0.0048399 | 0.0048177 | 0.0047967 | 0.0047721 | 0.0047549 | 0.0047338
Best Commercial Electric HPWH | Baseline competed | AIA CZ5 | Commercial (New), Commercial (Existing) | Water Heating | -26.264 | 999 | 999 | 999 | 0.0028328 | -1.8044e-18 | -2.623e-18 | 5.1659e-19 | 3.3542e-18 | -2.6703e-18 | 1.9209e-18 | 2.6703e-18 | 2.4447e-18 | -1.7462e-19 | -2.11e-18 | 1.0477e-18 | 2.6484e-18 | 8.8767e-19 | 2.8958e-18 | -6.1118e-19 | -6.039e-18 | 1.397e-18 | -2.7649e-19 | -8.2509e-18 | -3.2742e-18 | -2.7067e-18 | 7.8289e-18 | -1.6298e-18 | 1.3388e-18 | -3.7253e-18 | -6.8685e-18 | -8.4401e-19 | 7.2177e-18 | 5.4715e-18 | 5.5006e-18 | 1.266e-18 | 9.3132e-19 | 8.1491e-19 | -9.6043e-18 | 6.8394e-19
Best Commercial Electric HPWH | Efficient competed | AIA CZ5 | Commercial (New), Commercial (Existing) | Water Heating | -26.264 | 999 | 999 | 999 | 0.0028328 | -1.8044e-18 | 3.1287e-19 | -5.6316e-18 | 4.5111e-19 | 5.8208e-20 | -2.6957e-18 | 6.2573e-19 | -2.2919e-18 | 1.0987e-18 | 1.8044e-18 | -9.5315e-19 | -1.6298e-18 | -5.2605e-18 | -6.4028e-19 | 1.7862e-18 | 2.9722e-18 | 9.4587e-20 | 1.7571e-18 | 1.7062e-18 | 2.1573e-18 | 6.4756e-19 | -9.0586e-19 | -1.7499e-18 | 1.3206e-18 | -1.0259e-18 | 8.2218e-19 | 2.4411e-18 | 1.3315e-18 | -2.3283e-19 | 1.6444e-18 | 3.9654e-19 | -4.7294e-19 | -1.2878e-18 | 6.6211e-19 | -1.0223e-18
Best Commercial Electric HPWH (FS) | Baseline uncompeted | AIA CZ5 | Commercial (New), Commercial (Existing) | Water Heating | -23.8012 | 999 | 174.8759 | 2408.907 | 0.081755 | 0.084071 | 0.085088 | 0.086337 | 0.087457 | 0.088342 | 0.088954 | 0.089432 | 0.089739 | 0.089913 | 0.090131 | 0.090599 | 0.091302 | 0.092097 | 0.092922 | 0.093782 | 0.094715 | 0.095574 | 0.096381 | 0.097207 | 0.098053 | 0.098877 | 0.099684 | 0.10054 | 0.10143 | 0.1023 | 0.10319 | 0.10407 | 0.1049 | 0.10572 | 0.10652 | 0.10734 | 0.10815 | 0.10893 | 0.10965 | 0.11037
Best Commercial Electric HPWH (FS) | Efficient uncompeted | AIA CZ5 | Commercial (New), Commercial (Existing) | Water Heating | -23.8012 | 999 | 174.8759 | 2408.907 | 0.081755 | 0.084071 | 0.081447 | 0.079295 | 0.077032 | 0.074654 | 0.071939 | 0.069185 | 0.066426 | 0.063849 | 0.061289 | 0.058994 | 0.057778 | 0.057976 | 0.058351 | 0.058705 | 0.059044 | 0.059141 | 0.059394 | 0.059598 | 0.059913 | 0.060333 | 0.060751 | 0.061225 | 0.061741 | 0.06222 | 0.062687 | 0.063124 | 0.063545 | 0.063956 | 0.064357 | 0.064776 | 0.065247 | 0.065657 | 0.066054 | 0.066422
Best Commercial Electric HPWH (FS) | Baseline competed | AIA CZ5 | Commercial (New), Commercial (Existing) | Water Heating | -23.8012 | 999 | 999 | 999 | 9.6878e-05 | -2.2992e-18 | 5.5879e-18 | 4.0745e-19 | -1.3737e-17 | 1.5716e-18 | 1.7171e-17 | 2.4622e-17 | -7.4506e-18 | 2.4214e-17 | 5.9372e-18 | -2.794e-18 | 1.3737e-17 | 1.0361e-17 | -2.8173e-17 | -1.3271e-17 | -2.4214e-17 | -3.2596e-18 | 3.7253e-18 | -4.9593e-17 | -1.8394e-17 | 9.7789e-18 | -2.8871e-17 | -5.5879e-18 | 5.1223e-18 | 2.0955e-17 | -1.0245e-17 | -1.071e-17 | 1.5832e-17 | 1.0245e-17 | 7.4506e-18 | -6.0536e-18 | 4.6566e-18 | 2.468e-17 | 1.6298e-18 | -1.8626e-17
Best Commercial Electric HPWH (FS) | Efficient competed | AIA CZ5 | Commercial (New), Commercial (Existing) | Water Heating | -23.8012 | 999 | 999 | 999 | 9.6878e-05 | -2.2992e-18 | -2.2294e-17 | 6.0245e-18 | -1.7579e-17 | -7.2177e-18 | -6.4028e-18 | -3.4343e-18 | 7.9744e-18 | 1.7695e-17 | 7.1013e-18 | -1.2107e-17 | 1.7346e-17 | 2.1188e-17 | -8.8476e-18 | -1.8626e-18 | -1.0128e-17 | -4.4238e-18 | 1.1176e-17 | -2.794e-18 | -5.1223e-18 | -2.2817e-17 | -2.794e-18 | 6.4028e-18 | 1.0477e-17 | 7.9162e-18 | 1.5134e-17 | -1.4901e-17 | 9.7789e-18 | -1.6997e-17 | 0 | -7.9162e-18 | 5.8208e-18 | -1.7695e-17 | 9.5461e-18 | -6.0536e-18
Best Commercial Fenestration | Baseline uncompeted | AIA CZ5 | Commercial (New), Commercial (Existing) | Heating (Env.), Cooling (Env.) | 999 | 0 | 999 | 999 | 0.1788 | 0.18132 | 0.16757 | 0.18181 | 0.16612 | 0.17312 | 0.17236 | 0.17121 | 0.1698 | 0.16857 | 0.16686 | 0.16547 | 0.16461 | 0.16408 | 0.16406 | 0.16392 | 0.16374 | 0.16312 | 0.16291 | 0.16272 | 0.16278 | 0.16291 | 0.16293 | 0.16307 | 0.16336 | 0.16374 | 0.16402 | 0.16445 | 0.16492 | 0.16542 | 0.16594 | 0.16658 | 0.16729 | 0.16791 | 0.16871 | 0.16962
Best Commercial Fenestration | Efficient uncompeted | AIA CZ5 | Commercial (New), Commercial (Existing) | Heating (Env.), Cooling (Env.) | 999 | 0 | 999 | 999 | 0.17305 | 0.17162 | 0.15474 | 0.1587 | 0.13844 | 0.1442 | 0.14092 | 0.13804 | 0.13555 | 0.13391 | 0.13227 | 0.13137 | 0.13137 | 0.13208 | 0.13372 | 0.13561 | 0.13778 | 0.13981 | 0.14264 | 0.1457 | 0.1493 | 0.15343 | 0.15743 | 0.16152 | 0.16575 | 0.17007 | 0.17429 | 0.17868 | 0.18307 | 0.1875 | 0.19192 | 0.19645 | 0.20102 | 0.2055 | 0.21014 | 0.21493
Best Commercial Fenestration | Baseline competed | AIA CZ5 | Commercial (New), Commercial (Existing) | Heating (Env.), Cooling (Env.) | 999 | 0 | 0 | 0 | 0.15965 | 0.16345 | 0.14559 | 0.1543 | 0.13922 | 0.14335 | 0.14118 | 0.13899 | 0.1368 | 0.12632 | 0.11655 | 0.10788 | 0.1003 | 0.093561 | 0.087663 | 0.081357 | 0.07557 | 0.070016 | 0.065283 | 0.060996 | 0.057052 | 0.054966 | 0.052747 | 0.050695 | 0.046641 | 0.042526 | 0.038888 | 0.035449 | 0.032531 | 0.029711 | 0.027168 | 0.024813 | 0.022678 | 0.020856 | 0.019317 | 0.018412
Best Commercial Fenestration | Efficient competed | AIA CZ5 | Commercial (New), Commercial (Existing) | Heating (Env.), Cooling (Env.) | 999 | 0 | 0 | 0 | 0.15588 | 0.15652 | 0.13532 | 0.13533 | 0.11621 | 0.11882 | 0.11451 | 0.11087 | 0.10777 | 0.099039 | 0.091201 | 0.084486 | 0.078847 | 0.074037 | 0.070048 | 0.065537 | 0.061465 | 0.057568 | 0.054435 | 0.051674 | 0.049141 | 0.048167 | 0.047004 | 0.045969 | 0.042875 | 0.039763 | 0.036954 | 0.03415 | 0.031711 | 0.029358 | 0.027273 | 0.025333 | 0.02356 | 0.022071 | 0.020798 | 0.020295
Best Commercial Floors | Baseline uncompeted | AIA CZ5 | Commercial (New), Commercial (Existing) | Heating (Env.), Cooling (Env.) | -6.6051 | 999 | 1018.8369 | 8487.2689 | 0.0038617 | -0.00099897 | -0.0012466 | 0.0073127 | 0.010117 | 0.0059038 | 0.0058678 | 0.0058844 | 0.0059479 | 0.0058981 | 0.0059693 | 0.006037 | 0.0061038 | 0.0061186 | 0.0060518 | 0.0060027 | 0.0059781 | 0.0060355 | 0.0059662 | 0.0059149 | 0.0058268 | 0.0057181 | 0.0056437 | 0.0055733 | 0.0054835 | 0.005359 | 0.0052591 | 0.0051423 | 0.0050065 | 0.0048694 | 0.0047282 | 0.0045645 | 0.004382 | 0.0042259 | 0.004017 | 0.0037952
Best Commercial Floors | Efficient uncompeted | AIA CZ5 | Commercial (New), Commercial (Existing) | Heating (Env.), Cooling (Env.) | -6.6051 | 999 | 1018.8369 | 8487.2689 | 0.0036946 | -0.00092001 | -0.001081 | 0.0060648 | 0.0079921 | 0.0044623 | 0.0042172 | 0.0040183 | 0.0038565 | 0.0036295 | 0.0034825 | 0.0033372 | 0.0031979 | 0.0030381 | 0.0028478 | 0.0026771 | 0.0025272 | 0.0024199 | 0.0022693 | 0.0021355 | 0.0019986 | 0.0018652 | 0.0017531 | 0.0016515 | 0.0015534 | 0.0014546 | 0.0013721 | 0.0012934 | 0.0012181 | 0.0011507 | 0.0010899 | 0.0010309 | 0.0009744 | 0.00092999 | 0.00087907 | 0.00083005
Best Commercial Floors | Baseline competed | AIA CZ5 | Commercial (New), Commercial (Existing) | Heating (Env.), Cooling (Env.) | -6.6051 | 999 | 999 | 947637.4941 | -0.0086022 | -0.011759 | -0.0097913 | -0.0033597 | -0.0002923 | -0.0031053 | -0.0029682 | -0.0028237 | -0.0026294 | -0.0024786 | -0.0022998 | -0.0021462 | -0.0020163 | -0.001926 | -0.0018795 | -0.0020532 | -0.00216 | -0.0022103 | -0.0022966 | -0.0023604 | -0.0023892 | -0.0023265 | -0.0023387 | -0.0023745 | -0.0023657 | -0.0023806 | -0.0024164 | -0.0024888 | -0.0026139 | -0.0025775 | -0.0025251 | -0.0023411 | -0.0020963 | -0.0019245 | -0.0018115 | -0.0017105
Best Commercial Floors | Efficient competed | AIA CZ5 | Commercial (New), Commercial (Existing) | Heating (Env.), Cooling (Env.) | -6.6051 | 999 | 999 | 947637.4941 | -0.0085876 | -0.011485 | -0.0094523 | -0.0041933 | -0.001627 | -0.0038267 | -0.0036743 | -0.0035069 | -0.0032912 | -0.0030942 | -0.0028882 | -0.0027044 | -0.00254 | -0.002402 | -0.002289 | -0.0022982 | -0.0022524 | -0.0021679 | -0.0020937 | -0.0020165 | -0.0019057 | -0.0017268 | -0.0016074 | -0.0015029 | -0.001361 | -0.0012347 | -0.0011183 | -0.001015 | -0.00093021 | -0.00083741 | -0.00075432 | -0.00067189 | -0.00059025 | -0.00053212 | -0.00048735 | -0.00044395
Best Commercial Gas Boiler | Baseline uncompeted | AIA CZ5 | Commercial (New), Commercial (Existing) | Heating (Equip.) | -10.7475 | 999 | 125.4611 | 2364.6627 | 0.054293 | 0.049328 | 0.044344 | 0.054818 | 0.052233 | 0.048632 | 0.047143 | 0.045634 | 0.044096 | 0.042542 | 0.041073 | 0.039718 | 0.038516 | 0.037367 | 0.036272 | 0.035207 | 0.034186 | 0.03318 | 0.032174 | 0.031218 | 0.030297 | 0.029384 | 0.02852 | 0.027685 | 0.026889 | 0.0261 | 0.025341 | 0.024603 | 0.023878 | 0.023171 | 0.02248 | 0.021817 | 0.021159 | 0.020531 | 0.019906 | 0.019305
Best Commercial Gas Boiler | Efficient uncompeted | AIA CZ5 | Commercial (New), Commercial (Existing) | Heating (Equip.) | -10.7475 | 999 | 125.4611 | 2364.6627 | 0.054293 | 0.049328 | 0.043818 | 0.053554 | 0.050463 | 0.046489 | 0.044607 | 0.042755 | 0.040921 | 0.039117 | 0.037431 | 0.035885 | 0.03451 | 0.033212 | 0.03199 | 0.03082 | 0.029713 | 0.028641 | 0.027592 | 0.026606 | 0.025668 | 0.024755 | 0.023899 | 0.023195 | 0.022524 | 0.02186 | 0.021213 | 0.020585 | 0.019968 | 0.019368 | 0.018781 | 0.018219 | 0.017662 | 0.017131 | 0.016602 | 0.016094
Best Commercial Gas Boiler | Baseline competed | AIA CZ5 | Commercial (New), Commercial (Existing) | Heating (Equip.) | -10.7475 | 999 | 999 | 999 | -7.698e-18 | 3.8417e-18 | 4.3656e-19 | -1.9209e-18 | -4.2492e-18 | -4.0745e-18 | 2.3283e-18 | -6.4028e-18 | -2.2119e-18 | 5.7044e-18 | 1.1176e-17 | 6.4028e-18 | -1.2456e-17 | 2.3283e-19 | -3.0268e-18 | 1.1642e-18 | 3.2596e-18 | 2.4447e-18 | -4.6566e-19 | 3.2596e-18 | 1.9791e-18 | -6.9849e-19 | 3.4925e-18 | 3.4925e-18 | -4.191e-18 | 6.0536e-18 | -5.5879e-18 | -1.8626e-18 | -3.2596e-18 | 3.0268e-18 | 2.0955e-18 | -2.3283e-19 | -1.397e-18 | -1.397e-18 | 4.3074e-18 | 6.6357e-18
Best Commercial Gas Boiler | Efficient competed | AIA CZ5 | Commercial (New), Commercial (Existing) | Heating (Equip.) | -10.7475 | 999 | 999 | 999 | -7.698e-18 | 3.8417e-18 | -1.4901e-17 | -1.1816e-17 | 5.8208e-20 | -9.6625e-18 | 1.9791e-18 | 3.4925e-19 | -2.5611e-18 | 7.2177e-18 | 1.8626e-18 | 2.0955e-18 | 3.1432e-18 | 4.0745e-18 | 2.5611e-18 | 6.2864e-18 | -4.8894e-18 | 5.8208e-19 | -3.1432e-18 | -5.2387e-18 | 1.0012e-17 | 1.1409e-17 | -2.2119e-18 | -5.7044e-18 | 1.397e-18 | -1.0477e-18 | -5.8208e-19 | -2.3283e-19 | -3.4925e-19 | 1.0477e-18 | 2.2119e-18 | -5.8208e-19 | -1.2806e-18 | -2.794e-18 | 1.1642e-19 | -2.3283e-18
Best Commercial Gas Furnace | Baseline uncompeted | AIA CZ5 | Commercial (New), Commercial (Existing) | Heating (Equip.) | 999 | 0 | -1.7224 | -32.4639 | 0.13629 | 0.1256 | 0.11642 | 0.15282 | 0.15136 | 0.14719 | 0.14872 | 0.14992 | 0.15073 | 0.15116 | 0.15161 | 0.15233 | 0.15344 | 0.15458 | 0.15578 | 0.15696 | 0.15819 | 0.15928 | 0.1602 | 0.16117 | 0.16213 | 0.163 | 0.16386 | 0.16479 | 0.16572 | 0.16657 | 0.16739 | 0.16821 | 0.16895 | 0.16963 | 0.17027 | 0.1709 | 0.17147 | 0.172 | 0.17239 | 0.17283
Best Commercial Gas Furnace | Efficient uncompeted | AIA CZ5 | Commercial (New), Commercial (Existing) | Heating (Equip.) | 999 | 0 | -1.7224 | -32.4639 | 0.13629 | 0.1256 | 0.11642 | 0.15094 | 0.14775 | 0.1421 | 0.14206 | 0.14175 | 0.14113 | 0.14021 | 0.13936 | 0.13882 | 0.13869 | 0.13861 | 0.13864 | 0.1387 | 0.13884 | 0.1389 | 0.13886 | 0.1389 | 0.13898 | 0.13903 | 0.13931 | 0.14014 | 0.14091 | 0.1416 | 0.14227 | 0.14295 | 0.14354 | 0.1441 | 0.14462 | 0.14513 | 0.14559 | 0.14601 | 0.14633 | 0.14667
Best Commercial Gas Furnace | Baseline competed | AIA CZ5 | Commercial (New), Commercial (Existing) | Heating (Equip.) | 999 | 0 | -5.8146 | -109.5918 | 5.3551e-18 | -3.4284e-17 | 1.0012e-17 | -0.0015328 | -0.0030143 | -0.0041909 | -0.0052674 | -0.0061698 | -0.0069296 | -0.0075133 | -0.007957 | -0.0083365 | -0.0086676 | -0.0089244 | -0.0091227 | -0.0091817 | -0.0090872 | -0.0087631 | -0.0083411 | -0.0076946 | -0.0067991 | -0.0058885 | -0.0040448 | -0.0015867 | 0.00174 | 0.0062688 | 0.012572 | 0.023004 | 0.027766 | 0.024529 | 0.019089 | 0.014325 | 0.0096326 | 0.0060841 | 0.0033729 | -0.0020771
Best Commercial Gas Furnace | Efficient competed | AIA CZ5 | Commercial (New), Commercial (Existing) | Heating (Equip.) | 999 | 0 | -5.8146 | -109.5918 | 5.3551e-18 | -3.4284e-17 | 1.0012e-17 | -0.0019295 | -0.0037404 | -0.0052343 | -0.0067106 | -0.0080423 | -0.0092405 | -0.010243 | -0.011112 | -0.011909 | -0.012647 | -0.01329 | -0.013843 | -0.014243 | -0.014477 | -0.01448 | -0.014342 | -0.013918 | -0.013113 | -0.012334 | -0.010619 | -0.0083324 | -0.0052925 | -0.0011276 | 0.0046977 | 0.014356 | 0.019484 | 0.017896 | 0.01428 | 0.011113 | 0.0079729 | 0.0057406 | 0.0042319 | 0.00015496
Best Commercial Gas Storage WH | Baseline uncompeted | AIA CZ5 | Commercial (New), Commercial (Existing) | Water Heating | 0.8482 | 9.5489 | 13.2136 | 249.0467 | 0.08098 | 0.083238 | 0.084254 | 0.085537 | 0.086692 | 0.087587 | 0.0882 | 0.088678 | 0.088987 | 0.089165 | 0.089391 | 0.089867 | 0.09058 | 0.091383 | 0.092214 | 0.093081 | 0.09402 | 0.094885 | 0.095698 | 0.096531 | 0.097384 | 0.098215 | 0.099028 | 0.099895 | 0.10079 | 0.10166 | 0.10256 | 0.10344 | 0.10428 | 0.1051 | 0.10591 | 0.10673 | 0.10755 | 0.10833 | 0.10905 | 0.10978
Best Commercial Gas Storage WH | Efficient uncompeted | AIA CZ5 | Commercial (New), Commercial (Existing) | Water Heating | 0.8482 | 9.5489 | 13.2136 | 249.0467 | 0.08098 | 0.083238 | 0.082938 | 0.083042 | 0.083078 | 0.08297 | 0.082683 | 0.082362 | 0.081974 | 0.081552 | 0.081254 | 0.081247 | 0.081731 | 0.08266 | 0.083617 | 0.084605 | 0.085657 | 0.086637 | 0.087566 | 0.088507 | 0.089461 | 0.090401 | 0.091337 | 0.092314 | 0.093305 | 0.094273 | 0.095254 | 0.096213 | 0.097124 | 0.098009 | 0.098876 | 0.099745 | 0.10061 | 0.10144 | 0.10219 | 0.10296
Best Commercial Gas Storage WH | Baseline competed | AIA CZ5 | Commercial (New), Commercial (Existing) | Water Heating | 0.8482 | 9.5489 | 50.5926 | 953.5576 | 1.4916e-17 | 5.1514e-18 | 0.0011215 | 0.0021408 | 0.0030614 | 0.0038552 | 0.0045486 | 0.0067688 | 0.008709 | 0.010401 | 0.012917 | 0.01457 | 0.016072 | 0.017427 | 0.018647 | 0.01975 | 0.02076 | 0.02166 | 0.022465 | 0.0232 | 0.023876 | 0.024491 | 0.025052 | 0.025584 | 0.026086 | 0.026552 | 0.026996 | 0.027411 | 0.027792 | 0.028149 | 0.028486 | 0.028811 | 0.029124 | 0.029416 | 0.02968 | 0.029939
Best Commercial Gas Storage WH | Efficient competed | AIA CZ5 | Commercial (New), Commercial (Existing) | Water Heating | 0.8482 | 9.5489 | 50.5926 | 953.5576 | 1.4916e-17 | 5.1514e-18 | 0.0010988 | 0.0020663 | 0.0029174 | 0.0036358 | 0.0042503 | 0.0062755 | 0.0080157 | 0.00951 | 0.011743 | 0.013179 | 0.014511 | 0.015772 | 0.016915 | 0.017956 | 0.018917 | 0.01978 | 0.020557 | 0.021273 | 0.021934 | 0.022542 | 0.023106 | 0.023643 | 0.02415 | 0.024622 | 0.025073 | 0.025495 | 0.025884 | 0.026249 | 0.026594 | 0.026926 | 0.027246 | 0.027544 | 0.027815 | 0.028079
Best Commercial LED Lighting | Baseline uncompeted | AIA CZ5 | Commercial (New), Commercial (Existing) | Lighting | 999 | 999 | 999 | 999 | 0.26054 | 0.28147 | 0.27594 | 0.2286 | 0.20998 | 0.22719 | 0.22142 | 0.21641 | 0.21214 | 0.20969 | 0.20614 | 0.20332 | 0.20144 | 0.20055 | 0.20105 | 0.19648 | 0.19233 | 0.1877 | 0.1849 | 0.18236 | 0.18079 | 0.17979 | 0.1786 | 0.17774 | 0.17748 | 0.17355 | 0.17007 | 0.16746 | 0.1655 | 0.16389 | 0.16241 | 0.16132 | 0.16081 | 0.16029 | 0.16046 | 0.16097
Best Commercial LED Lighting | Efficient uncompeted | AIA CZ5 | Commercial (New), Commercial (Existing) | Lighting | 999 | 999 | 999 | 999 | 0.24932 | 0.26106 | 0.24735 | 0.19254 | 0.167 | 0.17981 | 0.17104 | 0.164 | 0.15846 | 0.15524 | 0.15505 | 0.15561 | 0.1567 | 0.15844 | 0.16121 | 0.162 | 0.16329 | 0.16411 | 0.16655 | 0.16908 | 0.17235 | 0.17596 | 0.17913 | 0.18236 | 0.18593 | 0.18848 | 0.19099 | 0.19394 | 0.19712 | 0.20023 | 0.20301 | 0.20577 | 0.20881 | 0.21148 | 0.21458 | 0.21777
Best Commercial LED Lighting | Baseline competed | AIA CZ5 | Commercial (New), Commercial (Existing) | Lighting | 999 | 999 | 999 | 999 | 0.26054 | 0.28147 | 0.27594 | 0.2286 | 0.20998 | 0.20025 | 0.17244 | 0.14931 | 0.13003 | 0.11453 | 0.10904 | 0.10493 | 0.087415 | 0.073169 | 0.061667 | 0.050664 | 0.041686 | 0.034191 | 0.028304 | 0.023456 | 0.01954 | 0.016326 | 0.013624 | 0.011386 | 0.0095447 | 0.0078328 | 0.0064389 | 0.0053165 | 0.0044039 | 0.0036538 | 0.0030322 | 0.0025207 | 0.0021018 | 0.0017514 | 0.0014647 | 0.0012268
Best Commercial LED Lighting | Efficient competed | AIA CZ5 | Commercial (New), Commercial (Existing) | Lighting | 999 | 999 | 999 | 999 | 0.24932 | 0.26106 | 0.24735 | 0.19254 | 0.167 | 0.15872 | 0.13347 | 0.11335 | 0.097259 | 0.084856 | 0.082063 | 0.080343 | 0.068024 | 0.057823 | 0.049458 | 0.041781 | 0.035394 | 0.029896 | 0.025497 | 0.021749 | 0.018627 | 0.015977 | 0.013663 | 0.01168 | 0.0099977 | 0.0085046 | 0.0072286 | 0.0061545 | 0.0052424 | 0.0044607 | 0.0037866 | 0.0032117 | 0.0027255 | 0.0023069 | 0.0019549 | 0.0016559
Best Commercial Oil Boiler | Baseline uncompeted | AIA CZ5 | Commercial (New), Commercial (Existing) | Heating (Equip.) | -18.6125 | 999 | 1956.5567 | 27636.0256 | 0.0031003 | 0.0032239 | 0.0028706 | 0.0032212 | 0.0030616 | 0.0027931 | 0.0027264 | 0.0026642 | 0.0026028 | 0.0025343 | 0.002452 | 0.0023699 | 0.0022885 | 0.002212 | 0.0021408 | 0.0020725 | 0.0020088 | 0.0019462 | 0.0018858 | 0.0018295 | 0.001774 | 0.0017196 | 0.0016691 | 0.0016203 | 0.0015731 | 0.0015261 | 0.0014819 | 0.0014394 | 0.0013995 | 0.001361 | 0.0013232 | 0.0012869 | 0.0012541 | 0.0012196 | 0.0011867 | 0.0011543
Best Commercial Oil Boiler | Efficient uncompeted | AIA CZ5 | Commercial (New), Commercial (Existing) | Heating (Equip.) | -18.6125 | 999 | 1956.5567 | 27636.0256 | 0.0031003 | 0.0032239 | 0.0027293 | 0.002914 | 0.0026334 | 0.0022871 | 0.002125 | 0.0019765 | 0.0018378 | 0.0017031 | 0.0015678 | 0.0014414 | 0.0013237 | 0.0012165 | 0.0011193 | 0.0010302 | 0.00094867 | 0.00087326 | 0.00080406 | 0.00074141 | 0.00068358 | 0.00063037 | 0.00058242 | 0.0005646 | 0.00054746 | 0.00053024 | 0.00051244 | 0.00049542 | 0.00047943 | 0.00046416 | 0.00044933 | 0.00043512 | 0.00042227 | 0.00040895 | 0.00039639 | 0.00038406
Best Commercial Oil Boiler | Baseline competed | AIA CZ5 | Commercial (New), Commercial (Existing) | Heating (Equip.) | -18.6125 | 999 | 999 | 999 | -7.6398e-20 | 4.6566e-19 | 1.7462e-19 | 7.276e-20 | 5.9663e-19 | -2.6193e-19 | 8.7311e-19 | 1.1642e-19 | -6.9849e-19 | 3.4925e-19 | -3.4925e-19 | 7.858e-19 | -3.2014e-19 | -5.8208e-20 | -7.276e-19 | -1.7462e-19 | -2.0373e-19 | 1.4552e-19 | 1.4552e-19 | -3.7835e-19 | 2.9104e-19 | 1.1642e-19 | 4.6566e-19 | -1.1642e-19 | 1.1642e-19 | 5.8208e-20 | -1.7462e-19 | -1.7462e-19 | -1.1642e-19 | 0 | 5.8208e-20 | 4.6566e-19 | 2.0373e-19 | -2.9104e-19 | 0 | 2.6193e-19
Best Commercial Oil Boiler | Efficient competed | AIA CZ5 | Commercial (New), Commercial (Existing) | Heating (Equip.) | -18.6125 | 999 | 999 | 999 | -7.6398e-20 | 4.6566e-19 | -1.4552e-19 | 6.9122e-19 | 0 | 2.2555e-19 | -3.4925e-19 | -1.1642e-19 | 1.6007e-19 | -3.4925e-19 | -1.4552e-19 | 2.6193e-19 | 4.3656e-20 | -4.2201e-19 | 5.8208e-20 | -1.7462e-19 | -2.3283e-19 | -1.1642e-19 | 2.9104e-20 | -7.276e-20 | 1.4552e-20 | -4.3656e-20 | 5.8208e-20 | 5.8208e-20 | -4.3656e-20 | 5.8208e-20 | -7.276e-20 | 2.9104e-20 | -2.9104e-20 | -7.276e-20 | 0 | 4.3656e-20 | 1.1642e-19 | -2.9104e-20 | -8.7311e-20 | 2.9104e-20
Best Commercial Oil Furnace | Baseline uncompeted | AIA CZ5 | Commercial (New), Commercial (Existing) | Heating (Equip.) | -12.4833 | 999 | 360.8913 | 5097.5279 | 0.00091268 | 0.0010079 | 0.0009773 | 0.0011909 | 0.0012085 | 0.0011879 | 0.0012365 | 0.0012865 | 0.0013326 | 0.001369 | 0.0014008 | 0.0014258 | 0.0014473 | 0.0014726 | 0.0014941 | 0.0015179 | 0.0015406 | 0.0015627 | 0.0015819 | 0.0016017 | 0.0016208 | 0.0016367 | 0.0016542 | 0.0016712 | 0.001686 | 0.0016985 | 0.001713 | 0.0017247 | 0.0017371 | 0.0017509 | 0.0017643 | 0.0017784 | 0.0017909 | 0.0018042 | 0.0018148 | 0.0018266
Best Commercial Oil Furnace | Efficient uncompeted | AIA CZ5 | Commercial (New), Commercial (Existing) | Heating (Equip.) | -12.4833 | 999 | 360.8913 | 5097.5279 | 0.00091268 | 0.0010079 | 0.00093198 | 0.0010836 | 0.0010485 | 0.00098418 | 0.00097839 | 0.00097243 | 0.00096239 | 0.00094482 | 0.00092384 | 0.00089855 | 0.0008715 | 0.0008474 | 0.00082177 | 0.00079834 | 0.00077509 | 0.00075249 | 0.00072959 | 0.00070812 | 0.00068733 | 0.00067449 | 0.0006814 | 0.00068807 | 0.00069174 | 0.00069467 | 0.00069834 | 0.00070092 | 0.0007038 | 0.00070721 | 0.00071054 | 0.00071417 | 0.00071722 | 0.00072059 | 0.0007228 | 0.00072558
Best Commercial Oil Furnace | Baseline competed | AIA CZ5 | Commercial (New), Commercial (Existing) | Heating (Equip.) | -12.4833 | 999 | 999 | 999 | -9.8453e-20 | -3.638e-21 | 8.3674e-20 | 3.4561e-20 | -4.1837e-19 | 1.1642e-19 | 1.3824e-19 | -1.0186e-19 | 5.6025e-19 | -6.5484e-20 | 5.0932e-19 | -8.7311e-20 | 3.3469e-19 | -2.9104e-20 | 0 | 1.0041e-18 | 2.1828e-19 | 2.9104e-19 | -1.1642e-19 | -3.0559e-19 | 2.0373e-19 | 0 | 3.4925e-19 | -2.3283e-19 | 5.2387e-19 | -1.1642e-19 | 5.8208e-20 | 2.3283e-19 | 2.9104e-20 | 0 | -2.0373e-19 | 3.2014e-19 | 2.9104e-20 | 3.7835e-19 | -2.9104e-19 | -1.7462e-19
Best Commercial Oil Furnace | Efficient competed | AIA CZ5 | Commercial (New), Commercial (Existing) | Heating (Equip.) | -12.4833 | 999 | 999 | 999 | -9.8453e-20 | -3.638e-21 | -1.1642e-19 | 5.0932e-20 | 2.9104e-19 | 6.9122e-20 | -2.3647e-20 | -8.7311e-20 | 2.11e-19 | -7.276e-21 | -3.638e-20 | 6.1846e-20 | 8.3674e-20 | 1.0186e-19 | 2.5466e-19 | -4.3656e-20 | -1.3097e-19 | 2.1828e-20 | 1.0186e-19 | 9.4587e-20 | 1.0914e-19 | -8.0036e-20 | 1.1642e-19 | -8.7311e-20 | 8.7311e-20 | -4.3656e-20 | 0 | 7.276e-20 | 2.0373e-19 | 1.4552e-19 | -4.3656e-20 | -8.7311e-20 | 2.4738e-19 | 2.9104e-20 | 1.7462e-19 | 2.1828e-19
Best Commercial Oil WH | Baseline uncompeted | AIA CZ5 | Commercial (New), Commercial (Existing) | Water Heating | -28.4854 | 999 | 801.5132 | 11321.2355 | 0.00077502 | 0.00083319 | 0.00083428 | 0.00079998 | 0.0007646 | 0.000755 | 0.00075417 | 0.0007539 | 0.00075225 | 0.00074759 | 0.00073991 | 0.00073196 | 0.00072181 | 0.00071467 | 0.00070753 | 0.00070122 | 0.00069546 | 0.00068915 | 0.00068229 | 0.00067598 | 0.0006694 | 0.000662 | 0.00065596 | 0.00064965 | 0.00064389 | 0.00063786 | 0.00063291 | 0.00062742 | 0.00062221 | 0.00061755 | 0.00061288 | 0.00060877 | 0.00060493 | 0.0006008 | 0.00059641 | 0.00059202
Best Commercial Oil WH | Efficient uncompeted | AIA CZ5 | Commercial (New), Commercial (Existing) | Water Heating | -28.4854 | 999 | 801.5132 | 11321.2355 | 0.00077502 | 0.00083319 | 0.0007732 | 0.00068984 | 0.00061277 | 0.00056301 | 0.00052283 | 0.00048545 | 0.00044937 | 0.00041362 | 0.00037839 | 0.00034521 | 0.00031326 | 0.00028451 | 0.00026754 | 0.0002631 | 0.00025895 | 0.00025468 | 0.00025029 | 0.00024618 | 0.00024205 | 0.00023769 | 0.00023389 | 0.00023005 | 0.00022646 | 0.00022364 | 0.00022202 | 0.0002202 | 0.00021848 | 0.00021693 | 0.00021539 | 0.00021403 | 0.00021276 | 0.00021138 | 0.00020991 | 0.00020843
Best Commercial Oil WH | Baseline competed | AIA CZ5 | Commercial (New), Commercial (Existing) | Water Heating | -28.4854 | 999 | 856.1203 | 12092.5523 | 9.6878e-05 | 7.276e-21 | 9.3322e-05 | 0.00016828 | 0.00022756 | 0.00028101 | 0.00033027 | 0.00037369 | 0.00041121 | 0.00044245 | 0.00046778 | 0.00048927 | 0.00050598 | 0.00051468 | 0.00053231 | 0.00054755 | 0.00056063 | 0.00057096 | 0.00057879 | 0.00058529 | 0.00058997 | 0.00059254 | 0.00059512 | 0.00059642 | 0.00059732 | 0.00059717 | 0.00059733 | 0.00059634 | 0.00059507 | 0.00059384 | 0.0005922 | 0.00059073 | 0.0005892 | 0.00058712 | 0.00058452 | 0.0005817
Best Commercial Oil WH | Efficient competed | AIA CZ5 | Commercial (New), Commercial (Existing) | Water Heating | -28.4854 | 999 | 856.1203 | 12092.5523 | 9.6878e-05 | 7.276e-21 | 8.3205e-05 | 0.00013794 | 0.00017301 | 0.00019987 | 0.00021989 | 0.0002329 | 0.00023964 | 0.00024066 | 0.00023691 | 0.00023013 | 0.00022046 | 0.00020719 | 0.00020393 | 0.00020762 | 0.00021049 | 0.00021238 | 0.00021338 | 0.00021395 | 0.0002139 | 0.00021314 | 0.00021244 | 0.00021133 | 0.00021012 | 0.00020937 | 0.00020954 | 0.00020929 | 0.00020895 | 0.00020861 | 0.00020812 | 0.00020769 | 0.00020723 | 0.00020657 | 0.00020572 | 0.00020479
Best Commercial Refrigeration | Baseline uncompeted | AIA CZ5 | Commercial (New), Commercial (Existing) | Refrigeration | -15.4254 | 0 | 999 | 999 | 0.26394 | 0.26755 | 0.26897 | 0.26987 | 0.27133 | 0.27135 | 0.26861 | 0.2662 | 0.26431 | 0.26359 | 0.2622 | 0.26136 | 0.26125 | 0.2617 | 0.2631 | 0.2639 | 0.26462 | 0.2646 | 0.26556 | 0.26633 | 0.2676 | 0.2691 | 0.27023 | 0.27151 | 0.27308 | 0.27455 | 0.2759 | 0.27732 | 0.27885 | 0.28049 | 0.28218 | 0.28399 | 0.28606 | 0.28799 | 0.29006 | 0.292
Best Commercial Refrigeration | Efficient uncompeted | AIA CZ5 | Commercial (New), Commercial (Existing) | Refrigeration | -15.4254 | 0 | 999 | 999 | 0.26394 | 0.26755 | 0.26375 | 0.26009 | 0.25722 | 0.25349 | 0.24797 | 0.24361 | 0.24054 | 0.23929 | 0.23808 | 0.23787 | 0.24024 | 0.2433 | 0.24724 | 0.25076 | 0.25426 | 0.25707 | 0.26081 | 0.26434 | 0.26829 | 0.27238 | 0.27601 | 0.27968 | 0.28353 | 0.28724 | 0.29078 | 0.29433 | 0.29793 | 0.30156 | 0.30517 | 0.30884 | 0.3127 | 0.31633 | 0.32002 | 0.32349
Best Commercial Refrigeration | Baseline competed | AIA CZ5 | Commercial (New), Commercial (Existing) | Refrigeration | -15.4254 | 0 | 999 | 999 | 0.087979 | 0.089184 | 0.26897 | 0.26987 | 0.27133 | 0.27135 | 0.26861 | 0.2662 | 0.26431 | 0.26359 | 0.2622 | 0.26136 | 0.26125 | 0.2617 | 0.2631 | 0.2639 | 0.26462 | 0.2646 | 0.26556 | 0.26633 | 0.2676 | 0.2691 | 0.27023 | 0.27151 | 0.27308 | 0.27455 | 0.2759 | 0.27732 | 0.27885 | 0.28049 | 0.28218 | 0.28399 | 0.28606 | 0.28799 | 0.29006 | 0.292
Best Commercial Refrigeration | Efficient competed | AIA CZ5 | Commercial (New), Commercial (Existing) | Refrigeration | -15.4254 | 0 | 999 | 999 | 0.087979 | 0.089184 | 0.26375 | 0.26009 | 0.25722 | 0.25349 | 0.24797 | 0.24361 | 0.24054 | 0.23929 | 0.23808 | 0.23787 | 0.24024 | 0.2433 | 0.24724 | 0.25076 | 0.25426 | 0.25707 | 0.26081 | 0.26434 | 0.26829 | 0.27238 | 0.27601 | 0.27968 | 0.28353 | 0.28724 | 0.29078 | 0.29433 | 0.29793 | 0.30156 | 0.30517 | 0.30884 | 0.3127 | 0.31633 | 0.32002 | 0.32349
Best Commercial Roofs | Baseline uncompeted | AIA CZ5 | Commercial (New), Commercial (Existing) | Heating (Env.), Cooling (Env.) | 999 | 999 | 999 | 999 | 0.10323 | 0.09713 | 0.089016 | 0.11005 | 0.10572 | 0.10294 | 0.10242 | 0.10176 | 0.10097 | 0.10012 | 0.099163 | 0.098395 | 0.097914 | 0.097534 | 0.097309 | 0.097033 | 0.096775 | 0.096391 | 0.096043 | 0.09573 | 0.095475 | 0.095211 | 0.094934 | 0.094714 | 0.094544 | 0.094374 | 0.094183 | 0.094027 | 0.093856 | 0.093687 | 0.093515 | 0.093369 | 0.093213 | 0.093046 | 0.092866 | 0.092718
Best Commercial Roofs | Efficient uncompeted | AIA CZ5 | Commercial (New), Commercial (Existing) | Heating (Env.), Cooling (Env.) | 999 | 999 | 999 | 999 | 0.10228 | 0.095389 | 0.086704 | 0.10639 | 0.10154 | 0.098362 | 0.097526 | 0.0967 | 0.095927 | 0.095244 | 0.09463 | 0.094394 | 0.094641 | 0.095182 | 0.096088 | 0.09716 | 0.098444 | 0.099808 | 0.10141 | 0.10322 | 0.10528 | 0.10752 | 0.10989 | 0.1125 | 0.11495 | 0.11742 | 0.11993 | 0.12257 | 0.12522 | 0.12794 | 0.13071 | 0.13355 | 0.13643 | 0.13935 | 0.14227 | 0.14528
Best Commercial Roofs | Baseline competed | AIA CZ5 | Commercial (New), Commercial (Existing) | Heating (Env.), Cooling (Env.) | 999 | 999 | 999 | 999 | 0.074999 | 0.07241 | 0.066613 | 0.076085 | 0.067998 | 0.061798 | 0.057085 | 0.052728 | 0.048731 | 0.045025 | 0.04154 | 0.038408 | 0.035628 | 0.033095 | 0.030816 | 0.028496 | 0.026358 | 0.024315 | 0.022483 | 0.020789 | 0.019224 | 0.017813 | 0.016355 | 0.014996 | 0.014168 | 0.013356 | 0.012492 | 0.011437 | 0.010917 | 0.010683 | 0.010178 | 0.0096557 | 0.0091153 | 0.0085437 | 0.0079938 | 0.0074723
Best Commercial Roofs | Efficient competed | AIA CZ5 | Commercial (New), Commercial (Existing) | Heating (Env.), Cooling (Env.) | 999 | 999 | 999 | 999 | 0.073341 | 0.069589 | 0.062914 | 0.070895 | 0.062583 | 0.056253 | 0.051394 | 0.047018 | 0.043117 | 0.039621 | 0.03641 | 0.03361 | 0.031209 | 0.029091 | 0.027262 | 0.025361 | 0.023652 | 0.022043 | 0.020651 | 0.019392 | 0.018254 | 0.017302 | 0.016227 | 0.01524 | 0.014715 | 0.014169 | 0.013537 | 0.012641 | 0.012344 | 0.012385 | 0.012107 | 0.011783 | 0.011409 | 0.010972 | 0.010531 | 0.010097
Best Commercial Rooftop AC | Baseline uncompeted | AIA CZ5 | Commercial (New), Commercial (Existing) | Cooling (Equip.) | -16.0191 | 999 | 262.1194 | 6447.8548 | 0.2072 | 0.2105 | 0.19039 | 0.1955 | 0.17158 | 0.17923 | 0.17515 | 0.1708 | 0.16641 | 0.16246 | 0.15797 | 0.15388 | 0.15035 | 0.14725 | 0.14476 | 0.14216 | 0.13955 | 0.13654 | 0.13406 | 0.13164 | 0.12952 | 0.12753 | 0.12547 | 0.12354 | 0.12179 | 0.12016 | 0.11847 | 0.11693 | 0.11548 | 0.11409 | 0.11273 | 0.11151 | 0.11036 | 0.10918 | 0.10818 | 0.10728
Best Commercial Rooftop AC | Efficient uncompeted | AIA CZ5 | Commercial (New), Commercial (Existing) | Cooling (Equip.) | -16.0191 | 999 | 262.1194 | 6447.8548 | 0.2072 | 0.2105 | 0.18801 | 0.19077 | 0.16551 | 0.17107 | 0.1655 | 0.15987 | 0.15439 | 0.1495 | 0.14427 | 0.13956 | 0.1355 | 0.13196 | 0.12906 | 0.12618 | 0.12338 | 0.12031 | 0.11778 | 0.11538 | 0.11363 | 0.11216 | 0.1106 | 0.10915 | 0.10785 | 0.10664 | 0.10537 | 0.10423 | 0.10316 | 0.10214 | 0.10114 | 0.10025 | 0.09942 | 0.098548 | 0.097832 | 0.097209
Best Commercial Rooftop AC | Baseline competed | AIA CZ5 | Commercial (New), Commercial (Existing) | Cooling (Equip.) | -16.0191 | 999 | 21089.2878 | 518773.7574 | 0.016138 | 0.016403 | 0.015062 | 0.014336 | 0.011615 | 0.011233 | 0.010157 | 0.009169 | 0.0082718 | 0.0074841 | 0.0067432 | 0.006086 | 0.00551 | 0.0050007 | 0.0045565 | 0.0041597 | 0.0037969 | 0.0034566 | 0.003254 | 0.0031123 | 0.0028039 | 0.0025296 | 0.0022804 | 0.0021678 | 0.0019543 | 0.001761 | 0.0015831 | 0.001424 | 0.0012807 | 0.0011513 | 0.0010257 | 0.0009089 | 0.00080509 | 0.00071136 | 0.00062804 | 0.00055454
Best Commercial Rooftop AC | Efficient competed | AIA CZ5 | Commercial (New), Commercial (Existing) | Cooling (Equip.) | -16.0191 | 999 | 21089.2878 | 518773.7574 | 0.016146 | 0.016419 | 0.014912 | 0.014062 | 0.011296 | 0.010837 | 0.0097227 | 0.0087099 | 0.0077999 | 0.0070069 | 0.00627 | 0.0056221 | 0.0050585 | 0.0045641 | 0.004136 | 0.0037576 | 0.0034147 | 0.0030963 | 0.0029045 | 0.0027688 | 0.0024972 | 0.0022604 | 0.0020443 | 0.0019492 | 0.0017626 | 0.0015929 | 0.0014364 | 0.0012959 | 0.0011689 | 0.0010538 | 0.00094156 | 0.00083657 | 0.00074294 | 0.00065791 | 0.00058214 | 0.00051512
Best Commercial Walls | Baseline uncompeted | AIA CZ5 | Commercial (New), Commercial (Existing) | Heating (Env.), Cooling (Env.) | -0.16307 | 999 | 82.3688 | 1609.5287 | 0.14863 | 0.1371 | 0.1256 | 0.16009 | 0.15553 | 0.14934 | 0.1486 | 0.14767 | 0.14661 | 0.14538 | 0.14407 | 0.14302 | 0.14238 | 0.14184 | 0.14148 | 0.14106 | 0.14067 | 0.14015 | 0.1396 | 0.13912 | 0.1387 | 0.13824 | 0.13779 | 0.13742 | 0.1371 | 0.13676 | 0.1364 | 0.13609 | 0.13573 | 0.13538 | 0.13501 | 0.13467 | 0.1343 | 0.13392 | 0.1335 | 0.13311
Best Commercial Walls | Efficient uncompeted | AIA CZ5 | Commercial (New), Commercial (Existing) | Heating (Env.), Cooling (Env.) | -0.16307 | 999 | 82.3688 | 1609.5287 | 0.14458 | 0.12966 | 0.11548 | 0.14309 | 0.13513 | 0.12628 | 0.12238 | 0.11852 | 0.11475 | 0.11104 | 0.10746 | 0.10423 | 0.10146 | 0.098919 | 0.096644 | 0.094474 | 0.092472 | 0.090527 | 0.088718 | 0.087089 | 0.08564 | 0.084314 | 0.083123 | 0.082114 | 0.08127 | 0.080541 | 0.07993 | 0.07947 | 0.079113 | 0.078881 | 0.078768 | 0.078787 | 0.078911 | 0.079154 | 0.079483 | 0.079951
Best Commercial Walls | Baseline competed | AIA CZ5 | Commercial (New), Commercial (Existing) | Heating (Env.), Cooling (Env.) | -0.16307 | 999 | 338.3202 | 6639.4481 | 0.10292 | 0.097273 | 0.090175 | 0.10981 | 0.10196 | 0.093117 | 0.08785 | 0.082858 | 0.078208 | 0.073743 | 0.069441 | 0.065511 | 0.061989 | 0.058706 | 0.055696 | 0.052455 | 0.049403 | 0.046396 | 0.043631 | 0.041027 | 0.038585 | 0.036416 | 0.033996 | 0.031712 | 0.029591 | 0.027534 | 0.025478 | 0.023216 | 0.021636 | 0.020715 | 0.020068 | 0.019345 | 0.018569 | 0.01773 | 0.016902 | 0.016295
Best Commercial Walls | Efficient competed | AIA CZ5 | Commercial (New), Commercial (Existing) | Heating (Env.), Cooling (Env.) | -0.16307 | 999 | 338.3202 | 6639.4481 | 0.098671 | 0.089445 | 0.079548 | 0.094389 | 0.085432 | 0.075986 | 0.069758 | 0.064033 | 0.05885 | 0.054083 | 0.049624 | 0.04563 | 0.042101 | 0.038895 | 0.036027 | 0.033042 | 0.030317 | 0.027726 | 0.025422 | 0.023321 | 0.021419 | 0.019844 | 0.018106 | 0.016532 | 0.015154 | 0.013846 | 0.012571 | 0.011203 | 0.010219 | 0.0096174 | 0.0091939 | 0.0087565 | 0.0083138 | 0.0078583 | 0.0074176 | 0.0071386
Best Res. Air Sealing (Exist) | Baseline uncompeted | AIA CZ5 | Residential (New), Residential (Existing) | Heating (Env.), Cooling (Env.) | 5.4732 | 18.1823 | 20.2667 | 439.4447 | 0.51982 | 0.46362 | 0.41663 | 0.54772 | 0.50313 | 0.47958 | 0.46784 | 0.45618 | 0.44489 | 0.43464 | 0.42358 | 0.41319 | 0.40419 | 0.39593 | 0.3889 | 0.38178 | 0.37468 | 0.36707 | 0.36028 | 0.35378 | 0.34786 | 0.34221 | 0.33655 | 0.33108 | 0.32592 | 0.32097 | 0.31579 | 0.31093 | 0.30612 | 0.30136 | 0.29658 | 0.29189 | 0.28717 | 0.28242 | 0.27823 | 0.27443
Best Res. Air Sealing (Exist) | Efficient uncompeted | AIA CZ5 | Residential (New), Residential (Existing) | Heating (Env.), Cooling (Env.) | 5.4732 | 18.1823 | 20.2667 | 439.4447 | 0.51982 | 0.46362 | 0.40905 | 0.52798 | 0.47603 | 0.44519 | 0.42594 | 0.40719 | 0.38918 | 0.37246 | 0.35543 | 0.33934 | 0.32474 | 0.31103 | 0.29858 | 0.2863 | 0.2743 | 0.26217 | 0.2509 | 0.24006 | 0.22984 | 0.22 | 0.21036 | 0.20103 | 0.19209 | 0.18345 | 0.17486 | 0.16662 | 0.15858 | 0.15074 | 0.14305 | 0.13559 | 0.12827 | 0.12111 | 0.11435 | 0.10789
Best Res. Air Sealing (Exist) | Baseline competed | AIA CZ5 | Residential (New), Residential (Existing) | Heating (Env.), Cooling (Env.) | 5.4732 | 18.1823 | 1060.2495 | 24055.8949 | 0.12464 | 0.10816 | 0.010373 | 0.015653 | 0.014621 | 0.013663 | 0.013235 | 0.012744 | 0.012316 | 0.011925 | 0.011512 | 0.011113 | 0.010755 | 0.010418 | 0.010125 | 0.009368 | 0.0087199 | 0.0081373 | 0.0076403 | 0.0071906 | 0.0067778 | 0.0063965 | 0.0060296 | 0.0056375 | 0.005296 | 0.0049744 | 0.0046691 | 0.0043907 | 0.0041334 | 0.0039041 | 0.0036961 | 0.0035173 | 0.0033539 | 0.0032043 | 0.0031077 | 0.0030363
Best Res. Air Sealing (Exist) | Efficient competed | AIA CZ5 | Residential (New), Residential (Existing) | Heating (Env.), Cooling (Env.) | 5.4732 | 18.1823 | 1060.2495 | 24055.8949 | 0.12457 | 0.10804 | 0.010162 | 0.015047 | 0.013782 | 0.012613 | 0.011962 | 0.011268 | 0.010649 | 0.010077 | 0.0095027 | 0.0089542 | 0.0084546 | 0.0079842 | 0.0075621 | 0.0067493 | 0.0060555 | 0.0054415 | 0.0049151 | 0.0044452 | 0.0040203 | 0.0036355 | 0.0032782 | 0.0029274 | 0.0026236 | 0.0023457 | 0.0020923 | 0.0018666 | 0.0016641 | 0.0014875 | 0.0013314 | 0.0011986 | 0.0010804 | 0.00097484 | 0.00089916 | 0.00083763
Best Res. Air Sealing (New) | Baseline uncompeted | AIA CZ5 | Residential (New), Residential (Existing) | Heating (Env.), Cooling (Env.) | 29.943 | 3.3397 | 3.6629 | 79.8475 | 0 | 0.0068071 | 0.012646 | 0.026396 | 0.033896 | 0.0418 | 0.050174 | 0.058241 | 0.065913 | 0.073361 | 0.080429 | 0.087178 | 0.093791 | 0.10028 | 0.10694 | 0.11353 | 0.12 | 0.12591 | 0.13195 | 0.13803 | 0.14422 | 0.1503 | 0.15619 | 0.162 | 0.16777 | 0.17355 | 0.1791 | 0.1847 | 0.19028 | 0.19589 | 0.20148 | 0.20712 | 0.21267 | 0.21805 | 0.22307 | 0.22783
Best Res. Air Sealing (New) | Efficient uncompeted | AIA CZ5 | Residential (New), Residential (Existing) | Heating (Env.), Cooling (Env.) | 29.943 | 3.3397 | 3.6629 | 79.8475 | 0 | 0.0068071 | 0.0075847 | 0.012235 | 0.013435 | 0.014956 | 0.016725 | 0.018429 | 0.020051 | 0.021639 | 0.02314 | 0.024586 | 0.026028 | 0.027467 | 0.028984 | 0.030502 | 0.032021 | 0.033436 | 0.034917 | 0.036449 | 0.038058 | 0.039679 | 0.041311 | 0.042982 | 0.044696 | 0.046487 | 0.048295 | 0.050184 | 0.052166 | 0.054257 | 0.056436 | 0.05876 | 0.061204 | 0.063727 | 0.066337 | 0.069077
Best Res. Air Sealing (New) | Baseline competed | AIA CZ5 | Residential (New), Residential (Existing) | Heating (Env.), Cooling (Env.) | 29.943 | 3.3397 | 11.6848 | 244.5147 | 0 | 0.0018394 | 0.0064084 | 0.014841 | 0.019524 | 0.023539 | 0.027468 | 0.031132 | 0.034628 | 0.038019 | 0.041339 | 0.044398 | 0.047303 | 0.050044 | 0.052788 | 0.055575 | 0.057381 | 0.058425 | 0.058967 | 0.058927 | 0.058483 | 0.057798 | 0.056747 | 0.055102 | 0.053206 | 0.051135 | 0.04908 | 0.047022 | 0.044788 | 0.042378 | 0.041962 | 0.0426 | 0.042975 | 0.043113 | 0.043184 | 0.043101
Best Res. Air Sealing (New) | Efficient competed | AIA CZ5 | Residential (New), Residential (Existing) | Heating (Env.), Cooling (Env.) | 29.943 | 3.3397 | 11.6848 | 244.5147 | 0 | 0.0018204 | 0.0037304 | 0.0066514 | 0.0074585 | 0.0080179 | 0.0086228 | 0.0091939 | 0.0097672 | 0.010345 | 0.010938 | 0.011483 | 0.01201 | 0.012514 | 0.013037 | 0.013586 | 0.013856 | 0.013943 | 0.013905 | 0.013728 | 0.01347 | 0.013182 | 0.01283 | 0.012348 | 0.01183 | 0.011304 | 0.010811 | 0.010342 | 0.0098642 | 0.0093755 | 0.0093128 | 0.0094867 | 0.0096251 | 0.0097304 | 0.009874 | 0.010029
Best Residential Air Source HP | Baseline uncompeted | AIA CZ5 | Residential (New), Residential (Existing) | Heating (Equip.), Cooling (Equip.) | -3.3553 | 21.6505 | 34.0985 | 838.7854 | 0.2592 | 0.25648 | 0.22755 | 0.28619 | 0.26426 | 0.26823 | 0.26823 | 0.26808 | 0.26682 | 0.26599 | 0.26386 | 0.26172 | 0.26006 | 0.25869 | 0.2581 | 0.25719 | 0.256 | 0.25377 | 0.25233 | 0.25091 | 0.25003 | 0.24943 | 0.24864 | 0.24796 | 0.24739 | 0.24683 | 0.2461 | 0.24546 | 0.24492 | 0.2444 | 0.24383 | 0.24335 | 0.2429 | 0.24233 | 0.24199 | 0.24176
Best Residential Air Source HP | Efficient uncompeted | AIA CZ5 | Residential (New), Residential (Existing) | Heating (Equip.), Cooling (Equip.) | -3.3553 | 21.6505 | 34.0985 | 838.7854 | 0.2592 | 0.25648 | 0.22481 | 0.28012 | 0.25631 | 0.25696 | 0.25429 | 0.25153 | 0.24809 | 0.24517 | 0.24117 | 0.23728 | 0.23392 | 0.23091 | 0.22865 | 0.22618 | 0.22449 | 0.22258 | 0.22133 | 0.22008 | 0.21929 | 0.21873 | 0.218 | 0.21734 | 0.21678 | 0.21621 | 0.21547 | 0.21482 | 0.21425 | 0.21369 | 0.2131 | 0.21258 | 0.2121 | 0.2115 | 0.2111 | 0.2108
Best Residential Air Source HP | Baseline competed | AIA CZ5 | Residential (New), Residential (Existing) | Heating (Equip.), Cooling (Equip.) | -3.3553 | 21.6505 | 2599.0897 | 63934.8082 | 0 | -3.1432e-17 | 0.0010214 | 0.0019787 | 0.0023662 | 0.0028462 | 0.0030363 | 0.0031748 | 0.003222 | 0.0032682 | 0.0031855 | 0.0031252 | 0.0030839 | 0.0030586 | 0.0031015 | 0.0028493 | 0.0026998 | 0.0025673 | 0.0024653 | 0.0023731 | 0.0022965 | 0.00222 | 0.0021236 | 0.0020477 | 0.0019559 | 0.0018245 | 0.00169 | 0.0015586 | 0.0014331 | 0.0013134 | 0.0011854 | 0.0010603 | 0.00094886 | 0.00084939 | 0.00076187 | 0.00068437
Best Residential Air Source HP | Efficient competed | AIA CZ5 | Residential (New), Residential (Existing) | Heating (Equip.), Cooling (Equip.) | -3.3553 | 21.6505 | 2599.0897 | 63934.8082 | 0 | -3.1432e-17 | 0.00097928 | 0.0018388 | 0.0021407 | 0.0025263 | 0.0026426 | 0.0027107 | 0.0027045 | 0.002699 | 0.0025892 | 0.0025021 | 0.002434 | 0.0023819 | 0.0023854 | 0.0021725 | 0.0020502 | 0.0019501 | 0.0018727 | 0.0018041 | 0.0017493 | 0.0016955 | 0.0016271 | 0.0015786 | 0.0015164 | 0.0014227 | 0.0013256 | 0.0012297 | 0.0011375 | 0.0010488 | 0.000952 | 0.00085627 | 0.00077038 | 0.00069319 | 0.00062496 | 0.00056421
Best Residential Air Source HP (FS) | Baseline uncompeted | AIA CZ5 | Residential (New), Residential (Existing) | Heating (Equip.), Cooling (Equip.) | -8.9367 | 38.8515 | 61.2841 | 828.0692 | 0.75915 | 0.7132 | 0.691 | 0.83377 | 0.77117 | 0.77164 | 0.77064 | 0.76838 | 0.76548 | 0.76296 | 0.75963 | 0.75719 | 0.75656 | 0.75702 | 0.75921 | 0.76161 | 0.76444 | 0.76597 | 0.7686 | 0.77201 | 0.77637 | 0.78089 | 0.78549 | 0.79037 | 0.79543 | 0.80071 | 0.80565 | 0.81095 | 0.81625 | 0.8216 | 0.82688 | 0.83244 | 0.83779 | 0.8427 | 0.84769 | 0.85308
Best Residential Air Source HP (FS) | Efficient uncompeted | AIA CZ5 | Residential (New), Residential (Existing) | Heating (Equip.), Cooling (Equip.) | -8.9367 | 38.8515 | 61.2841 | 828.0692 | 0.75915 | 0.7132 | 0.68125 | 0.81178 | 0.74135 | 0.72985 | 0.71752 | 0.70402 | 0.69051 | 0.67827 | 0.66506 | 0.65345 | 0.64476 | 0.63725 | 0.63189 | 0.62664 | 0.62153 | 0.61448 | 0.61148 | 0.60954 | 0.60986 | 0.61276 | 0.61528 | 0.6183 | 0.62169 | 0.62521 | 0.62833 | 0.63164 | 0.63504 | 0.63851 | 0.64192 | 0.64566 | 0.64949 | 0.65281 | 0.65636 | 0.66006
Best Residential Air Source HP (FS) | Baseline competed | AIA CZ5 | Residential (New), Residential (Existing) | Heating (Equip.), Cooling (Equip.) | -8.9367 | 38.8515 | 24242.815 | 396576.2721 | -3.7253e-18 | -1.3254e-16 | 0.00042307 | 0.00075058 | 0.0009158 | 0.0010491 | 0.0012663 | 0.0014703 | 0.0016334 | 0.0017738 | 0.001845 | 0.0019163 | 0.0019867 | 0.0020593 | 0.0021709 | 0.0018954 | 0.0018125 | 0.0017755 | 0.0016948 | 0.0016415 | 0.0016097 | 0.0015772 | 0.001551 | 0.0015382 | 0.0015125 | 0.0014496 | 0.0013845 | 0.0013176 | 0.0012537 | 0.0011922 | 0.0011238 | 0.0010548 | 0.00099178 | 0.00093354 | 0.00088084 | 0.00083401
Best Residential Air Source HP (FS) | Efficient competed | AIA CZ5 | Residential (New), Residential (Existing) | Heating (Equip.), Cooling (Equip.) | -8.9367 | 38.8515 | 24242.815 | 396576.2721 | -3.7253e-18 | -1.3254e-16 | 0.00039795 | 0.00067249 | 0.00078645 | 0.00088009 | 0.0010382 | 0.0011796 | 0.0012834 | 0.0013675 | 0.0013952 | 0.001423 | 0.0014503 | 0.0014797 | 0.0015406 | 0.001323 | 0.001251 | 0.0012127 | 0.0011514 | 0.0011124 | 0.00109 | 0.0010705 | 0.0010557 | 0.001054 | 0.0010428 | 0.0010059 | 0.00096683 | 0.00092623 | 0.00088717 | 0.00084945 | 0.00080551 | 0.00076027 | 0.00071906 | 0.00068068 | 0.00064626 | 0.00061571
Best Residential Central AC | Baseline uncompeted | AIA CZ5 | Residential (New), Residential (Existing) | Cooling (Equip.) | 999 | 0 | -6.7002 | -164.8172 | 0.47391 | 0.49794 | 0.45538 | 0.49724 | 0.43834 | 0.48716 | 0.49089 | 0.49297 | 0.49385 | 0.49571 | 0.49572 | 0.49682 | 0.4996 | 0.50384 | 0.51037 | 0.51701 | 0.52382 | 0.52867 | 0.53549 | 0.543 | 0.55178 | 0.56099 | 0.57003 | 0.57915 | 0.58852 | 0.59843 | 0.60761 | 0.61718 | 0.62688 | 0.6366 | 0.64606 | 0.65597 | 0.66577 | 0.67477 | 0.68432 | 0.69425
Best Residential Central AC | Efficient uncompeted | AIA CZ5 | Residential (New), Residential (Existing) | Cooling (Equip.) | 999 | 0 | -6.7002 | -164.8172 | 0.47391 | 0.49794 | 0.45079 | 0.48752 | 0.42571 | 0.46873 | 0.46804 | 0.46588 | 0.46337 | 0.46202 | 0.45915 | 0.45749 | 0.45756 | 0.45909 | 0.46281 | 0.4667 | 0.47082 | 0.47326 | 0.47944 | 0.48682 | 0.49532 | 0.50419 | 0.51288 | 0.52162 | 0.53057 | 0.53998 | 0.54872 | 0.5578 | 0.56697 | 0.57616 | 0.58508 | 0.59441 | 0.60362 | 0.61209 | 0.62107 | 0.63039
Best Residential Central AC | Baseline competed | AIA CZ5 | Residential (New), Residential (Existing) | Cooling (Equip.) | 999 | 0 | -45.1389 | -1110.368 | 0 | -1.5832e-17 | 0.0097817 | 0.019788 | 0.025033 | 0.034743 | 0.041911 | 0.048831 | 0.05467 | 0.060419 | 0.063717 | 0.067135 | 0.070708 | 0.074479 | 0.079979 | 0.070542 | 0.071343 | 0.073245 | 0.071231 | 0.069906 | 0.06903 | 0.068099 | 0.067022 | 0.066521 | 0.065202 | 0.062055 | 0.058626 | 0.055193 | 0.051817 | 0.048506 | 0.04477 | 0.040978 | 0.037514 | 0.034348 | 0.031532 | 0.029004
Best Residential Central AC | Efficient competed | AIA CZ5 | Residential (New), Residential (Existing) | Cooling (Equip.) | 999 | 0 | -45.1389 | -1110.368 | 0 | -1.5832e-17 | 0.0094927 | 0.018846 | 0.023479 | 0.032144 | 0.038268 | 0.044028 | 0.048815 | 0.053461 | 0.055925 | 0.058475 | 0.061148 | 0.063982 | 0.068297 | 0.060002 | 0.060359 | 0.061658 | 0.059869 | 0.058773 | 0.058123 | 0.057465 | 0.056717 | 0.056614 | 0.055785 | 0.053379 | 0.050708 | 0.048006 | 0.045325 | 0.042676 | 0.039603 | 0.036437 | 0.033526 | 0.030845 | 0.028451 | 0.02629
Best Residential Clothes Washer | Baseline uncompeted | AIA CZ5 | Residential (New), Residential (Existing) | Other | -3.7898 | 15.5633 | 29.1297 | 716.5595 | 0.017189 | 0.017422 | 0.01741 | 0.017497 | 0.017625 | 0.017716 | 0.017708 | 0.017723 | 0.017768 | 0.017895 | 0.017975 | 0.018065 | 0.018169 | 0.018287 | 0.018459 | 0.018628 | 0.018782 | 0.018869 | 0.019024 | 0.019167 | 0.019347 | 0.019542 | 0.019711 | 0.019889 | 0.020074 | 0.020253 | 0.020426 | 0.020594 | 0.020769 | 0.020951 | 0.021138 | 0.021334 | 0.02155 | 0.021753 | 0.021965 | 0.022165
Best Residential Clothes Washer | Efficient uncompeted | AIA CZ5 | Residential (New), Residential (Existing) | Other | -3.7898 | 15.5633 | 29.1297 | 716.5595 | 0.017189 | 0.017422 | 0.015777 | 0.014378 | 0.013028 | 0.011674 | 0.010297 | 0.0089777 | 0.0077163 | 0.0065221 | 0.0053383 | 0.0041883 | 0.0030682 | 0.0027119 | 0.0027124 | 0.0026911 | 0.0026698 | 0.0026412 | 0.0026239 | 0.0026067 | 0.0025961 | 0.0025889 | 0.0025794 | 0.0025846 | 0.0025976 | 0.0026107 | 0.0026237 | 0.0026369 | 0.0026516 | 0.0026679 | 0.0026853 | 0.0027045 | 0.0027266 | 0.0027474 | 0.0027698 | 0.0027911
Best Residential Clothes Washer | Baseline competed | AIA CZ5 | Residential (New), Residential (Existing) | Other | -3.7898 | 15.5633 | 431.9246 | 10624.8808 | 0.0085946 | 0.008711 | 0.01741 | 0.015591 | 0.013983 | 0.012515 | 0.011146 | 0.0099442 | 0.0088956 | 0.0080006 | 0.0071762 | 0.0064249 | 0.0057603 | 0.005041 | 0.0045174 | 0.0040471 | 0.0036233 | 0.0032343 | 0.0028979 | 0.0025951 | 0.0023289 | 0.0020927 | 0.0018786 | 0.001688 | 0.0015181 | 0.0013659 | 0.0012291 | 0.0011064 | 0.0009969 | 0.00089896 | 0.00081132 | 0.00073309 | 0.00066361 | 0.00060107 | 0.00054618 | 0.00049723
Best Residential Clothes Washer | Efficient competed | AIA CZ5 | Residential (New), Residential (Existing) | Other | -3.7898 | 15.5633 | 431.9246 | 10624.8808 | 0.0085946 | 0.008711 | 0.015777 | 0.012901 | 0.010499 | 0.0084489 | 0.0066887 | 0.0052282 | 0.0040211 | 0.0030326 | 0.0022025 | 0.0015138 | 0.00095252 | 0.00071908 | 0.00064023 | 0.00056559 | 0.0005 | 0.00044125 | 0.00039128 | 0.00034711 | 0.00030884 | 0.00027536 | 0.00024543 | 0.00021936 | 0.00019645 | 0.00017607 | 0.00015788 | 0.00014167 | 0.00012728 | 0.00011447 | 0.00010307 | 9.2932e-05 | 8.3962e-05 | 7.5917e-05 | 6.8874e-05 | 6.2612e-05
Best Residential Electric Dryer | Baseline uncompeted | AIA CZ5 | Residential (New), Residential (Existing) | Other | -1.3206 | 14.2855 | 25.4213 | 625.3372 | 0.15271 | 0.15511 | 0.15652 | 0.16016 | 0.16339 | 0.16553 | 0.16614 | 0.16689 | 0.16782 | 0.16921 | 0.16985 | 0.17058 | 0.17158 | 0.17291 | 0.17485 | 0.17672 | 0.17845 | 0.17954 | 0.18127 | 0.18298 | 0.18514 | 0.18747 | 0.18945 | 0.19147 | 0.19362 | 0.19585 | 0.19786 | 0.19993 | 0.20204 | 0.20422 | 0.20636 | 0.20851 | 0.21077 | 0.21284 | 0.21508 | 0.2173
Best Residential Electric Dryer | Efficient uncompeted | AIA CZ5 | Residential (New), Residential (Existing) | Other | -1.3206 | 14.2855 | 25.4213 | 625.3372 | 0.15271 | 0.15511 | 0.15389 | 0.15499 | 0.15566 | 0.15529 | 0.15353 | 0.15195 | 0.1506 | 0.14971 | 0.1482 | 0.14683 | 0.14574 | 0.14498 | 0.14566 | 0.14717 | 0.14858 | 0.14946 | 0.15087 | 0.15226 | 0.15403 | 0.15593 | 0.15756 | 0.1592 | 0.16096 | 0.16279 | 0.16444 | 0.16616 | 0.16791 | 0.16973 | 0.17151 | 0.17329 | 0.17517 | 0.17689 | 0.17876 | 0.1806
Best Residential Electric Dryer | Baseline competed | AIA CZ5 | Residential (New), Residential (Existing) | Other | -1.3206 | 14.2855 | 1154.8781 | 28408.7594 | 0.050903 | 0.051703 | 0.0035818 | 0.0036488 | 0.0037057 | 0.0037391 | 0.0037362 | 0.0037377 | 0.0037455 | 0.0037663 | 0.0037736 | 0.0037846 | 0.0038016 | 0.0038266 | 0.0038626 | 0.0039031 | 0.0039375 | 0.0039597 | 0.0039966 | 0.0040333 | 0.0040806 | 0.0041313 | 0.0041753 | 0.0042195 | 0.0042654 | 0.0043111 | 0.0043532 | 0.0043982 | 0.0044409 | 0.0044883 | 0.0045318 | 0.0045784 | 0.0046255 | 0.0046688 | 0.0047176 | 0.0047628
Best Residential Electric Dryer | Efficient competed | AIA CZ5 | Residential (New), Residential (Existing) | Other | -1.3206 | 14.2855 | 1154.8781 | 28408.7594 | 0.050903 | 0.051703 | 0.0035215 | 0.0035314 | 0.0035309 | 0.0035083 | 0.0034531 | 0.0034037 | 0.0033616 | 0.0033327 | 0.0032929 | 0.0032578 | 0.0032292 | 0.0032083 | 0.0032176 | 0.0032506 | 0.0032785 | 0.0032963 | 0.0033263 | 0.0033562 | 0.0033949 | 0.0034364 | 0.0034723 | 0.0035084 | 0.0035459 | 0.0035834 | 0.003618 | 0.0036554 | 0.0036909 | 0.0037303 | 0.0037664 | 0.0038051 | 0.0038443 | 0.0038803 | 0.0039209 | 0.0039584
Best Residential Electric Dryer (FS) | Baseline uncompeted | AIA CZ5 | Residential (New), Residential (Existing) | Other | 999 | 999 | 999 | 999 | 0.0042635 | 0.0043876 | 0.0044684 | 0.0046076 | 0.0047646 | 0.0049084 | 0.0050396 | 0.0051712 | 0.0053039 | 0.0054387 | 0.005581 | 0.0057362 | 0.0059055 | 0.0060739 | 0.0062385 | 0.0064056 | 0.0065748 | 0.0067387 | 0.0068985 | 0.0070562 | 0.0072096 | 0.0073551 | 0.0075049 | 0.0076603 | 0.0078186 | 0.0079787 | 0.0081418 | 0.0083045 | 0.0084665 | 0.0086281 | 0.0087889 | 0.0089491 | 0.0091076 | 0.0092626 | 0.0094134 | 0.0095636
Best Residential Electric Dryer (FS) | Efficient uncompeted | AIA CZ5 | Residential (New), Residential (Existing) | Other | 999 | 999 | 999 | 999 | 0.0042635 | 0.0043876 | 0.0049986 | 0.0056356 | 0.0063019 | 0.0069478 | 0.0075437 | 0.0081298 | 0.0087151 | 0.0093281 | 0.0099281 | 0.010552 | 0.01121 | 0.011873 | 0.01237 | 0.012666 | 0.012953 | 0.013184 | 0.013448 | 0.013695 | 0.013956 | 0.014214 | 0.01446 | 0.014724 | 0.014999 | 0.015273 | 0.015543 | 0.015805 | 0.01607 | 0.016334 | 0.016596 | 0.016861 | 0.017136 | 0.017395 | 0.017654 | 0.017902
Best Residential Electric Dryer (FS) | Baseline competed | AIA CZ5 | Residential (New), Residential (Existing) | Other | 999 | 999 | 999 | 999 | 0.0008527 | 0.00087753 | 4.3247e-05 | 4.5506e-05 | 4.8101e-05 | 5.0843e-05 | 5.3687e-05 | 5.6633e-05 | 5.9709e-05 | 6.2774e-05 | 6.5797e-05 | 6.8781e-05 | 7.1888e-05 | 7.4935e-05 | 7.9089e-05 | 8.1449e-05 | 8.5037e-05 | 8.8412e-05 | 9.1717e-05 | 9.4964e-05 | 9.8186e-05 | 0.00010128 | 0.00010438 | 0.00010757 | 0.00011092 | 0.00011464 | 0.00011821 | 0.00012202 | 0.000126 | 0.00013016 | 0.00013287 | 0.00013722 | 0.00014153 | 0.00014584 | 0.00015037 | 0.00015519
Best Residential Electric Dryer (FS) | Efficient competed | AIA CZ5 | Residential (New), Residential (Existing) | Other | 999 | 999 | 999 | 999 | 0.0008527 | 0.00087753 | 4.8378e-05 | 5.5729e-05 | 6.3768e-05 | 7.2184e-05 | 8.0625e-05 | 8.9312e-05 | 9.8378e-05 | 0.0001079 | 0.00011723 | 0.00012665 | 0.00013652 | 0.00014648 | 0.00015678 | 0.00016101 | 0.00016749 | 0.00017294 | 0.00017877 | 0.00018428 | 0.00019004 | 0.00019571 | 0.0002011 | 0.00020674 | 0.00021279 | 0.00021944 | 0.00022567 | 0.00023222 | 0.00023915 | 0.00024641 | 0.00025091 | 0.00025854 | 0.00026629 | 0.00027389 | 0.000282 | 0.00029049
Best Residential Electric HPWH | Baseline uncompeted | AIA CZ5 | Residential (New), Residential (Existing) | Water Heating | 12.302 | 6.33 | 11.2595 | 276.9719 | 0.34762 | 0.3481 | 0.3475 | 0.35124 | 0.35328 | 0.35281 | 0.34932 | 0.34715 | 0.34551 | 0.34473 | 0.3423 | 0.34009 | 0.3387 | 0.33792 | 0.33826 | 0.33838 | 0.33832 | 0.33723 | 0.33736 | 0.33744 | 0.33828 | 0.33938 | 0.33994 | 0.34063 | 0.34159 | 0.34272 | 0.34344 | 0.34432 | 0.34532 | 0.34653 | 0.34778 | 0.34911 | 0.35068 | 0.352 | 0.35367 | 0.35529
Best Residential Electric HPWH | Efficient uncompeted | AIA CZ5 | Residential (New), Residential (Existing) | Water Heating | 12.302 | 6.33 | 11.2595 | 276.9719 | 0.34762 | 0.3481 | 0.32186 | 0.30162 | 0.28008 | 0.25719 | 0.23316 | 0.21111 | 0.19039 | 0.17099 | 0.15161 | 0.13325 | 0.11603 | 0.099705 | 0.091636 | 0.091357 | 0.091037 | 0.090443 | 0.090185 | 0.089914 | 0.089852 | 0.089862 | 0.089733 | 0.089641 | 0.089622 | 0.089782 | 0.08997 | 0.090201 | 0.090462 | 0.090781 | 0.091107 | 0.091455 | 0.091867 | 0.092213 | 0.09265 | 0.093074
Best Residential Electric HPWH | Baseline competed | AIA CZ5 | Residential (New), Residential (Existing) | Water Heating | 12.302 | 6.33 | 27668968.1534 | 680626837.9706 | 2.9802e-17 | 1.7229e-17 | 4.2527e-07 | 6.9691e-07 | 9.2595e-07 | 8.4427e-07 | 7.6435e-07 | 6.9546e-07 | 6.3512e-07 | 5.8272e-07 | 5.3314e-07 | 4.8926e-07 | 4.6528e-07 | 4.1635e-07 | 3.739e-07 | 3.3559e-07 | 3.0105e-07 | 2.9548e-07 | 2.6537e-07 | 2.3828e-07 | 2.1446e-07 | 1.9324e-07 | 1.7388e-07 | 1.716e-07 | 1.5466e-07 | 1.3947e-07 | 1.2563e-07 | 1.2406e-07 | 1.1184e-07 | 1.0089e-07 | 9.9675e-08 | 8.9916e-08 | 8.1171e-08 | 7.3238e-08 | 6.6284e-08 | 6.0073e-08
Best Residential Electric HPWH | Efficient competed | AIA CZ5 | Residential (New), Residential (Existing) | Water Heating | 12.302 | 6.33 | 27668968.1534 | 680626837.9706 | 2.9802e-17 | 1.7229e-17 | 3.7711e-07 | 5.65e-07 | 6.9029e-07 | 5.7854e-07 | 4.8026e-07 | 3.992e-07 | 3.3155e-07 | 2.7522e-07 | 2.2651e-07 | 1.8584e-07 | 1.5715e-07 | 1.2362e-07 | 1.0273e-07 | 9.1541e-08 | 8.16e-08 | 7.9653e-08 | 7.1175e-08 | 6.3618e-08 | 5.7022e-08 | 5.1185e-08 | 4.5899e-08 | 4.5152e-08 | 4.0573e-08 | 3.6536e-08 | 3.2911e-08 | 3.2499e-08 | 2.93e-08 | 2.6429e-08 | 2.6112e-08 | 2.3555e-08 | 2.1264e-08 | 1.9186e-08 | 1.7364e-08 | 1.5737e-08
Best Residential Electric HPWH (FS) | Baseline uncompeted | AIA CZ5 | Residential (New), Residential (Existing) | Water Heating | 12.8245 | 6.1731 | 9.2897 | 143.771 | 0.11417 | 0.11235 | 0.11092 | 0.11078 | 0.11098 | 0.11078 | 0.1105 | 0.11037 | 0.1104 | 0.1106 | 0.11103 | 0.11174 | 0.11269 | 0.11382 | 0.11514 | 0.11667 | 0.1182 | 0.11961 | 0.12097 | 0.12235 | 0.12375 | 0.12509 | 0.12639 | 0.12769 | 0.12897 | 0.13024 | 0.13156 | 0.13287 | 0.13422 | 0.13563 | 0.13712 | 0.13867 | 0.14026 | 0.14184 | 0.14339 | 0.14496
Best Residential Electric HPWH (FS) | Efficient uncompeted | AIA CZ5 | Residential (New), Residential (Existing) | Water Heating | 12.8245 | 6.1731 | 9.2897 | 143.771 | 0.11417 | 0.11235 | 0.10571 | 0.10075 | 0.096118 | 0.091195 | 0.086156 | 0.081324 | 0.076736 | 0.072492 | 0.068368 | 0.06449 | 0.060825 | 0.057315 | 0.055856 | 0.056345 | 0.056775 | 0.056959 | 0.057308 | 0.057612 | 0.058025 | 0.058465 | 0.058809 | 0.059181 | 0.059574 | 0.059977 | 0.060409 | 0.060829 | 0.061278 | 0.061763 | 0.06228 | 0.062844 | 0.063477 | 0.064073 | 0.064684 | 0.06527
Best Residential Electric HPWH (FS) | Baseline competed | AIA CZ5 | Residential (New), Residential (Existing) | Water Heating | 12.8245 | 6.1731 | 222821.615 | 3415420.7856 | -3.7253e-18 | -8.7166e-18 | 1.9031e-05 | 2.8573e-05 | 3.5803e-05 | 3.2633e-05 | 2.9769e-05 | 2.7236e-05 | 2.5002e-05 | 2.3024e-05 | 2.1283e-05 | 1.9761e-05 | 1.9015e-05 | 1.7244e-05 | 1.5669e-05 | 1.4242e-05 | 1.2949e-05 | 1.1759e-05 | 1.0671e-05 | 9.7416e-06 | 8.8391e-06 | 8.0184e-06 | 7.2726e-06 | 6.5966e-06 | 5.9836e-06 | 5.43e-06 | 4.926e-06 | 4.4691e-06 | 4.0573e-06 | 3.682e-06 | 3.3442e-06 | 3.0364e-06 | 2.77e-06 | 2.5151e-06 | 2.2964e-06 | 2.0877e-06
Best Residential Electric HPWH (FS) | Efficient competed | AIA CZ5 | Residential (New), Residential (Existing) | Water Heating | 12.8245 | 6.1731 | 222821.615 | 3415420.7856 | -3.7253e-18 | -8.7166e-18 | 1.7673e-05 | 2.5144e-05 | 2.9967e-05 | 2.5969e-05 | 2.2465e-05 | 1.9461e-05 | 1.6896e-05 | 1.4727e-05 | 1.2848e-05 | 1.1248e-05 | 1.0208e-05 | 8.713e-06 | 7.6498e-06 | 6.911e-06 | 6.2414e-06 | 5.6142e-06 | 5.0645e-06 | 4.5931e-06 | 4.1481e-06 | 3.7496e-06 | 3.3848e-06 | 3.0577e-06 | 2.764e-06 | 2.5005e-06 | 2.262e-06 | 2.0459e-06 | 1.8523e-06 | 1.6767e-06 | 1.519e-06 | 1.3761e-06 | 1.2536e-06 | 1.1362e-06 | 1.0359e-06 | 9.3999e-07
Best Residential Electric Resist. WH | Baseline uncompeted | AIA CZ5 | Residential (New), Residential (Existing) | Water Heating | -15.5042 | 51.1861 | 91.0482 | 2239.6872 | 0.34762 | 0.3481 | 0.3475 | 0.35124 | 0.35328 | 0.35281 | 0.34932 | 0.34715 | 0.34551 | 0.34473 | 0.3423 | 0.34009 | 0.3387 | 0.33792 | 0.33826 | 0.33838 | 0.33832 | 0.33723 | 0.33736 | 0.33744 | 0.33828 | 0.33938 | 0.33994 | 0.34063 | 0.34159 | 0.34272 | 0.34344 | 0.34432 | 0.34532 | 0.34653 | 0.34778 | 0.34911 | 0.35068 | 0.352 | 0.35367 | 0.35529
Best Residential Electric Resist. WH | Efficient uncompeted | AIA CZ5 | Residential (New), Residential (Existing) | Water Heating | -15.5042 | 51.1861 | 91.0482 | 2239.6872 | 0.34762 | 0.3481 | 0.34677 | 0.34982 | 0.35119 | 0.35008 | 0.34601 | 0.34327 | 0.34108 | 0.33977 | 0.33686 | 0.33419 | 0.33234 | 0.33112 | 0.33122 | 0.33133 | 0.33127 | 0.33018 | 0.33031 | 0.33037 | 0.33119 | 0.33226 | 0.3328 | 0.33347 | 0.3344 | 0.3355 | 0.3362 | 0.33707 | 0.33804 | 0.33923 | 0.34045 | 0.34175 | 0.34329 | 0.34459 | 0.34622 | 0.3478
Best Residential Electric Resist. WH | Baseline competed | AIA CZ5 | Residential (New), Residential (Existing) | Water Heating | -15.5042 | 51.1861 | 2147.0329 | 52814.6978 | 2.9802e-17 | 1.7229e-17 | 0.034361 | 0.066589 | 0.096039 | 0.087571 | 0.079288 | 0.072148 | 0.065896 | 0.060466 | 0.055326 | 0.050778 | 0.048293 | 0.043221 | 0.038821 | 0.034851 | 0.031271 | 0.030694 | 0.027574 | 0.024766 | 0.022299 | 0.0201 | 0.018095 | 0.017859 | 0.016105 | 0.014534 | 0.013102 | 0.01294 | 0.011677 | 0.010545 | 0.01042 | 0.0094123 | 0.0085091 | 0.0076898 | 0.006972 | 0.0063313
Best Residential Electric Resist. WH | Efficient competed | AIA CZ5 | Residential (New), Residential (Existing) | Water Heating | -15.5042 | 51.1861 | 2147.0329 | 52814.6978 | 2.9802e-17 | 1.7229e-17 | 0.03425 | 0.066229 | 0.095341 | 0.086784 | 0.078447 | 0.071271 | 0.064997 | 0.059555 | 0.054418 | 0.049879 | 0.04738 | 0.042353 | 0.038018 | 0.034127 | 0.030621 | 0.030054 | 0.026998 | 0.024248 | 0.021832 | 0.019678 | 0.017715 | 0.017483 | 0.015766 | 0.014227 | 0.012826 | 0.012667 | 0.011431 | 0.010323 | 0.010201 | 0.0092141 | 0.0083299 | 0.0075278 | 0.0068252 | 0.0061979
Best Residential Floors | Baseline uncompeted | AIA CZ5 | Residential (New), Residential (Existing) | Heating (Env.), Cooling (Env.) | 999 | 0 | 999 | 999 | 0.11421 | 0.090662 | 0.08354 | 0.13043 | 0.12978 | 0.11221 | 0.10999 | 0.10804 | 0.10639 | 0.10491 | 0.10347 | 0.10197 | 0.10065 | 0.099308 | 0.09807 | 0.096793 | 0.095489 | 0.094161 | 0.092821 | 0.091499 | 0.090208 | 0.088923 | 0.087604 | 0.086335 | 0.0851 | 0.083822 | 0.082557 | 0.081325 | 0.080078 | 0.078862 | 0.077683 | 0.076459 | 0.075224 | 0.07407 | 0.072822 | 0.071572
Best Residential Floors | Efficient uncompeted | AIA CZ5 | Residential (New), Residential (Existing) | Heating (Env.), Cooling (Env.) | 999 | 0 | 999 | 999 | 0.11421 | 0.090662 | 0.08354 | 0.13043 | 0.12978 | 0.11221 | 0.10999 | 0.10804 | 0.10639 | 0.10491 | 0.10347 | 0.10197 | 0.10065 | 0.099308 | 0.09807 | 0.096793 | 0.095489 | 0.094161 | 0.092821 | 0.091499 | 0.090208 | 0.088923 | 0.087604 | 0.086335 | 0.0851 | 0.083822 | 0.082557 | 0.081325 | 0.080078 | 0.078862 | 0.077683 | 0.076459 | 0.075224 | 0.07407 | 0.072822 | 0.071572
Best Residential Floors | Baseline competed | AIA CZ5 | Residential (New), Residential (Existing) | Heating (Env.), Cooling (Env.) | 999 | 0 | 0 | 0 | 0.029882 | 0.023787 | 0.055504 | 0.09391 | 0.094054 | 0.077525 | 0.071123 | 0.066257 | 0.062205 | 0.058906 | 0.056136 | 0.053551 | 0.051289 | 0.049209 | 0.047482 | 0.045156 | 0.04347 | 0.041863 | 0.040561 | 0.039662 | 0.039119 | 0.038725 | 0.038292 | 0.038129 | 0.037945 | 0.03775 | 0.037376 | 0.036903 | 0.036339 | 0.035744 | 0.034667 | 0.033176 | 0.031625 | 0.030142 | 0.028834 | 0.027534
Best Residential Floors | Efficient competed | AIA CZ5 | Residential (New), Residential (Existing) | Heating (Env.), Cooling (Env.) | 999 | 0 | 0 | 0 | 0.029879 | 0.023787 | 0.055219 | 0.093273 | 0.093215 | 0.076321 | 0.069509 | 0.064273 | 0.059859 | 0.056236 | 0.053187 | 0.050342 | 0.047833 | 0.045525 | 0.043617 | 0.041022 | 0.039132 | 0.037315 | 0.03585 | 0.034808 | 0.034117 | 0.033586 | 0.033009 | 0.032662 | 0.032304 | 0.03194 | 0.031408 | 0.030779 | 0.030065 | 0.029338 | 0.028263 | 0.02687 | 0.025448 | 0.024132 | 0.023062 | 0.022037
Best Residential Gas Boiler | Baseline uncompeted | AIA CZ5 | Residential (New), Residential (Existing) | Heating (Equip.) | -3.1463 | 38.8961 | 43.015 | 810.7372 | 0.039926 | 0.035451 | 0.030864 | 0.042364 | 0.041254 | 0.038108 | 0.037378 | 0.03663 | 0.035874 | 0.035101 | 0.034356 | 0.033643 | 0.033001 | 0.032375 | 0.031753 | 0.031137 | 0.030542 | 0.029943 | 0.02933 | 0.028738 | 0.028157 | 0.027576 | 0.027017 | 0.026484 | 0.025963 | 0.025444 | 0.024941 | 0.02446 | 0.023982 | 0.023515 | 0.023061 | 0.022618 | 0.022173 | 0.02174 | 0.021299 | 0.020876
Best Residential Gas Boiler | Efficient uncompeted | AIA CZ5 | Residential (New), Residential (Existing) | Heating (Equip.) | -3.1463 | 38.8961 | 43.015 | 810.7372 | 0.039926 | 0.035451 | 0.030562 | 0.041553 | 0.040084 | 0.036724 | 0.035748 | 0.034788 | 0.033853 | 0.03293 | 0.032056 | 0.031235 | 0.0305 | 0.029795 | 0.029109 | 0.028442 | 0.027807 | 0.027178 | 0.026547 | 0.025942 | 0.025357 | 0.024778 | 0.024225 | 0.02379 | 0.023362 | 0.022932 | 0.022512 | 0.022108 | 0.021704 | 0.021307 | 0.020921 | 0.020542 | 0.020159 | 0.019785 | 0.019401 | 0.019033
Best Residential Gas Boiler | Baseline competed | AIA CZ5 | Residential (New), Residential (Existing) | Heating (Equip.) | -3.1463 | 38.8961 | 169124.3173 | 3187616.0902 | 0 | -1.5134e-18 | 2.8313e-06 | 5.2793e-06 | 5.7802e-06 | 4.7966e-06 | 4.4655e-06 | 4.2445e-06 | 4.064e-06 | 3.8991e-06 | 3.7498e-06 | 3.6142e-06 | 3.4915e-06 | 3.377e-06 | 3.2722e-06 | 2.8491e-06 | 2.5112e-06 | 2.2343e-06 | 1.9929e-06 | 1.7714e-06 | 1.6974e-06 | 1.6742e-06 | 1.6751e-06 | 1.6977e-06 | 1.7176e-06 | 1.6394e-06 | 1.5683e-06 | 1.4538e-06 | 1.3486e-06 | 1.2512e-06 | 1.1623e-06 | 1.0802e-06 | 1.0041e-06 | 9.3152e-07 | 8.612e-07 | 7.9813e-07
Best Residential Gas Boiler | Efficient competed | AIA CZ5 | Residential (New), Residential (Existing) | Heating (Equip.) | -3.1463 | 38.8961 | 169124.3173 | 3187616.0902 | 0 | -1.5134e-18 | 2.6397e-06 | 4.6909e-06 | 4.9167e-06 | 3.9184e-06 | 3.5096e-06 | 3.2207e-06 | 2.986e-06 | 2.7811e-06 | 2.6038e-06 | 2.4484e-06 | 2.3119e-06 | 2.1901e-06 | 2.0847e-06 | 1.7789e-06 | 1.5413e-06 | 1.3521e-06 | 1.1922e-06 | 1.0476e-06 | 9.9318e-07 | 9.7627e-07 | 9.7918e-07 | 1.0055e-06 | 1.0303e-06 | 1.0005e-06 | 9.7455e-07 | 9.1925e-07 | 8.6824e-07 | 8.2068e-07 | 7.7667e-07 | 7.3569e-07 | 6.972e-07 | 6.5909e-07 | 6.2123e-07 | 5.8733e-07
Best Residential Gas Dryer | Baseline uncompeted | AIA CZ5 | Residential (New), Residential (Existing) | Other | -19.9054 | 84.9652 | 131.0922 | 2470.7963 | 0.0042635 | 0.0043876 | 0.0044684 | 0.0046076 | 0.0047646 | 0.0049084 | 0.0050396 | 0.0051712 | 0.0053039 | 0.0054387 | 0.005581 | 0.0057362 | 0.0059055 | 0.0060739 | 0.0062385 | 0.0064056 | 0.0065748 | 0.0067387 | 0.0068985 | 0.0070562 | 0.0072096 | 0.0073551 | 0.0075049 | 0.0076603 | 0.0078186 | 0.0079787 | 0.0081418 | 0.0083045 | 0.0084665 | 0.0086281 | 0.0087889 | 0.0089491 | 0.0091076 | 0.0092626 | 0.0094134 | 0.0095636
Best Residential Gas Dryer | Efficient uncompeted | AIA CZ5 | Residential (New), Residential (Existing) | Other | -19.9054 | 84.9652 | 131.0922 | 2470.7963 | 0.0042635 | 0.0043876 | 0.0044467 | 0.0045649 | 0.0046999 | 0.0048212 | 0.0049296 | 0.0050381 | 0.0051473 | 0.0052583 | 0.0053761 | 0.005506 | 0.0056488 | 0.0057904 | 0.0059375 | 0.0060962 | 0.0062569 | 0.0064125 | 0.0065643 | 0.0067141 | 0.0068598 | 0.006998 | 0.0071402 | 0.0072877 | 0.0074381 | 0.0075902 | 0.0077452 | 0.0079 | 0.0080541 | 0.0082078 | 0.0083607 | 0.0085132 | 0.008664 | 0.0088114 | 0.0089548 | 0.0090978
Best Residential Gas Dryer | Baseline competed | AIA CZ5 | Residential (New), Residential (Existing) | Other | -19.9054 | 84.9652 | 288.2328 | 5432.5453 | 0.0008527 | 0.00087753 | 0.0021036 | 0.0021656 | 0.0022353 | 0.002298 | 0.0023539 | 0.0024097 | 0.0024657 | 0.0025229 | 0.0025842 | 0.0026522 | 0.0027268 | 0.0028012 | 0.0028702 | 0.0029463 | 0.0030195 | 0.0030908 | 0.0031604 | 0.003229 | 0.0032957 | 0.0033588 | 0.0034241 | 0.0034919 | 0.0035606 | 0.0036288 | 0.0036991 | 0.0037684 | 0.0038367 | 0.0039041 | 0.0039759 | 0.0040422 | 0.0041078 | 0.0041716 | 0.0042325 | 0.0042922
Best Residential Gas Dryer | Efficient competed | AIA CZ5 | Residential (New), Residential (Existing) | Other | -19.9054 | 84.9652 | 288.2328 | 5432.5453 | 0.0008527 | 0.00087753 | 0.0020934 | 0.0021455 | 0.002205 | 0.0022572 | 0.0023026 | 0.0023478 | 0.002393 | 0.0024393 | 0.0024893 | 0.0025457 | 0.0026083 | 0.0026705 | 0.0027317 | 0.002804 | 0.0028735 | 0.0029412 | 0.0030073 | 0.0030725 | 0.0031358 | 0.0031957 | 0.0032577 | 0.0033221 | 0.0033873 | 0.0034521 | 0.0035189 | 0.0035849 | 0.0036498 | 0.003714 | 0.0037823 | 0.0038453 | 0.0039077 | 0.0039684 | 0.0040264 | 0.0040831
Best Residential Gas Furnace | Baseline uncompeted | AIA CZ5 | Residential (New), Residential (Existing) | Heating (Equip.) | 6.5171 | 11.5185 | 13.427 | 253.0687 | 0.34726 | 0.29685 | 0.29068 | 0.38799 | 0.37079 | 0.35109 | 0.35101 | 0.3506 | 0.35013 | 0.34947 | 0.3491 | 0.34885 | 0.34913 | 0.34945 | 0.34995 | 0.35062 | 0.35149 | 0.35222 | 0.35283 | 0.35377 | 0.35484 | 0.35581 | 0.3569 | 0.35814 | 0.35934 | 0.36045 | 0.36157 | 0.36275 | 0.36382 | 0.3649 | 0.36602 | 0.36712 | 0.36805 | 0.369 | 0.36966 | 0.37043
Best Residential Gas Furnace | Efficient uncompeted | AIA CZ5 | Residential (New), Residential (Existing) | Heating (Equip.) | 6.5171 | 11.5185 | 13.427 | 253.0687 | 0.34726 | 0.29685 | 0.28679 | 0.37789 | 0.35652 | 0.33332 | 0.32912 | 0.32476 | 0.32048 | 0.31616 | 0.31223 | 0.30854 | 0.30543 | 0.30246 | 0.29972 | 0.29722 | 0.29496 | 0.29267 | 0.29036 | 0.28838 | 0.2874 | 0.28817 | 0.28904 | 0.29 | 0.29092 | 0.29178 | 0.29264 | 0.29356 | 0.29439 | 0.29522 | 0.29608 | 0.29694 | 0.29766 | 0.29839 | 0.29889 | 0.29948
Best Residential Gas Furnace | Baseline competed | AIA CZ5 | Residential (New), Residential (Existing) | Heating (Equip.) | 6.5171 | 11.5185 | 91.1764 | 1718.4708 | 0 | 3.8184e-17 | 0.0034487 | 0.0072908 | 0.0090669 | 0.009726 | 0.011126 | 0.012608 | 0.014092 | 0.015539 | 0.016925 | 0.018293 | 0.019648 | 0.020982 | 0.022322 | 0.021966 | 0.021866 | 0.021958 | 0.022122 | 0.022244 | 0.022397 | 0.02231 | 0.022486 | 0.022932 | 0.023315 | 0.023758 | 0.024283 | 0.024861 | 0.025481 | 0.026139 | 0.026791 | 0.027495 | 0.028235 | 0.028924 | 0.029481 | 0.0301
Best Residential Gas Furnace | Efficient competed | AIA CZ5 | Residential (New), Residential (Existing) | Heating (Equip.) | 6.5171 | 11.5185 | 91.1764 | 1718.4708 | 0 | 3.8184e-17 | 0.0032221 | 0.0065061 | 0.0077601 | 0.0080042 | 0.0088198 | 0.0096557 | 0.010453 | 0.011188 | 0.011852 | 0.01248 | 0.013079 | 0.013645 | 0.01421 | 0.013643 | 0.01328 | 0.01307 | 0.012929 | 0.012762 | 0.012666 | 0.012572 | 0.012671 | 0.012999 | 0.013287 | 0.013645 | 0.014074 | 0.014554 | 0.015084 | 0.015661 | 0.016256 | 0.016909 | 0.017611 | 0.018297 | 0.018926 | 0.019628
Best Residential Gas Inst. WH | Baseline uncompeted | AIA CZ5 | Residential (New), Residential (Existing) | Water Heating | 9.1916 | 8.833 | 11.0168 | 207.6414 | 0.10355 | 0.10217 | 0.10112 | 0.1015 | 0.10225 | 0.10259 | 0.10274 | 0.10299 | 0.10337 | 0.10385 | 0.10455 | 0.10548 | 0.10661 | 0.10789 | 0.10933 | 0.11094 | 0.11256 | 0.11406 | 0.11552 | 0.117 | 0.1185 | 0.11994 | 0.12133 | 0.12273 | 0.1241 | 0.12546 | 0.12685 | 0.12823 | 0.12964 | 0.1311 | 0.13263 | 0.13421 | 0.13584 | 0.13744 | 0.13902 | 0.14061
Best Residential Gas Inst. WH | Efficient uncompeted | AIA CZ5 | Residential (New), Residential (Existing) | Water Heating | 9.1916 | 8.833 | 11.0168 | 207.6414 | 0.10355 | 0.10217 | 0.097599 | 0.094747 | 0.092276 | 0.089491 | 0.086637 | 0.083954 | 0.081451 | 0.07911 | 0.07698 | 0.075079 | 0.073353 | 0.071756 | 0.071429 | 0.072438 | 0.073449 | 0.074382 | 0.075287 | 0.076209 | 0.077141 | 0.078035 | 0.078904 | 0.079769 | 0.08062 | 0.081483 | 0.082384 | 0.083284 | 0.084198 | 0.085149 | 0.086139 | 0.087169 | 0.088222 | 0.089266 | 0.090288 | 0.091321
Best Residential Gas Inst. WH | Baseline competed | AIA CZ5 | Residential (New), Residential (Existing) | Water Heating | 9.1916 | 8.833 | 211851.7173 | 3992932.2617 | 0 | 6.9849e-18 | 2.2549e-05 | 3.3491e-05 | 4.1543e-05 | 3.8058e-05 | 3.4855e-05 | 3.1998e-05 | 2.9457e-05 | 2.7194e-05 | 2.519e-05 | 2.3431e-05 | 2.2588e-05 | 2.0525e-05 | 1.8673e-05 | 1.6998e-05 | 1.5468e-05 | 1.4067e-05 | 1.2784e-05 | 1.1616e-05 | 1.0556e-05 | 9.59e-06 | 8.71e-06 | 7.9108e-06 | 7.1847e-06 | 6.5241e-06 | 5.9252e-06 | 5.3813e-06 | 4.8874e-06 | 4.4396e-06 | 4.0334e-06 | 3.6652e-06 | 3.3309e-06 | 3.0269e-06 | 2.7511e-06 | 2.5014e-06
Best Residential Gas Inst. WH | Efficient competed | AIA CZ5 | Residential (New), Residential (Existing) | Water Heating | 9.1916 | 8.833 | 211851.7173 | 3992932.2617 | 0 | 6.9849e-18 | 2.1354e-05 | 3.0536e-05 | 3.6607e-05 | 3.245e-05 | 2.8775e-05 | 2.5586e-05 | 2.2823e-05 | 2.0421e-05 | 1.8341e-05 | 1.6551e-05 | 1.5494e-05 | 1.3668e-05 | 1.2232e-05 | 1.1119e-05 | 1.0106e-05 | 9.1814e-06 | 8.336e-06 | 7.5688e-06 | 6.8729e-06 | 6.2398e-06 | 5.6639e-06 | 5.1415e-06 | 4.6674e-06 | 4.2373e-06 | 3.8483e-06 | 3.495e-06 | 3.1743e-06 | 2.8834e-06 | 2.6196e-06 | 2.3804e-06 | 2.1634e-06 | 1.9659e-06 | 1.7868e-06 | 1.6246e-06
Best Residential Gas Storage WH | Baseline uncompeted | AIA CZ5 | Residential (New), Residential (Existing) | Water Heating | -10.8199 | 31.7116 | 48.9122 | 921.8866 | 0.10355 | 0.10217 | 0.10112 | 0.1015 | 0.10225 | 0.10259 | 0.10274 | 0.10299 | 0.10337 | 0.10385 | 0.10455 | 0.10548 | 0.10661 | 0.10789 | 0.10933 | 0.11094 | 0.11256 | 0.11406 | 0.11552 | 0.117 | 0.1185 | 0.11994 | 0.12133 | 0.12273 | 0.1241 | 0.12546 | 0.12685 | 0.12823 | 0.12964 | 0.1311 | 0.13263 | 0.13421 | 0.13584 | 0.13744 | 0.13902 | 0.14061
Best Residential Gas Storage WH | Efficient uncompeted | AIA CZ5 | Residential (New), Residential (Existing) | Water Heating | -10.8199 | 31.7116 | 48.9122 | 921.8866 | 0.10355 | 0.10217 | 0.098888 | 0.097219 | 0.095927 | 0.094285 | 0.09253 | 0.090923 | 0.089473 | 0.088167 | 0.087069 | 0.086205 | 0.085524 | 0.084983 | 0.0853 | 0.086531 | 0.087764 | 0.088904 | 0.090012 | 0.091138 | 0.092277 | 0.093371 | 0.094433 | 0.095492 | 0.096533 | 0.097578 | 0.098658 | 0.099735 | 0.10083 | 0.10197 | 0.10315 | 0.10439 | 0.10565 | 0.1069 | 0.10812 | 0.10936
Best Residential Gas Storage WH | Baseline competed | AIA CZ5 | Residential (New), Residential (Existing) | Water Heating | -10.8199 | 31.7116 | 999 | 999 | 0 | 6.9849e-18 | 1.4856e-10 | 2.2468e-10 | 2.8129e-10 | 2.5769e-10 | 2.36e-10 | 2.1666e-10 | 1.9945e-10 | 1.8413e-10 | 1.7056e-10 | 1.5865e-10 | 1.5294e-10 | 1.3897e-10 | 1.2643e-10 | 1.1509e-10 | 1.0473e-10 | 9.5246e-11 | 8.6555e-11 | 7.8653e-11 | 7.1474e-11 | 6.4932e-11 | 5.8973e-11 | 5.3563e-11 | 4.8646e-11 | 4.4173e-11 | 4.0118e-11 | 3.6435e-11 | 3.3091e-11 | 3.0059e-11 | 2.7308e-11 | 2.4815e-11 | 2.2552e-11 | 2.0493e-11 | 1.8626e-11 | 1.6935e-11
Best Residential Gas Storage WH | Efficient competed | AIA CZ5 | Residential (New), Residential (Existing) | Water Heating | -10.8199 | 31.7116 | 999 | 999 | 0 | 6.9849e-18 | 1.4357e-10 | 2.1211e-10 | 2.601e-10 | 2.3362e-10 | 2.099e-10 | 1.8913e-10 | 1.7098e-10 | 1.5506e-10 | 1.4116e-10 | 1.2912e-10 | 1.2249e-10 | 1.0954e-10 | 9.8782e-11 | 8.9856e-11 | 8.1714e-11 | 7.4273e-11 | 6.7463e-11 | 6.1278e-11 | 5.5663e-11 | 5.0551e-11 | 4.5898e-11 | 4.1675e-11 | 3.784e-11 | 3.4357e-11 | 3.1202e-11 | 2.8338e-11 | 2.5737e-11 | 2.3379e-11 | 2.124e-11 | 1.93e-11 | 1.754e-11 | 1.5939e-11 | 1.4487e-11 | 1.3172e-11
Best Residential LED Lighting | Baseline uncompeted | AIA CZ5 | Residential (New), Residential (Existing) | Lighting | 5.4312 | 9.6313 | 12.337 | 303.4779 | 0.16736 | 0.10707 | 0.091648 | 0.084252 | 0.076499 | 0.065755 | 0.060612 | 0.057521 | 0.055538 | 0.054627 | 0.054024 | 0.053493 | 0.053277 | 0.053261 | 0.05345 | 0.053668 | 0.053843 | 0.053827 | 0.054003 | 0.054181 | 0.05459 | 0.055059 | 0.055444 | 0.055852 | 0.05632 | 0.056014 | 0.055728 | 0.055532 | 0.055433 | 0.055408 | 0.055413 | 0.055458 | 0.055569 | 0.055664 | 0.055832 | 0.056021
Best Residential LED Lighting | Efficient uncompeted | AIA CZ5 | Residential (New), Residential (Existing) | Lighting | 5.4312 | 9.6313 | 12.337 | 303.4779 | 0.16736 | 0.10707 | 0.091648 | 0.034642 | 0.035651 | 0.040199 | 0.043024 | 0.045543 | 0.047061 | 0.046978 | 0.04581 | 0.044774 | 0.044471 | 0.044777 | 0.045253 | 0.046019 | 0.046513 | 0.046837 | 0.047323 | 0.047809 | 0.048485 | 0.049208 | 0.049851 | 0.050512 | 0.051227 | 0.050764 | 0.051245 | 0.051793 | 0.052416 | 0.053101 | 0.053808 | 0.054546 | 0.055347 | 0.05613 | 0.056986 | 0.057744
Best Residential LED Lighting | Baseline competed | AIA CZ5 | Residential (New), Residential (Existing) | Lighting | 5.4312 | 9.6313 | 208.4175 | 5126.8462 | 0.021924 | -1.0012e-17 | 1.397e-18 | 0.00097066 | 0.001881 | 0.0023324 | 0.0027069 | 0.0030695 | 0.0033716 | 0.0035745 | 0.003665 | 0.0038342 | 0.0040181 | 0.0041127 | 0.004317 | 0.0045217 | 0.0046243 | 0.0047083 | 0.0048075 | 0.0049057 | 0.0050226 | 0.0051436 | 0.0052555 | 0.0053968 | 0.0055133 | 0.0054992 | 0.0055465 | 0.0056007 | 0.0056784 | 0.0057916 | 0.0059029 | 0.0060043 | 0.0060928 | 0.0061821 | 0.0062757 | 0.0063689
Best Residential LED Lighting | Efficient competed | AIA CZ5 | Residential (New), Residential (Existing) | Lighting | 5.4312 | 9.6313 | 208.4175 | 5126.8462 | 0.021924 | -1.0012e-17 | 1.397e-18 | 0.00069545 | 0.0014004 | 0.001864 | 0.0022238 | 0.0025693 | 0.0028488 | 0.0030079 | 0.003054 | 0.0031799 | 0.0033515 | 0.0034733 | 0.0036971 | 0.0039457 | 0.0040784 | 0.0041945 | 0.0043242 | 0.0044535 | 0.0045989 | 0.0047479 | 0.0048885 | 0.005061 | 0.0052063 | 0.0051884 | 0.0053151 | 0.0054482 | 0.0056066 | 0.0058054 | 0.0060036 | 0.0061913 | 0.0063648 | 0.0065382 | 0.0067177 | 0.0068842
Best Residential Oil Boiler | Baseline uncompeted | AIA CZ5 | Residential (New), Residential (Existing) | Heating (Equip.) | -3.3824 | 35.6705 | 104.6044 | 1554.3138 | 0.0050417 | 0.0049524 | 0.0040814 | 0.0055579 | 0.0053924 | 0.0046664 | 0.0045383 | 0.0044179 | 0.0042971 | 0.004168 | 0.0040445 | 0.0039239 | 0.0038067 | 0.0036961 | 0.0035879 | 0.0034823 | 0.003382 | 0.0032814 | 0.0031806 | 0.0030836 | 0.0029858 | 0.0028891 | 0.0027996 | 0.0027137 | 0.0026305 | 0.0025469 | 0.0024689 | 0.0023933 | 0.0023216 | 0.0022541 | 0.0021901 | 0.0021295 | 0.0020698 | 0.0020105 | 0.0019509 | 0.0018942
Best Residential Oil Boiler | Efficient uncompeted | AIA CZ5 | Residential (New), Residential (Existing) | Heating (Equip.) | -3.3824 | 35.6705 | 104.6044 | 1554.3138 | 0.0050417 | 0.0049524 | 0.0040633 | 0.0055099 | 0.0053236 | 0.004588 | 0.0044461 | 0.0043135 | 0.0041825 | 0.0040448 | 0.0039141 | 0.0037875 | 0.0036653 | 0.0035506 | 0.0034392 | 0.0033311 | 0.0032288 | 0.003127 | 0.0030255 | 0.0029283 | 0.0028309 | 0.0027368 | 0.0026533 | 0.0025733 | 0.0024954 | 0.002417 | 0.0023439 | 0.0022728 | 0.0022055 | 0.002142 | 0.0020818 | 0.0020247 | 0.0019684 | 0.0019125 | 0.0018562 | 0.0018027
Best Residential Oil Boiler | Baseline competed | AIA CZ5 | Residential (New), Residential (Existing) | Heating (Equip.) | -3.3824 | 35.6705 | 999 | 999 | 0 | 3.4197e-19 | -2.8499e-12 | -7.7157e-13 | 1.0777e-12 | 3.036e-12 | 6.0566e-12 | 7.977e-12 | 9.0375e-12 | 9.352e-12 | 9.3368e-12 | 9.2036e-12 | 8.9743e-12 | 8.7062e-12 | 8.3716e-12 | 7.0086e-12 | 6.0281e-12 | 5.3187e-12 | 4.6659e-12 | 4.1748e-12 | 3.8223e-12 | 3.4702e-12 | 3.1681e-12 | 2.9072e-12 | 2.6638e-12 | 2.3996e-12 | 2.1646e-12 | 1.9578e-12 | 1.7774e-12 | 1.6126e-12 | 1.4608e-12 | 1.323e-12 | 1.1974e-12 | 1.0829e-12 | 9.7962e-13 | 8.8771e-13
Best Residential Oil Boiler | Efficient competed | AIA CZ5 | Residential (New), Residential (Existing) | Heating (Equip.) | -3.3824 | 35.6705 | 999 | 999 | 0 | 3.4197e-19 | -2.9459e-12 | -1.133e-12 | 5.1218e-13 | 2.2272e-12 | 4.7914e-12 | 6.3481e-12 | 7.1424e-12 | 7.2951e-12 | 7.1905e-12 | 6.997e-12 | 6.7354e-12 | 6.4548e-12 | 6.1355e-12 | 5.0614e-12 | 4.3018e-12 | 3.7643e-12 | 3.2798e-12 | 2.9248e-12 | 2.6785e-12 | 2.4372e-12 | 2.2371e-12 | 2.0691e-12 | 1.9104e-12 | 1.7359e-12 | 1.581e-12 | 1.4447e-12 | 1.3264e-12 | 1.218e-12 | 1.1171e-12 | 1.025e-12 | 9.4048e-13 | 8.625e-13 | 7.9186e-13 | 7.2878e-13
Best Residential Oil Furnace | Baseline uncompeted | AIA CZ5 | Residential (New), Residential (Existing) | Heating (Equip.) | 5.405 | 13.7937 | 38.534 | 572.5759 | 0.022678 | 0.019324 | 0.017341 | 0.022801 | 0.021768 | 0.018689 | 0.018068 | 0.01749 | 0.016928 | 0.016349 | 0.015804 | 0.015278 | 0.014782 | 0.014328 | 0.013897 | 0.013491 | 0.013118 | 0.01276 | 0.012411 | 0.012088 | 0.01177 | 0.011464 | 0.011182 | 0.010909 | 0.010644 | 0.010372 | 0.010118 | 0.0098587 | 0.0096004 | 0.0093428 | 0.0090827 | 0.0088222 | 0.0085625 | 0.0083027 | 0.0080411 | 0.0077927
Best Residential Oil Furnace | Efficient uncompeted | AIA CZ5 | Residential (New), Residential (Existing) | Heating (Equip.) | 5.405 | 13.7937 | 38.534 | 572.5759 | 0.022678 | 0.019324 | 0.017189 | 0.02241 | 0.021215 | 0.018066 | 0.017327 | 0.016645 | 0.01599 | 0.015331 | 0.014717 | 0.01413 | 0.013582 | 0.013082 | 0.012609 | 0.012167 | 0.01176 | 0.011374 | 0.011001 | 0.010657 | 0.010322 | 0.010002 | 0.0097073 | 0.0094301 | 0.0092027 | 0.0089698 | 0.0087523 | 0.0085297 | 0.0083067 | 0.0080843 | 0.0078596 | 0.0076345 | 0.00741 | 0.0071853 | 0.0069591 | 0.0067441
Best Residential Oil Furnace | Baseline competed | AIA CZ5 | Residential (New), Residential (Existing) | Heating (Equip.) | 5.405 | 13.7937 | 3728388.0907 | 55399995.9061 | 0 | 2.2701e-18 | -4.9812e-08 | -1.4065e-08 | 1.6551e-08 | 4.9884e-08 | 1.0124e-07 | 1.3418e-07 | 1.5272e-07 | 1.5866e-07 | 1.588e-07 | 1.5699e-07 | 1.5363e-07 | 1.4967e-07 | 1.446e-07 | 1.2205e-07 | 1.0604e-07 | 9.4587e-08 | 8.3908e-08 | 7.5174e-08 | 6.7365e-08 | 6.0006e-08 | 5.5021e-08 | 5.0696e-08 | 4.6635e-08 | 4.2204e-08 | 3.8246e-08 | 3.4744e-08 | 3.1674e-08 | 2.8843e-08 | 2.6215e-08 | 2.3818e-08 | 2.1642e-08 | 1.9666e-08 | 1.7893e-08 | 1.6333e-08
Best Residential Oil Furnace | Efficient competed | AIA CZ5 | Residential (New), Residential (Existing) | Heating (Equip.) | 5.405 | 13.7937 | 3728388.0907 | 55399995.9061 | 0 | 2.2701e-18 | -5.0784e-08 | -1.9571e-08 | 7.2052e-09 | 3.5413e-08 | 7.7282e-08 | 1.0261e-07 | 1.155e-07 | 1.1795e-07 | 1.1611e-07 | 1.1289e-07 | 1.0866e-07 | 1.042e-07 | 9.9169e-08 | 8.2269e-08 | 7.0451e-08 | 6.2182e-08 | 5.4662e-08 | 4.8643e-08 | 4.3352e-08 | 3.8493e-08 | 3.535e-08 | 3.2722e-08 | 3.0344e-08 | 2.7712e-08 | 2.5364e-08 | 2.3285e-08 | 2.1468e-08 | 1.9785e-08 | 1.8203e-08 | 1.6754e-08 | 1.543e-08 | 1.4216e-08 | 1.3124e-08 | 1.2163e-08
Best Residential Oil WH | Baseline uncompeted | AIA CZ5 | Residential (New), Residential (Existing) | Water Heating | -6.0139 | 20.6124 | 81.4959 | 1210.9447 | 0.00099796 | 0.00097327 | 0.0009273 | 0.00086291 | 0.0007984 | 0.00074026 | 0.00069112 | 0.00064781 | 0.00060838 | 0.00057254 | 0.00054188 | 0.0005157 | 0.00049336 | 0.00047546 | 0.00046148 | 0.00045176 | 0.00044136 | 0.0004304 | 0.00041888 | 0.00040742 | 0.00039594 | 0.00038424 | 0.00037306 | 0.00036216 | 0.00035157 | 0.00034128 | 0.00033156 | 0.00032229 | 0.00031363 | 0.00030556 | 0.00029794 | 0.00029075 | 0.00028392 | 0.00027736 | 0.0002711 | 0.00026511
Best Residential Oil WH | Efficient uncompeted | AIA CZ5 | Residential (New), Residential (Existing) | Water Heating | -6.0139 | 20.6124 | 81.4959 | 1210.9447 | 0.00099796 | 0.00097327 | 0.00091931 | 0.00084871 | 0.00077916 | 0.00071694 | 0.0006644 | 0.00061829 | 0.0005766 | 0.00053896 | 0.00050673 | 0.00047915 | 0.00045555 | 0.00043635 | 0.00042218 | 0.00041323 | 0.00040365 | 0.00039356 | 0.00038296 | 0.00037242 | 0.00036186 | 0.0003511 | 0.00034081 | 0.00033078 | 0.00032104 | 0.0003116 | 0.00030273 | 0.00029426 | 0.00028635 | 0.00027899 | 0.00027203 | 0.00026546 | 0.00025923 | 0.00025324 | 0.00024753 | 0.00024205
Best Residential Oil WH | Baseline competed | AIA CZ5 | Residential (New), Residential (Existing) | Water Heating | -6.0139 | 20.6124 | 999 | 999 | 0 | 4.3656e-20 | 2.1923e-11 | 1.9954e-11 | 1.7609e-11 | 1.5084e-11 | 1.3055e-11 | 1.1382e-11 | 9.9812e-12 | 8.8047e-12 | 7.8386e-12 | 7.0446e-12 | 6.5635e-12 | 5.767e-12 | 5.5952e-12 | 4.9867e-12 | 4.8705e-12 | 4.3364e-12 | 3.8579e-12 | 3.7632e-12 | 3.3494e-12 | 2.98e-12 | 2.6543e-12 | 2.3651e-12 | 2.1084e-12 | 2.059e-12 | 1.8379e-12 | 1.6417e-12 | 1.6077e-12 | 1.4396e-12 | 1.4126e-12 | 1.267e-12 | 1.1374e-12 | 1.0216e-12 | 9.1836e-13 | 8.2611e-13
Best Residential Oil WH | Efficient competed | AIA CZ5 | Residential (New), Residential (Existing) | Water Heating | -6.0139 | 20.6124 | 999 | 999 | 0 | 4.3656e-20 | 2.1643e-11 | 1.9523e-11 | 1.7091e-11 | 1.4529e-11 | 1.2485e-11 | 1.0811e-11 | 9.4191e-12 | 8.2584e-12 | 7.3107e-12 | 6.5359e-12 | 6.0606e-12 | 5.3008e-12 | 5.1293e-12 | 4.5694e-12 | 4.4612e-12 | 3.9704e-12 | 3.531e-12 | 3.4431e-12 | 3.0634e-12 | 2.7245e-12 | 2.4258e-12 | 2.1607e-12 | 1.9254e-12 | 1.88e-12 | 1.6781e-12 | 1.4989e-12 | 1.4679e-12 | 1.3144e-12 | 1.2897e-12 | 1.1568e-12 | 1.0385e-12 | 9.3277e-13 | 8.3849e-13 | 7.5426e-13
Best Residential Refrigerator | Baseline uncompeted | AIA CZ5 | Residential (New), Residential (Existing) | Refrigeration | -5.4978 | 29.3771 | 44.762 | 1101.0961 | 0.14458 | 0.14457 | 0.14246 | 0.1411 | 0.14001 | 0.13877 | 0.13677 | 0.13493 | 0.13334 | 0.13248 | 0.13139 | 0.13051 | 0.12984 | 0.12939 | 0.12942 | 0.12947 | 0.12957 | 0.12933 | 0.12969 | 0.13011 | 0.13093 | 0.13198 | 0.13297 | 0.13414 | 0.13547 | 0.13688 | 0.13834 | 0.13988 | 0.14145 | 0.14305 | 0.14468 | 0.14634 | 0.14812 | 0.14979 | 0.15149 | 0.15309
Best Residential Refrigerator | Efficient uncompeted | AIA CZ5 | Residential (New), Residential (Existing) | Refrigeration | -5.4978 | 29.3771 | 44.762 | 1101.0961 | 0.14458 | 0.14457 | 0.14088 | 0.13809 | 0.13561 | 0.13306 | 0.12984 | 0.12687 | 0.12419 | 0.12226 | 0.12018 | 0.11833 | 0.11673 | 0.11537 | 0.11446 | 0.11361 | 0.11283 | 0.11232 | 0.11261 | 0.11297 | 0.11366 | 0.11455 | 0.1154 | 0.1164 | 0.11754 | 0.11874 | 0.12 | 0.12132 | 0.12267 | 0.12405 | 0.12544 | 0.12687 | 0.12841 | 0.12985 | 0.13133 | 0.13271
Best Residential Refrigerator | Baseline competed | AIA CZ5 | Residential (New), Residential (Existing) | Refrigeration | -5.4978 | 29.3771 | 238.8275 | 5874.8995 | -1.4901e-17 | -1.4435e-17 | 0.0029964 | 0.0056296 | 0.0079935 | 0.0098493 | 0.01143 | 0.012823 | 0.014058 | 0.015222 | 0.016235 | 0.017154 | 0.017995 | 0.018773 | 0.019544 | 0.019893 | 0.020045 | 0.020666 | 0.021326 | 0.021948 | 0.022594 | 0.023244 | 0.023851 | 0.02446 | 0.025071 | 0.025671 | 0.026264 | 0.02685 | 0.027427 | 0.027995 | 0.028362 | 0.028931 | 0.029511 | 0.030056 | 0.030593 | 0.031095
Best Residential Refrigerator | Efficient competed | AIA CZ5 | Residential (New), Residential (Existing) | Refrigeration | -5.4978 | 29.3771 | 238.8275 | 5874.8995 | -1.4901e-17 | -1.4435e-17 | 0.0029358 | 0.0054458 | 0.0076506 | 0.0093374 | 0.01074 | 0.011948 | 0.012993 | 0.013957 | 0.014771 | 0.015489 | 0.016128 | 0.016703 | 0.017264 | 0.017448 | 0.017462 | 0.017958 | 0.018526 | 0.019063 | 0.01962 | 0.02018 | 0.020703 | 0.021229 | 0.021755 | 0.022272 | 0.022784 | 0.023289 | 0.023786 | 0.024275 | 0.024591 | 0.025081 | 0.025582 | 0.026055 | 0.026521 | 0.026956
Best Residential Resist. WH (FS) | Baseline uncompeted | AIA CZ5 | Residential (New), Residential (Existing) | Water Heating | 20.4153 | 0 | 999 | 999 | 0.11417 | 0.11235 | 0.11092 | 0.11078 | 0.11098 | 0.11078 | 0.1105 | 0.11037 | 0.1104 | 0.1106 | 0.11103 | 0.11174 | 0.11269 | 0.11382 | 0.11514 | 0.11667 | 0.1182 | 0.11961 | 0.12097 | 0.12235 | 0.12375 | 0.12509 | 0.12639 | 0.12769 | 0.12897 | 0.13024 | 0.13156 | 0.13287 | 0.13422 | 0.13563 | 0.13712 | 0.13867 | 0.14026 | 0.14184 | 0.14339 | 0.14496
Best Residential Resist. WH (FS) | Efficient uncompeted | AIA CZ5 | Residential (New), Residential (Existing) | Water Heating | 20.4153 | 0 | 999 | 999 | 0.11417 | 0.11235 | 0.12162 | 0.13084 | 0.13999 | 0.14801 | 0.15477 | 0.16114 | 0.16736 | 0.17394 | 0.18015 | 0.18657 | 0.19327 | 0.20022 | 0.20512 | 0.20729 | 0.20924 | 0.21027 | 0.21192 | 0.21341 | 0.21529 | 0.21728 | 0.21891 | 0.22064 | 0.22245 | 0.22412 | 0.22574 | 0.22731 | 0.22899 | 0.2308 | 0.23273 | 0.23484 | 0.2372 | 0.23943 | 0.24171 | 0.2439
Best Residential Resist. WH (FS) | Baseline competed | AIA CZ5 | Residential (New), Residential (Existing) | Water Heating | 20.4153 | 0 | 999 | 999 | -3.7253e-18 | -8.7166e-18 | 0.0054906 | 0.012138 | 0.0186 | 0.016954 | 0.015466 | 0.01415 | 0.012988 | 0.011961 | 0.011055 | 0.010264 | 0.0098764 | 0.008957 | 0.0081393 | 0.0073988 | 0.0067269 | 0.0061092 | 0.0055443 | 0.0050607 | 0.0045921 | 0.004166 | 0.0037787 | 0.0034277 | 0.0031094 | 0.002822 | 0.0025602 | 0.002323 | 0.0021092 | 0.0019144 | 0.001739 | 0.0015792 | 0.0014407 | 0.0013084 | 0.0011946 | 0.0010863
Best Residential Resist. WH (FS) | Efficient competed | AIA CZ5 | Residential (New), Residential (Existing) | Water Heating | 20.4153 | 0 | 999 | 999 | -3.7253e-18 | -8.7166e-18 | 0.0062952 | 0.015049 | 0.024514 | 0.023527 | 0.022362 | 0.021206 | 0.020108 | 0.019123 | 0.018151 | 0.017264 | 0.016984 | 0.015733 | 0.014463 | 0.01312 | 0.011891 | 0.01073 | 0.0097064 | 0.0088228 | 0.0079868 | 0.0072353 | 0.0065443 | 0.0059227 | 0.0053632 | 0.004856 | 0.0043932 | 0.003974 | 0.0035983 | 0.0032575 | 0.0029516 | 0.0026744 | 0.0024365 | 0.0022086 | 0.0020137 | 0.0018278
Best Residential Roof | Baseline uncompeted | AIA CZ5 | Residential (New), Residential (Existing) | Heating (Env.), Cooling (Env.) | -8.9786 | 999 | 140.2365 | 3094.0747 | 0.31599 | 0.29116 | 0.26719 | 0.34771 | 0.32198 | 0.31902 | 0.31771 | 0.31615 | 0.31441 | 0.31318 | 0.31115 | 0.30934 | 0.30828 | 0.30764 | 0.30787 | 0.30801 | 0.30806 | 0.30739 | 0.30736 | 0.30754 | 0.3082 | 0.30898 | 0.30963 | 0.31036 | 0.31124 | 0.31226 | 0.31296 | 0.3139 | 0.31486 | 0.31589 | 0.31684 | 0.31788 | 0.31884 | 0.31967 | 0.32062 | 0.32167
Best Residential Roof | Efficient uncompeted | AIA CZ5 | Residential (New), Residential (Existing) | Heating (Env.), Cooling (Env.) | -8.9786 | 999 | 140.2365 | 3094.0747 | 0.31599 | 0.29116 | 0.25928 | 0.32757 | 0.29439 | 0.28312 | 0.27373 | 0.26451 | 0.25554 | 0.24736 | 0.23891 | 0.23105 | 0.22412 | 0.21785 | 0.2125 | 0.20736 | 0.20246 | 0.19739 | 0.19301 | 0.18904 | 0.18562 | 0.1825 | 0.17955 | 0.18108 | 0.18269 | 0.18443 | 0.18594 | 0.1876 | 0.18931 | 0.19107 | 0.1928 | 0.1946 | 0.19637 | 0.19805 | 0.19983 | 0.20168
Best Residential Roof | Baseline competed | AIA CZ5 | Residential (New), Residential (Existing) | Heating (Env.), Cooling (Env.) | -8.9786 | 999 | 413.6541 | 8874.9223 | 0.073114 | 0.06547 | 0.12241 | 0.17149 | 0.162 | 0.15756 | 0.15294 | 0.14881 | 0.14591 | 0.14348 | 0.14153 | 0.13941 | 0.13746 | 0.13553 | 0.1338 | 0.13285 | 0.1301 | 0.12645 | 0.12264 | 0.11836 | 0.11362 | 0.10873 | 0.10348 | 0.096969 | 0.091064 | 0.085251 | 0.079715 | 0.07442 | 0.069428 | 0.064659 | 0.061724 | 0.060035 | 0.058368 | 0.056833 | 0.055544 | 0.054334
Best Residential Roof | Efficient competed | AIA CZ5 | Residential (New), Residential (Existing) | Heating (Env.), Cooling (Env.) | -8.9786 | 999 | 413.6541 | 8874.9223 | 0.073068 | 0.065371 | 0.11812 | 0.16028 | 0.14656 | 0.1376 | 0.12894 | 0.1211 | 0.11469 | 0.10896 | 0.10395 | 0.099052 | 0.094531 | 0.090262 | 0.086344 | 0.083198 | 0.078963 | 0.074386 | 0.069933 | 0.065421 | 0.060863 | 0.056452 | 0.052066 | 0.048419 | 0.045124 | 0.041914 | 0.03889 | 0.036041 | 0.033403 | 0.03096 | 0.029398 | 0.028467 | 0.027575 | 0.026771 | 0.026195 | 0.025705
Best Residential Room AC | Baseline uncompeted | AIA CZ5 | Residential (New), Residential (Existing) | Cooling (Equip.) | -26.393 | 77.3671 | 163.7574 | 4028.2554 | 0.10252 | 0.10764 | 0.09584 | 0.10407 | 0.090306 | 0.098886 | 0.09813 | 0.097047 | 0.095983 | 0.095023 | 0.093665 | 0.092551 | 0.09177 | 0.091252 | 0.091131 | 0.090837 | 0.090587 | 0.090071 | 0.089821 | 0.089587 | 0.089499 | 0.08943 | 0.089302 | 0.089222 | 0.089248 | 0.0893 | 0.089308 | 0.089422 | 0.089596 | 0.089783 | 0.089964 | 0.090221 | 0.090481 | 0.090658 | 0.090963 | 0.091334
Best Residential Room AC | Efficient uncompeted | AIA CZ5 | Residential (New), Residential (Existing) | Cooling (Equip.) | -26.393 | 77.3671 | 163.7574 | 4028.2554 | 0.10252 | 0.10764 | 0.095559 | 0.10349 | 0.08958 | 0.097851 | 0.096872 | 0.095583 | 0.094326 | 0.093183 | 0.091661 | 0.090444 | 0.089678 | 0.089169 | 0.089047 | 0.088968 | 0.088906 | 0.088563 | 0.088459 | 0.088356 | 0.088383 | 0.088416 | 0.088379 | 0.088378 | 0.088473 | 0.088795 | 0.089043 | 0.08937 | 0.089732 | 0.090086 | 0.090415 | 0.090805 | 0.091184 | 0.091465 | 0.091864 | 0.092321
Best Residential Room AC | Baseline competed | AIA CZ5 | Residential (New), Residential (Existing) | Cooling (Equip.) | -26.393 | 77.3671 | 64.8091 | 1594.2344 | 0 | -4.191e-18 | 0.0024307 | 0.0046638 | 0.0056374 | 0.0077989 | 0.0092926 | 0.010643 | 0.011702 | 0.013172 | 0.013837 | 0.014488 | 0.015148 | 0.015832 | 0.016605 | 0.01629 | 0.016562 | 0.016956 | 0.017571 | 0.018379 | 0.019392 | 0.02045 | 0.021521 | 0.022862 | 0.024088 | 0.025283 | 0.026315 | 0.027275 | 0.028186 | 0.02903 | 0.029369 | 0.029386 | 0.029384 | 0.029353 | 0.029354 | 0.029365
Best Residential Room AC | Efficient competed | AIA CZ5 | Residential (New), Residential (Existing) | Cooling (Equip.) | -26.393 | 77.3671 | 64.8091 | 1594.2344 | 0 | -4.191e-18 | 0.0024002 | 0.0045688 | 0.0054836 | 0.0075353 | 0.0089163 | 0.010142 | 0.011084 | 0.012405 | 0.012959 | 0.013504 | 0.014074 | 0.014665 | 0.015335 | 0.015068 | 0.015313 | 0.015673 | 0.016232 | 0.016982 | 0.017947 | 0.018971 | 0.020027 | 0.021407 | 0.022685 | 0.024008 | 0.025193 | 0.026322 | 0.027415 | 0.028459 | 0.029003 | 0.029221 | 0.029413 | 0.029567 | 0.029744 | 0.029924
Best Residential Walls | Baseline uncompeted | AIA CZ5 | Residential (New), Residential (Existing) | Heating (Env.), Cooling (Env.) | 1.7537 | 46.998 | 56.9951 | 1216.7408 | 0.32142 | 0.29153 | 0.26852 | 0.35499 | 0.33538 | 0.32271 | 0.32023 | 0.31771 | 0.31519 | 0.31324 | 0.31066 | 0.30825 | 0.30657 | 0.30524 | 0.30467 | 0.30399 | 0.30327 | 0.30192 | 0.30112 | 0.30049 | 0.30028 | 0.3002 | 0.29999 | 0.29989 | 0.29993 | 0.30004 | 0.29996 | 0.30006 | 0.30018 | 0.30035 | 0.30051 | 0.30072 | 0.30089 | 0.30098 | 0.30112 | 0.30135
Best Residential Walls | Efficient uncompeted | AIA CZ5 | Residential (New), Residential (Existing) | Heating (Env.), Cooling (Env.) | 1.7537 | 46.998 | 56.9951 | 1216.7408 | 0.32142 | 0.29153 | 0.26329 | 0.34121 | 0.31591 | 0.29792 | 0.28982 | 0.28195 | 0.27438 | 0.26757 | 0.26045 | 0.25375 | 0.2479 | 0.24255 | 0.23798 | 0.23349 | 0.22914 | 0.22452 | 0.22049 | 0.21674 | 0.21346 | 0.21044 | 0.20748 | 0.20475 | 0.20227 | 0.19998 | 0.19772 | 0.1957 | 0.19384 | 0.19216 | 0.19061 | 0.18923 | 0.18797 | 0.1868 | 0.18577 | 0.18492
Best Residential Walls | Baseline competed | AIA CZ5 | Residential (New), Residential (Existing) | Heating (Env.), Cooling (Env.) | 1.7537 | 46.998 | 225.5739 | 4726.1161 | 0.077407 | 0.068736 | 0.1923 | 0.26323 | 0.24388 | 0.22098 | 0.20469 | 0.1905 | 0.17876 | 0.16844 | 0.15924 | 0.15047 | 0.14247 | 0.13493 | 0.12802 | 0.12165 | 0.11462 | 0.10744 | 0.1008 | 0.094435 | 0.088274 | 0.082412 | 0.07663 | 0.070382 | 0.06498 | 0.05993 | 0.055244 | 0.050971 | 0.047046 | 0.043552 | 0.040448 | 0.037728 | 0.035206 | 0.032917 | 0.031042 | 0.029356
Best Residential Walls | Efficient competed | AIA CZ5 | Residential (New), Residential (Existing) | Heating (Env.), Cooling (Env.) | 1.7537 | 46.998 | 225.5739 | 4726.1161 | 0.077368 | 0.068656 | 0.18753 | 0.25244 | 0.23012 | 0.20465 | 0.186 | 0.16979 | 0.15628 | 0.1444 | 0.13391 | 0.12404 | 0.11507 | 0.10673 | 0.099132 | 0.092179 | 0.084841 | 0.077599 | 0.071 | 0.064832 | 0.059004 | 0.053592 | 0.048425 | 0.043187 | 0.038717 | 0.034648 | 0.030981 | 0.027718 | 0.024801 | 0.022279 | 0.020082 | 0.018197 | 0.016499 | 0.015001 | 0.013814 | 0.012773
Best Residential Windows | Baseline uncompeted | AIA CZ5 | Residential (New), Residential (Existing) | Heating (Env.), Cooling (Env.) | 1.019 | 25.7363 | 34.5011 | 651.9361 | 0.56962 | 0.53717 | 0.49254 | 0.61701 | 0.56827 | 0.57014 | 0.56792 | 0.56515 | 0.56196 | 0.55972 | 0.55606 | 0.55294 | 0.55129 | 0.5505 | 0.55143 | 0.55222 | 0.55296 | 0.55227 | 0.55288 | 0.55391 | 0.55587 | 0.55813 | 0.56018 | 0.56239 | 0.56487 | 0.56758 | 0.56984 | 0.57244 | 0.57511 | 0.57788 | 0.58055 | 0.58344 | 0.58625 | 0.58871 | 0.59143 | 0.59438
Best Residential Windows | Efficient uncompeted | AIA CZ5 | Residential (New), Residential (Existing) | Heating (Env.), Cooling (Env.) | 1.019 | 25.7363 | 34.5011 | 651.9361 | 0.56962 | 0.53717 | 0.47966 | 0.58063 | 0.51652 | 0.50725 | 0.49132 | 0.47564 | 0.46035 | 0.44665 | 0.43242 | 0.41964 | 0.40892 | 0.39989 | 0.39303 | 0.38691 | 0.38176 | 0.37644 | 0.37301 | 0.37099 | 0.37094 | 0.37195 | 0.37363 | 0.37676 | 0.38081 | 0.38585 | 0.39561 | 0.40603 | 0.4167 | 0.42754 | 0.43827 | 0.44937 | 0.46053 | 0.47125 | 0.48245 | 0.494
Best Residential Windows | Baseline competed | AIA CZ5 | Residential (New), Residential (Existing) | Heating (Env.), Cooling (Env.) | 1.019 | 25.7363 | 7518.0364 | 165005.0272 | -1.6764e-16 | 4.3598e-17 | 0.00012761 | 0.00042773 | 0.00061298 | 0.0007778 | 0.00092896 | 0.0010593 | 0.0011787 | 0.0012891 | 0.0013854 | 0.0014712 | 0.0015517 | 0.0016252 | 0.0016971 | 0.0017102 | 0.0017033 | 0.0016829 | 0.0016561 | 0.0016189 | 0.0015742 | 0.0015267 | 0.0014738 | 0.0014025 | 0.0013178 | 0.0012337 | 0.001173 | 0.0011272 | 0.0010824 | 0.0010398 | 0.0010149 | 0.0009945 | 0.00097274 | 0.00094902 | 0.00093652 | 0.00092589
Best Residential Windows | Efficient competed | AIA CZ5 | Residential (New), Residential (Existing) | Heating (Env.), Cooling (Env.) | 1.019 | 25.7363 | 7518.0364 | 165005.0272 | -1.6764e-16 | 4.3598e-17 | 0.00011373 | 0.00034708 | 0.00046539 | 0.00057331 | 0.00065796 | 0.00072195 | 0.0007759 | 0.00082012 | 0.00085242 | 0.00087642 | 0.00089559 | 0.00090976 | 0.00092165 | 0.00092919 | 0.00091122 | 0.00088106 | 0.00084124 | 0.00079063 | 0.00073284 | 0.00067281 | 0.00061133 | 0.00054078 | 0.00046917 | 0.00039975 | 0.00036466 | 0.00034336 | 0.00032331 | 0.00030572 | 0.00029821 | 0.00029875 | 0.00030112 | 0.00030261 | 0.00031431 | 0.00032952
Best Rooftop Heat Pump | Baseline uncompeted | AIA CZ5 | Commercial (New), Commercial (Existing) | Heating (Equip.), Cooling (Equip.) | -23.2844 | 999 | 1233.2468 | 30336.5428 | 0.03167 | 0.034016 | 0.033456 | 0.036227 | 0.033404 | 0.034082 | 0.033635 | 0.033196 | 0.032653 | 0.032183 | 0.031606 | 0.031097 | 0.030681 | 0.030338 | 0.030116 | 0.029893 | 0.029658 | 0.029319 | 0.029113 | 0.028892 | 0.028739 | 0.028608 | 0.028431 | 0.028271 | 0.028142 | 0.028044 | 0.027913 | 0.027805 | 0.027716 | 0.027625 | 0.027545 | 0.027473 | 0.027417 | 0.027342 | 0.027296 | 0.027258
Best Rooftop Heat Pump | Efficient uncompeted | AIA CZ5 | Commercial (New), Commercial (Existing) | Heating (Equip.), Cooling (Equip.) | -23.2844 | 999 | 1233.2468 | 30336.5428 | 0.03167 | 0.034016 | 0.033034 | 0.035363 | 0.032244 | 0.032529 | 0.031769 | 0.031042 | 0.030244 | 0.029539 | 0.028759 | 0.028063 | 0.027472 | 0.026964 | 0.02658 | 0.02621 | 0.025845 | 0.025404 | 0.025093 | 0.024781 | 0.024623 | 0.024531 | 0.024392 | 0.024268 | 0.024171 | 0.024101 | 0.024003 | 0.023926 | 0.023863 | 0.023801 | 0.023746 | 0.023699 | 0.023666 | 0.023616 | 0.023591 | 0.023572
Best Rooftop Heat Pump | Baseline competed | AIA CZ5 | Commercial (New), Commercial (Existing) | Heating (Equip.), Cooling (Equip.) | -23.2844 | 999 | 999 | 999 | -2.1682e-18 | 4.0745e-19 | 9.0222e-19 | 0 | 5.9372e-18 | 1.397e-18 | 2.9104e-18 | 7.567e-18 | -5.5879e-18 | -3.1432e-18 | 2.4447e-18 | 3.6089e-18 | -3.376e-18 | -3.9581e-18 | 1.1642e-17 | 1.7462e-18 | 9.0804e-18 | -1.0361e-17 | -4.4238e-18 | 1.8626e-18 | -9.0804e-18 | 8.3819e-18 | 4.6566e-19 | -4.6566e-18 | -2.5611e-18 | -5.1223e-18 | -9.7789e-18 | -6.5193e-18 | 9.3132e-19 | 1.8626e-18 | 1.071e-17 | 1.071e-17 | 1.0245e-17 | -9.3132e-19 | 5.5879e-18 | -1.8626e-18
Best Rooftop Heat Pump | Efficient competed | AIA CZ5 | Commercial (New), Commercial (Existing) | Heating (Equip.), Cooling (Equip.) | -23.2844 | 999 | 999 | 999 | -2.1682e-18 | 4.0745e-19 | 8.4983e-18 | -6.4028e-18 | -9.4296e-18 | 9.7789e-18 | 4.773e-18 | -4.6566e-19 | 3.0268e-18 | -5.4715e-18 | -5.8208e-19 | -6.0536e-18 | 5.0059e-18 | 1.397e-18 | -4.773e-18 | 6.9849e-19 | 0 | 1.4435e-17 | -5.4715e-18 | 9.5461e-18 | 3.0268e-18 | 5.5879e-18 | 6.7521e-18 | -4.6566e-19 | -4.6566e-19 | -4.6566e-18 | 7.2177e-18 | 0 | 4.191e-18 | -9.5461e-18 | -4.191e-18 | 4.4238e-18 | 1.6298e-18 | 6.9849e-18 | -4.8894e-18 | -1.8626e-18
Best Rooftop Heat Pump (FS) | Baseline uncompeted | AIA CZ5 | Commercial (New), Commercial (Existing) | Heating (Equip.), Cooling (Equip.) | -12.0593 | 999 | 86.4483 | 1327.7227 | 0.35196 | 0.3394 | 0.30994 | 0.36245 | 0.34079 | 0.33936 | 0.33699 | 0.33402 | 0.33051 | 0.32689 | 0.3229 | 0.31958 | 0.31726 | 0.31536 | 0.31406 | 0.31268 | 0.31136 | 0.30958 | 0.30804 | 0.30664 | 0.3055 | 0.30436 | 0.30319 | 0.30222 | 0.30143 | 0.30065 | 0.29982 | 0.29914 | 0.29844 | 0.29775 | 0.29706 | 0.29649 | 0.29592 | 0.2953 | 0.29469 | 0.29423
Best Rooftop Heat Pump (FS) | Efficient uncompeted | AIA CZ5 | Commercial (New), Commercial (Existing) | Heating (Equip.), Cooling (Equip.) | -12.0593 | 999 | 86.4483 | 1327.7227 | 0.35196 | 0.3394 | 0.30337 | 0.34681 | 0.31861 | 0.31093 | 0.30195 | 0.29268 | 0.2833 | 0.27441 | 0.26531 | 0.25713 | 0.2502 | 0.24391 | 0.23857 | 0.23331 | 0.22821 | 0.22263 | 0.2178 | 0.21317 | 0.20933 | 0.20651 | 0.20501 | 0.20406 | 0.20318 | 0.20229 | 0.2013 | 0.20041 | 0.19955 | 0.19872 | 0.1979 | 0.19722 | 0.19663 | 0.19594 | 0.19535 | 0.19483
Best Rooftop Heat Pump (FS) | Baseline competed | AIA CZ5 | Commercial (New), Commercial (Existing) | Heating (Equip.), Cooling (Equip.) | -12.0593 | 999 | 999 | 999 | 1.0408e-16 | 2.3207e-16 | 9.1037e-17 | 1.1991e-16 | 7.0082e-17 | 1.4529e-16 | 5.1223e-18 | 1.0012e-16 | -9.4995e-17 | -2.142e-16 | 1.3039e-17 | 2.007e-16 | 6.5658e-17 | -2.2072e-16 | -1.2713e-16 | -1.4203e-16 | 2.3656e-16 | -5.7742e-17 | -2.1141e-16 | -1.7229e-16 | -1.7975e-16 | -8.7544e-17 | 1.2666e-16 | 7.4506e-18 | -7.2643e-17 | 9.872e-17 | 1.844e-16 | 0 | -2.794e-17 | 1.3225e-16 | 5.2154e-17 | -8.1956e-17 | 0 | -2.6077e-17 | 8.5682e-17 | 2.7008e-17
Best Rooftop Heat Pump (FS) | Efficient competed | AIA CZ5 | Commercial (New), Commercial (Existing) | Heating (Equip.), Cooling (Equip.) | -12.0593 | 999 | 999 | 999 | 1.0408e-16 | 2.3207e-16 | -9.9652e-17 | -4.6799e-17 | -6.007e-17 | 8.5216e-17 | 5.9139e-17 | -3.1898e-17 | 4.8662e-17 | -1.3225e-16 | -1.7835e-16 | -2.631e-17 | -3.8184e-17 | 1.071e-16 | 6.1002e-17 | -1.993e-16 | -1.4855e-16 | -8.2422e-17 | 5.3085e-17 | 6.5193e-18 | -2.6077e-17 | -2.3283e-18 | -5.6345e-17 | 8.0094e-17 | 1.4063e-16 | 1.5832e-17 | 3.7719e-17 | -8.8476e-18 | 1.0617e-16 | -8.3353e-17 | 9.127e-17 | 1.2433e-16 | -5.2154e-17 | 2.794e-17 | 1.3039e-17 | -3.7253e-17
Com. Air Sealing (Exist), 90.1 c. 2016 | Baseline uncompeted | AIA CZ5 | Commercial (New), Commercial (Existing) | Heating (Env.), Cooling (Env.) | 11.0587 | 9.0424 | 6.4259 | 120.006 | 0.10265 | 0.089451 | 0.079379 | 0.10395 | 0.099791 | 0.09112 | 0.088271 | 0.085445 | 0.082686 | 0.079873 | 0.077148 | 0.0746 | 0.072296 | 0.070056 | 0.067904 | 0.065756 | 0.06367 | 0.061598 | 0.059509 | 0.057497 | 0.05554 | 0.05361 | 0.051733 | 0.04992 | 0.04815 | 0.04639 | 0.044659 | 0.042964 | 0.041281 | 0.039625 | 0.037991 | 0.036385 | 0.034792 | 0.033231 | 0.031674 | 0.030153
Com. Air Sealing (Exist), 90.1 c. 2016 | Efficient uncompeted | AIA CZ5 | Commercial (New), Commercial (Existing) | Heating (Env.), Cooling (Env.) | 11.0587 | 9.0424 | 6.4259 | 120.006 | 0.10115 | 0.086853 | 0.075933 | 0.097939 | 0.09259 | 0.083235 | 0.079364 | 0.075595 | 0.071966 | 0.068369 | 0.064928 | 0.061711 | 0.058766 | 0.055939 | 0.053244 | 0.050615 | 0.048094 | 0.045643 | 0.04324 | 0.040952 | 0.03876 | 0.036642 | 0.034615 | 0.032685 | 0.030834 | 0.02904 | 0.027315 | 0.02566 | 0.024062 | 0.022527 | 0.021052 | 0.019639 | 0.018279 | 0.016982 | 0.015731 | 0.014542
Com. Air Sealing (Exist), 90.1 c. 2016 | Baseline competed | AIA CZ5 | Commercial (New), Commercial (Existing) | Heating (Env.), Cooling (Env.) | 11.0587 | 9.0424 | 8.5141 | 158.9116 | 0.063876 | 0.056069 | 0.050942 | 0.068378 | 0.066292 | 0.060071 | 0.057757 | 0.055507 | 0.053418 | 0.051338 | 0.049258 | 0.047333 | 0.045608 | 0.043955 | 0.042416 | 0.0407 | 0.039041 | 0.037342 | 0.035729 | 0.034172 | 0.032709 | 0.031557 | 0.03005 | 0.028634 | 0.027481 | 0.026403 | 0.025384 | 0.024438 | 0.0235 | 0.022598 | 0.02169 | 0.020782 | 0.019868 | 0.01894 | 0.018031 | 0.017129
Com. Air Sealing (Exist), 90.1 c. 2016 | Efficient competed | AIA CZ5 | Commercial (New), Commercial (Existing) | Heating (Env.), Cooling (Env.) | 11.0587 | 9.0424 | 8.5141 | 158.9116 | 0.062013 | 0.052903 | 0.046809 | 0.061327 | 0.057981 | 0.051084 | 0.047754 | 0.044623 | 0.041775 | 0.039094 | 0.036505 | 0.034144 | 0.032031 | 0.030063 | 0.02827 | 0.026372 | 0.024592 | 0.022849 | 0.021256 | 0.019766 | 0.018416 | 0.017424 | 0.016158 | 0.015009 | 0.014126 | 0.013308 | 0.01255 | 0.011846 | 0.011163 | 0.010521 | 0.0098912 | 0.0092757 | 0.0086727 | 0.0080748 | 0.0075008 | 0.0069452
Com. Air Sealing (New), 90.1 c. 2016 | Baseline uncompeted | AIA CZ5 | Commercial (New), Commercial (Existing) | Heating (Env.), Cooling (Env.) | 999 | 0 | 999 | 999 | 0.0024213 | 0.0044767 | 0.0062121 | 0.011309 | 0.014128 | 0.015777 | 0.018126 | 0.020338 | 0.022431 | 0.024386 | 0.026268 | 0.028145 | 0.030065 | 0.031963 | 0.033847 | 0.035676 | 0.037484 | 0.039233 | 0.040901 | 0.042542 | 0.044135 | 0.045668 | 0.047165 | 0.048653 | 0.050127 | 0.051559 | 0.05296 | 0.054342 | 0.055674 | 0.056977 | 0.05825 | 0.0595 | 0.060704 | 0.06189 | 0.063001 | 0.064094
Com. Air Sealing (New), 90.1 c. 2016 | Efficient uncompeted | AIA CZ5 | Commercial (New), Commercial (Existing) | Heating (Env.), Cooling (Env.) | 999 | 0 | 999 | 999 | 0.0024213 | 0.0044767 | 0.0062187 | 0.011339 | 0.014206 | 0.015929 | 0.018402 | 0.020776 | 0.023098 | 0.025388 | 0.027677 | 0.03004 | 0.032493 | 0.035016 | 0.037628 | 0.040295 | 0.043068 | 0.04592 | 0.04884 | 0.05191 | 0.055132 | 0.058514 | 0.062126 | 0.066049 | 0.070334 | 0.074646 | 0.078993 | 0.08378 | 0.088571 | 0.093389 | 0.098226 | 0.10309 | 0.10793 | 0.11279 | 0.11755 | 0.12233
Com. Air Sealing (New), 90.1 c. 2016 | Baseline competed | AIA CZ5 | Commercial (New), Commercial (Existing) | Heating (Env.), Cooling (Env.) | 999 | 0 | 999 | 999 | 0.00114 | 0.0028161 | 0.0043538 | 0.0077499 | 0.0094936 | 0.010391 | 0.011692 | 0.012874 | 0.013962 | 0.014926 | 0.015823 | 0.016696 | 0.017571 | 0.018405 | 0.019197 | 0.019792 | 0.020322 | 0.020743 | 0.021027 | 0.021181 | 0.021172 | 0.020927 | 0.020359 | 0.019344 | 0.017643 | 0.015145 | 0.011487 | 0.005186 | 0.0031434 | 0.0072967 | 0.012988 | 0.017613 | 0.021487 | 0.024154 | 0.026391 | 0.028339
Com. Air Sealing (New), 90.1 c. 2016 | Efficient competed | AIA CZ5 | Commercial (New), Commercial (Existing) | Heating (Env.), Cooling (Env.) | 999 | 0 | 999 | 999 | 0.00082313 | 0.0024128 | 0.0039452 | 0.0072054 | 0.0089264 | 0.0098111 | 0.01107 | 0.012227 | 0.013329 | 0.014375 | 0.015391 | 0.016423 | 0.017477 | 0.018534 | 0.0196 | 0.020462 | 0.021316 | 0.022112 | 0.022821 | 0.023453 | 0.023973 | 0.02429 | 0.024282 | 0.023771 | 0.02241 | 0.019854 | 0.015528 | 0.007279 | 0.0046457 | 0.010942 | 0.019915 | 0.027686 | 0.034596 | 0.039811 | 0.044494 | 0.048831
Commercial Chillers, 90.1 c. 2016 | Baseline uncompeted | AIA CZ5 | Commercial (New), Commercial (Existing) | Cooling (Equip.) | 3.8993 | 14.1601 | 15.6258 | 384.3768 | 0.11367 | 0.121 | 0.11507 | 0.12479 | 0.11578 | 0.1267 | 0.12944 | 0.13167 | 0.13362 | 0.13564 | 0.13704 | 0.13861 | 0.14057 | 0.14281 | 0.14553 | 0.14805 | 0.15047 | 0.15232 | 0.15462 | 0.15687 | 0.15934 | 0.16185 | 0.16418 | 0.16658 | 0.16915 | 0.17181 | 0.17432 | 0.17698 | 0.1797 | 0.18243 | 0.18518 | 0.18807 | 0.19107 | 0.19393 | 0.19704 | 0.20028
Commercial Chillers, 90.1 c. 2016 | Efficient uncompeted | AIA CZ5 | Commercial (New), Commercial (Existing) | Cooling (Equip.) | 3.8993 | 14.1601 | 15.6258 | 384.3768 | 0.11367 | 0.121 | 0.11372 | 0.12205 | 0.11216 | 0.12172 | 0.12341 | 0.1247 | 0.12578 | 0.127 | 0.12771 | 0.12864 | 0.12999 | 0.13165 | 0.13381 | 0.13584 | 0.13782 | 0.13933 | 0.1413 | 0.14335 | 0.14581 | 0.1483 | 0.15061 | 0.15317 | 0.15587 | 0.1587 | 0.16138 | 0.16421 | 0.16711 | 0.17003 | 0.17296 | 0.17605 | 0.17923 | 0.18228 | 0.18557 | 0.18898
Commercial Chillers, 90.1 c. 2016 | Baseline competed | AIA CZ5 | Commercial (New), Commercial (Existing) | Cooling (Equip.) | 3.8993 | 14.1601 | 27.314 | 671.8958 | 0.015223 | 0.016205 | 0.087737 | 0.095905 | 0.089441 | 0.098085 | 0.10034 | 0.10218 | 0.10377 | 0.10548 | 0.10665 | 0.10795 | 0.10952 | 0.1113 | 0.11344 | 0.11562 | 0.11774 | 0.1194 | 0.12133 | 0.12319 | 0.12527 | 0.12753 | 0.12972 | 0.13188 | 0.13429 | 0.13678 | 0.13896 | 0.14133 | 0.14375 | 0.14619 | 0.14866 | 0.15125 | 0.15393 | 0.15628 | 0.15851 | 0.16085
Commercial Chillers, 90.1 c. 2016 | Efficient competed | AIA CZ5 | Commercial (New), Commercial (Existing) | Cooling (Equip.) | 3.8993 | 14.1601 | 27.314 | 671.8958 | 0.015232 | 0.016224 | 0.087013 | 0.094313 | 0.087286 | 0.09509 | 0.096699 | 0.097955 | 0.099016 | 0.10022 | 0.10096 | 0.10185 | 0.10305 | 0.10447 | 0.10627 | 0.10815 | 0.11001 | 0.11149 | 0.11325 | 0.11503 | 0.11717 | 0.11947 | 0.12172 | 0.12404 | 0.12662 | 0.12927 | 0.13167 | 0.13424 | 0.13687 | 0.13951 | 0.14219 | 0.14498 | 0.14785 | 0.15041 | 0.15287 | 0.15544
Commercial Elec. WH, 90.1 c. 2016 (FS) | Baseline uncompeted | AIA CZ5 | Commercial (New), Commercial (Existing) | Water Heating | 999 | 999 | 999 | 999 | 0.081755 | 0.084071 | 0.085088 | 0.086337 | 0.087457 | 0.088342 | 0.088954 | 0.089432 | 0.089739 | 0.089913 | 0.090131 | 0.090599 | 0.091302 | 0.092097 | 0.092922 | 0.093782 | 0.094715 | 0.095574 | 0.096381 | 0.097207 | 0.098053 | 0.098877 | 0.099684 | 0.10054 | 0.10143 | 0.1023 | 0.10319 | 0.10407 | 0.1049 | 0.10572 | 0.10652 | 0.10734 | 0.10815 | 0.10893 | 0.10965 | 0.11037
Commercial Elec. WH, 90.1 c. 2016 (FS) | Efficient uncompeted | AIA CZ5 | Commercial (New), Commercial (Existing) | Water Heating | 999 | 999 | 999 | 999 | 0.081755 | 0.10114 | 0.11709 | 0.13289 | 0.14806 | 0.1618 | 0.17361 | 0.18449 | 0.19459 | 0.20462 | 0.21367 | 0.21935 | 0.22089 | 0.22282 | 0.2254 | 0.22782 | 0.23016 | 0.23154 | 0.23354 | 0.23533 | 0.23756 | 0.23981 | 0.24151 | 0.24343 | 0.24551 | 0.24744 | 0.24931 | 0.25107 | 0.25276 | 0.25441 | 0.25601 | 0.25769 | 0.25957 | 0.26122 | 0.2628 | 0.26427
Commercial Elec. WH, 90.1 c. 2016 (FS) | Baseline competed | AIA CZ5 | Commercial (New), Commercial (Existing) | Water Heating | 999 | 999 | 999 | 999 | 9.6878e-05 | -2.2992e-18 | 5.5879e-18 | 4.0745e-19 | -1.3737e-17 | 1.5716e-18 | 1.7171e-17 | 2.4622e-17 | -7.4506e-18 | 2.4214e-17 | 5.9372e-18 | -2.794e-18 | 1.3737e-17 | 1.0361e-17 | -2.8173e-17 | -1.3271e-17 | -2.4214e-17 | -3.2596e-18 | 3.7253e-18 | -4.9593e-17 | -1.8394e-17 | 9.7789e-18 | -2.8871e-17 | -5.5879e-18 | 5.1223e-18 | 2.0955e-17 | -1.0245e-17 | -1.071e-17 | 1.5832e-17 | 1.0245e-17 | 7.4506e-18 | -6.0536e-18 | 4.6566e-18 | 2.468e-17 | 1.6298e-18 | -1.8626e-17
Commercial Elec. WH, 90.1 c. 2016 (FS) | Efficient competed | AIA CZ5 | Commercial (New), Commercial (Existing) | Water Heating | 999 | 999 | 999 | 999 | 9.6878e-05 | -3.5623e-17 | -1.0245e-17 | 1.1642e-18 | -2.2119e-17 | -7.4855e-17 | -1.2806e-17 | -4.7497e-17 | 2.1886e-17 | 3.7253e-18 | 1.3039e-17 | -3.3295e-17 | 3.6089e-17 | -6.17e-17 | -3.3528e-17 | 4.61e-17 | -1.3039e-17 | 2.0023e-17 | 1.1036e-16 | 2.7008e-17 | 1.4901e-17 | 7.1246e-17 | -3.2596e-18 | -9.3132e-18 | -5.3551e-17 | -2.3283e-18 | -2.9337e-17 | 2.5611e-17 | 5.6345e-17 | -2.794e-18 | 0 | -6.2399e-17 | 5.3085e-17 | 1.0245e-17 | -7.4506e-18 | 1.5832e-17
Commercial Electric WH, 90.1 c. 2016 | Baseline uncompeted | AIA CZ5 | Commercial (New), Commercial (Existing) | Water Heating | -28.1063 | 0 | 999 | 999 | 0.016997 | 0.01679 | 0.016416 | 0.016051 | 0.015634 | 0.0153 | 0.014914 | 0.014597 | 0.014324 | 0.014086 | 0.013801 | 0.013542 | 0.013326 | 0.013138 | 0.013002 | 0.012857 | 0.012699 | 0.0125 | 0.012344 | 0.01218 | 0.01204 | 0.01191 | 0.011758 | 0.011622 | 0.011497 | 0.011382 | 0.011254 | 0.011132 | 0.011015 | 0.010902 | 0.010789 | 0.010681 | 0.010579 | 0.010471 | 0.010379 | 0.01028
Commercial Electric WH, 90.1 c. 2016 | Efficient uncompeted | AIA CZ5 | Commercial (New), Commercial (Existing) | Water Heating | -28.1063 | 0 | 999 | 999 | 0.016997 | 0.017163 | 0.017216 | 0.017339 | 0.017446 | 0.017643 | 0.017786 | 0.01795 | 0.018119 | 0.018334 | 0.018467 | 0.018634 | 0.018815 | 0.019055 | 0.019337 | 0.019538 | 0.019698 | 0.019765 | 0.019827 | 0.01972 | 0.019663 | 0.019635 | 0.019564 | 0.019501 | 0.019467 | 0.019431 | 0.019372 | 0.019296 | 0.019235 | 0.019177 | 0.019111 | 0.019045 | 0.018982 | 0.018904 | 0.018854 | 0.018789
Commercial Electric WH, 90.1 c. 2016 | Baseline competed | AIA CZ5 | Commercial (New), Commercial (Existing) | Water Heating | -28.1063 | 0 | 999 | 999 | 0.0028328 | 0.01679 | 0.016416 | 0.016051 | 0.015634 | 0.013788 | 0.012149 | 0.010778 | 0.0096093 | 0.0086088 | 0.0077008 | 0.0069113 | 0.0063081 | 0.0054349 | 0.00469 | 0.004045 | 0.003479 | 0.0029778 | 0.0025669 | 0.0022308 | 0.0019417 | 0.0016911 | 0.0014698 | 0.0012787 | 0.0011128 | 0.00096939 | 0.00084296 | 0.00073307 | 0.00063736 | 0.00055404 | 0.00048127 | 0.00041796 | 0.00036288 | 0.00031467 | 0.00027307 | 0.00023663
Commercial Electric WH, 90.1 c. 2016 | Efficient competed | AIA CZ5 | Commercial (New), Commercial (Existing) | Water Heating | -28.1063 | 0 | 999 | 999 | 0.0028328 | 0.017163 | 0.017216 | 0.017339 | 0.017446 | 0.015898 | 0.014505 | 0.013305 | 0.012251 | 0.01135 | 0.010499 | 0.0097518 | 0.0091599 | 0.0080748 | 0.0071093 | 0.0062445 | 0.0054597 | 0.004739 | 0.0041338 | 0.0036223 | 0.0031806 | 0.0027959 | 0.0024521 | 0.0021506 | 0.0018882 | 0.0016573 | 0.0014523 | 0.0012709 | 0.0011125 | 0.00097353 | 0.00085103 | 0.00074347 | 0.00064921 | 0.00056607 | 0.00049397 | 0.00043039
Commercial Fenestration, 90.1 c. 2016 | Baseline uncompeted | AIA CZ5 | Commercial (New), Commercial (Existing) | Heating (Env.), Cooling (Env.) | 999 | 0 | 0 | 0 | 0.1788 | 0.18132 | 0.16757 | 0.18181 | 0.16612 | 0.17312 | 0.17236 | 0.17121 | 0.1698 | 0.16857 | 0.16686 | 0.16547 | 0.16461 | 0.16408 | 0.16406 | 0.16392 | 0.16374 | 0.16312 | 0.16291 | 0.16272 | 0.16278 | 0.16291 | 0.16293 | 0.16307 | 0.16336 | 0.16374 | 0.16402 | 0.16445 | 0.16492 | 0.16542 | 0.16594 | 0.16658 | 0.16729 | 0.16791 | 0.16871 | 0.16962
Commercial Fenestration, 90.1 c. 2016 | Efficient uncompeted | AIA CZ5 | Commercial (New), Commercial (Existing) | Heating (Env.), Cooling (Env.) | 999 | 0 | 0 | 0 | 0.1788 | 0.18132 | 0.16757 | 0.17648 | 0.15584 | 0.15956 | 0.15523 | 0.15104 | 0.14709 | 0.14383 | 0.14048 | 0.13781 | 0.13597 | 0.13479 | 0.13448 | 0.13439 | 0.13455 | 0.13455 | 0.13534 | 0.13637 | 0.13793 | 0.13981 | 0.14179 | 0.14406 | 0.14709 | 0.15022 | 0.15327 | 0.15652 | 0.15982 | 0.16321 | 0.16663 | 0.1702 | 0.17386 | 0.17747 | 0.1813 | 0.1853
Commercial Fenestration, 90.1 c. 2016 | Baseline competed | AIA CZ5 | Commercial (New), Commercial (Existing) | Heating (Env.), Cooling (Env.) | 999 | 0 | 0 | 0 | 2.4607e-17 | -6.7375e-18 | -5.489e-17 | 1.3795e-17 | 6.9616e-17 | -8.4285e-17 | -1.213e-16 | -9.5461e-18 | -1.1013e-16 | 0.0083538 | 0.01583 | 0.022592 | 0.028788 | 0.034497 | 0.039844 | 0.0443 | 0.048266 | 0.051599 | 0.054771 | 0.057614 | 0.060105 | 0.060417 | 0.060409 | 0.060395 | 0.06217 | 0.064162 | 0.06601 | 0.067244 | 0.06883 | 0.069727 | 0.070589 | 0.071049 | 0.071543 | 0.072557 | 0.074089 | 0.07903
Commercial Fenestration, 90.1 c. 2016 | Efficient competed | AIA CZ5 | Commercial (New), Commercial (Existing) | Heating (Env.), Cooling (Env.) | 999 | 0 | 0 | 0 | 2.4607e-17 | -6.7375e-18 | -5.489e-17 | -2.4389e-17 | 4.872e-17 | 5.9488e-17 | 2.6193e-17 | -3.4051e-17 | -2.3749e-17 | 0.0067084 | 0.012587 | 0.017831 | 0.022615 | 0.027047 | 0.031275 | 0.034756 | 0.037904 | 0.040604 | 0.043327 | 0.045913 | 0.048299 | 0.048927 | 0.049407 | 0.050056 | 0.052663 | 0.05525 | 0.057954 | 0.060455 | 0.062684 | 0.063667 | 0.064563 | 0.06535 | 0.0663 | 0.067993 | 0.070239 | 0.076262
Commercial Floors, 90.1 c. 2016 | Baseline uncompeted | AIA CZ5 | Commercial (New), Commercial (Existing) | Heating (Env.), Cooling (Env.) | 999 | 0 | 999 | 999 | 0.0038617 | -0.00099897 | -0.0012466 | 0.0073127 | 0.010117 | 0.0059038 | 0.0058678 | 0.0058844 | 0.0059479 | 0.0058981 | 0.0059693 | 0.006037 | 0.0061038 | 0.0061186 | 0.0060518 | 0.0060027 | 0.0059781 | 0.0060355 | 0.0059662 | 0.0059149 | 0.0058268 | 0.0057181 | 0.0056437 | 0.0055733 | 0.0054835 | 0.005359 | 0.0052591 | 0.0051423 | 0.0050065 | 0.0048694 | 0.0047282 | 0.0045645 | 0.004382 | 0.0042259 | 0.004017 | 0.0037952
Commercial Floors, 90.1 c. 2016 | Efficient uncompeted | AIA CZ5 | Commercial (New), Commercial (Existing) | Heating (Env.), Cooling (Env.) | 999 | 0 | 999 | 999 | 0.0038617 | -0.00099897 | -0.0012466 | 0.0073127 | 0.010117 | 0.0059038 | 0.0058678 | 0.0058844 | 0.0059479 | 0.0058981 | 0.0059693 | 0.006037 | 0.0061038 | 0.0061186 | 0.0060518 | 0.0060027 | 0.0059781 | 0.0060355 | 0.0059662 | 0.0059149 | 0.0058268 | 0.0057181 | 0.0056437 | 0.0055733 | 0.0054835 | 0.005359 | 0.0052591 | 0.0051423 | 0.0050065 | 0.0048694 | 0.0047282 | 0.0045645 | 0.004382 | 0.0042259 | 0.004017 | 0.0037952
Commercial Floors, 90.1 c. 2016 | Baseline competed | AIA CZ5 | Commercial (New), Commercial (Existing) | Heating (Env.), Cooling (Env.) | 999 | 0 | 999 | 0 | 3.7835e-18 | -1.7462e-18 | -9.3132e-19 | 2.2452e-05 | 0.00031666 | 1.4361e-05 | 2.1575e-05 | 2.2168e-05 | 2.7449e-05 | 8.632e-06 | 1.1165e-05 | 1.0522e-05 | -2.9558e-06 | -4.4848e-05 | -0.00012876 | -0.00045604 | -0.00076731 | -0.0010614 | -0.0014532 | -0.0017951 | -0.002146 | -0.0024875 | -0.0029216 | -0.0034963 | -0.004207 | -0.0051258 | -0.0063162 | -0.0079773 | -0.010198 | -0.010973 | -0.011588 | -0.010882 | -0.0091262 | -0.0077878 | -0.0068711 | -0.0061176
Commercial Floors, 90.1 c. 2016 | Efficient competed | AIA CZ5 | Commercial (New), Commercial (Existing) | Heating (Env.), Cooling (Env.) | 999 | 0 | 999 | 0 | 3.7835e-18 | -1.7462e-18 | -9.3132e-19 | -3.8025e-05 | 0.00020875 | -0.00011961 | -0.00016287 | -0.00021936 | -0.00027517 | -0.0003552 | -0.00041958 | -0.0004897 | -0.00057461 | -0.00068783 | -0.00084058 | -0.0012463 | -0.0016107 | -0.0019389 | -0.0023259 | -0.0026447 | -0.0029248 | -0.0031479 | -0.0034466 | -0.0038717 | -0.0043857 | -0.0050838 | -0.0060167 | -0.0073666 | -0.0092148 | -0.009753 | -0.010152 | -0.0093864 | -0.0077027 | -0.006454 | -0.0056061 | -0.0049133
Commercial Gas Boiler, 90.1 c. 2016 | Baseline uncompeted | AIA CZ5 | Commercial (New), Commercial (Existing) | Heating (Equip.) | -23.8979 | 0 | 999 | 999 | 0.054293 | 0.049328 | 0.044344 | 0.054818 | 0.052233 | 0.048632 | 0.047143 | 0.045634 | 0.044096 | 0.042542 | 0.041073 | 0.039718 | 0.038516 | 0.037367 | 0.036272 | 0.035207 | 0.034186 | 0.03318 | 0.032174 | 0.031218 | 0.030297 | 0.029384 | 0.02852 | 0.027685 | 0.026889 | 0.0261 | 0.025341 | 0.024603 | 0.023878 | 0.023171 | 0.02248 | 0.021817 | 0.021159 | 0.020531 | 0.019906 | 0.019305
Commercial Gas Boiler, 90.1 c. 2016 | Efficient uncompeted | AIA CZ5 | Commercial (New), Commercial (Existing) | Heating (Equip.) | -23.8979 | 0 | 999 | 999 | 0.054293 | 0.049358 | 0.044397 | 0.054912 | 0.05235 | 0.048761 | 0.047285 | 0.045785 | 0.044253 | 0.042703 | 0.041235 | 0.039881 | 0.038679 | 0.037528 | 0.036431 | 0.035363 | 0.034338 | 0.033328 | 0.032317 | 0.031356 | 0.03043 | 0.029511 | 0.028641 | 0.027798 | 0.026996 | 0.026202 | 0.025437 | 0.024694 | 0.023964 | 0.023254 | 0.022559 | 0.021892 | 0.02123 | 0.0206 | 0.019971 | 0.019367
Commercial Gas Boiler, 90.1 c. 2016 | Baseline competed | AIA CZ5 | Commercial (New), Commercial (Existing) | Heating (Equip.) | -23.8979 | 0 | -230.3405 | -4341.4046 | -7.698e-18 | -0.00076927 | -0.0015842 | -0.0031352 | -0.0039971 | -0.004044 | -0.0041172 | -0.0041288 | -0.0041031 | -0.0040215 | -0.0039091 | -0.0037955 | -0.0036833 | -0.003562 | -0.0034352 | -0.0032786 | -0.0030926 | -0.0028596 | -0.0026207 | -0.002345 | -0.002032 | -0.0017095 | -0.0012306 | -0.00065586 | 5.6823e-05 | 0.0009356 | 0.0020656 | 0.0038368 | 0.0042188 | 0.0035388 | 0.0026026 | 0.00189 | 0.0012154 | 0.00068826 | 0.00021373 | -0.0004742
Commercial Gas Boiler, 90.1 c. 2016 | Efficient competed | AIA CZ5 | Commercial (New), Commercial (Existing) | Heating (Equip.) | -23.8979 | 0 | -230.3405 | -4341.4046 | -7.698e-18 | -0.0010903 | -0.0020887 | -0.0040468 | -0.0051816 | -0.0053338 | -0.0055761 | -0.0057446 | -0.0058545 | -0.0058754 | -0.0058537 | -0.0058153 | -0.0057651 | -0.0056894 | -0.0055899 | -0.0054471 | -0.0052629 | -0.0050208 | -0.0047554 | -0.0044418 | -0.0040753 | -0.003656 | -0.0030755 | -0.0023841 | -0.0015249 | -0.00050365 | 0.00079221 | 0.0027877 | 0.0034226 | 0.0029827 | 0.0022428 | 0.0016935 | 0.0011684 | 0.00077308 | 0.00042203 | -0.00019065
Commercial Gas Furnace, 90.1 c. 2016 | Baseline uncompeted | AIA CZ5 | Commercial (New), Commercial (Existing) | Heating (Equip.) | 999 | 0 | -888.5432 | -16747.0599 | 0.13629 | 0.1256 | 0.11642 | 0.15282 | 0.15136 | 0.14719 | 0.14872 | 0.14992 | 0.15073 | 0.15116 | 0.15161 | 0.15233 | 0.15344 | 0.15458 | 0.15578 | 0.15696 | 0.15819 | 0.15928 | 0.1602 | 0.16117 | 0.16213 | 0.163 | 0.16386 | 0.16479 | 0.16572 | 0.16657 | 0.16739 | 0.16821 | 0.16895 | 0.16963 | 0.17027 | 0.1709 | 0.17147 | 0.172 | 0.17239 | 0.17283
Commercial Gas Furnace, 90.1 c. 2016 | Efficient uncompeted | AIA CZ5 | Commercial (New), Commercial (Existing) | Heating (Equip.) | 999 | 0 | -888.5432 | -16747.0599 | 0.13629 | 0.12549 | 0.11623 | 0.15246 | 0.15091 | 0.14666 | 0.14811 | 0.14924 | 0.15 | 0.15039 | 0.1508 | 0.15151 | 0.15261 | 0.15375 | 0.15497 | 0.15618 | 0.15744 | 0.15858 | 0.15955 | 0.16059 | 0.16162 | 0.16258 | 0.16352 | 0.16454 | 0.16556 | 0.16649 | 0.16739 | 0.1683 | 0.16912 | 0.16988 | 0.1706 | 0.17131 | 0.17195 | 0.17255 | 0.17302 | 0.17353
Commercial Gas Furnace, 90.1 c. 2016 | Baseline competed | AIA CZ5 | Commercial (New), Commercial (Existing) | Heating (Equip.) | 999 | 0 | -8.4569 | -159.3938 | 5.3551e-18 | -0.0019565 | -0.0041392 | -0.0071095 | -0.0083504 | -0.0090861 | -0.0098363 | -0.010415 | -0.010872 | -0.01115 | -0.011301 | -0.011422 | -0.011525 | -0.011569 | -0.01157 | -0.011429 | -0.011131 | -0.010589 | -0.009957 | -0.0090915 | -0.0079641 | -0.006751 | -0.0046111 | -0.0018013 | 0.00194 | 0.0069053 | 0.013687 | 0.024782 | 0.029612 | 0.025952 | 0.020043 | 0.014911 | 0.0099559 | 0.006248 | 0.0034396 | -0.0021286
Commercial Gas Furnace, 90.1 c. 2016 | Efficient competed | AIA CZ5 | Commercial (New), Commercial (Existing) | Heating (Equip.) | 999 | 0 | -8.4569 | -159.3938 | 5.3551e-18 | -0.0027662 | -0.0054413 | -0.0091549 | -0.010811 | -0.011993 | -0.013369 | -0.01459 | -0.015674 | -0.016521 | -0.017235 | -0.017902 | -0.018532 | -0.01907 | -0.019518 | -0.019789 | -0.019869 | -0.019669 | -0.019307 | -0.018618 | -0.017495 | -0.016231 | -0.013948 | -0.010893 | -0.0068207 | -0.0014075 | 0.0060016 | 0.018109 | 0.02435 | 0.022215 | 0.01761 | 0.013597 | 0.0096933 | 0.00694 | 0.0050889 | 0.00016243
Commercial Oil Boiler, 90.1 c. 2016 | Baseline uncompeted | AIA CZ5 | Commercial (New), Commercial (Existing) | Heating (Equip.) | -14.9665 | 999 | 803.1789 | 11344.7632 | 0.0031003 | 0.0032239 | 0.0028706 | 0.0032212 | 0.0030616 | 0.0027931 | 0.0027264 | 0.0026642 | 0.0026028 | 0.0025343 | 0.002452 | 0.0023699 | 0.0022885 | 0.002212 | 0.0021408 | 0.0020725 | 0.0020088 | 0.0019462 | 0.0018858 | 0.0018295 | 0.001774 | 0.0017196 | 0.0016691 | 0.0016203 | 0.0015731 | 0.0015261 | 0.0014819 | 0.0014394 | 0.0013995 | 0.001361 | 0.0013232 | 0.0012869 | 0.0012541 | 0.0012196 | 0.0011867 | 0.0011543
Commercial Oil Boiler, 90.1 c. 2016 | Efficient uncompeted | AIA CZ5 | Commercial (New), Commercial (Existing) | Heating (Equip.) | -14.9665 | 999 | 803.1789 | 11344.7632 | 0.0031003 | 0.0030774 | 0.0026193 | 0.0028079 | 0.0025488 | 0.0022233 | 0.0020754 | 0.0019398 | 0.001813 | 0.001689 | 0.0015638 | 0.0014463 | 0.0013366 | 0.0012367 | 0.001146 | 0.0010626 | 0.00098604 | 0.00091498 | 0.00084957 | 0.00079026 | 0.00073529 | 0.00068449 | 0.00066372 | 0.00064368 | 0.0006244 | 0.00060516 | 0.00058641 | 0.00056845 | 0.00055154 | 0.00053537 | 0.0005196 | 0.00050445 | 0.00049078 | 0.00047648 | 0.00046298 | 0.00044967
Commercial Oil Boiler, 90.1 c. 2016 | Baseline competed | AIA CZ5 | Commercial (New), Commercial (Existing) | Heating (Equip.) | -14.9665 | 999 | 1193.3636 | 16856.055 | -7.6398e-20 | 4.7076e-05 | 8.0886e-05 | 0.00015079 | 0.00020179 | 0.00023682 | 0.00028364 | 0.00032909 | 0.00037238 | 0.00041663 | 0.00045532 | 0.00049053 | 0.0005227 | 0.0005533 | 0.00058264 | 0.0006112 | 0.00063999 | 0.00066819 | 0.00069484 | 0.00072205 | 0.00074787 | 0.00077375 | 0.00079152 | 0.0008142 | 0.00084248 | 0.00087136 | 0.00090875 | 0.00095155 | 0.00096172 | 0.0009421 | 0.00089634 | 0.0008428 | 0.0007927 | 0.00074734 | 0.00070323 | 0.00065981
Commercial Oil Boiler, 90.1 c. 2016 | Efficient competed | AIA CZ5 | Commercial (New), Commercial (Existing) | Heating (Equip.) | -14.9665 | 999 | 1193.3636 | 16856.055 | -7.6398e-20 | 8.8984e-06 | 1.3138e-05 | 2.7057e-05 | 3.2577e-05 | 3.3956e-05 | 3.6292e-05 | 3.8214e-05 | 3.9851e-05 | 4.5073e-05 | 4.9823e-05 | 5.4568e-05 | 5.9714e-05 | 6.571e-05 | 7.2607e-05 | 8.0871e-05 | 9.0666e-05 | 0.00010183 | 0.00011341 | 0.00012645 | 0.00014072 | 0.00015688 | 0.00017645 | 0.00019897 | 0.0002251 | 0.00025155 | 0.00027934 | 0.00031084 | 0.00032832 | 0.00033421 | 0.00032916 | 0.00032069 | 0.00031301 | 0.00030552 | 0.00029775 | 0.00028981
Commercial Oil Furnace, 90.1 c. 2016 | Baseline uncompeted | AIA CZ5 | Commercial (New), Commercial (Existing) | Heating (Equip.) | -12.3562 | 999 | 351.6044 | 4966.3514 | 0.00091268 | 0.0010079 | 0.0009773 | 0.0011909 | 0.0012085 | 0.0011879 | 0.0012365 | 0.0012865 | 0.0013326 | 0.001369 | 0.0014008 | 0.0014258 | 0.0014473 | 0.0014726 | 0.0014941 | 0.0015179 | 0.0015406 | 0.0015627 | 0.0015819 | 0.0016017 | 0.0016208 | 0.0016367 | 0.0016542 | 0.0016712 | 0.001686 | 0.0016985 | 0.001713 | 0.0017247 | 0.0017371 | 0.0017509 | 0.0017643 | 0.0017784 | 0.0017909 | 0.0018042 | 0.0018148 | 0.0018266
Commercial Oil Furnace, 90.1 c. 2016 | Efficient uncompeted | AIA CZ5 | Commercial (New), Commercial (Existing) | Heating (Equip.) | -12.3562 | 999 | 351.6044 | 4966.3514 | 0.00091268 | 0.00096242 | 0.00089172 | 0.0010374 | 0.0010043 | 0.00094319 | 0.00093817 | 0.00093301 | 0.00092397 | 0.00090774 | 0.00088824 | 0.00086466 | 0.00083942 | 0.00081708 | 0.00079328 | 0.00077164 | 0.0007502 | 0.00072942 | 0.00070835 | 0.00068868 | 0.00067763 | 0.00068422 | 0.00069147 | 0.00069862 | 0.00070374 | 0.00070812 | 0.00071325 | 0.00071726 | 0.00072157 | 0.00072642 | 0.00073118 | 0.00073624 | 0.0007407 | 0.00074549 | 0.00074907 | 0.00075322
Commercial Oil Furnace, 90.1 c. 2016 | Baseline competed | AIA CZ5 | Commercial (New), Commercial (Existing) | Heating (Equip.) | -12.3562 | 999 | 506.4228 | 7153.1341 | -9.8453e-20 | 1.1047e-05 | 2.1222e-05 | 4.3654e-05 | 6.383e-05 | 8.2197e-05 | 0.00010714 | 0.00013464 | 0.00016442 | 0.0001977 | 0.00023199 | 0.00026682 | 0.00030233 | 0.00034005 | 0.00037898 | 0.00042078 | 0.00046504 | 0.00051227 | 0.00056073 | 0.00060983 | 0.00065548 | 0.00071166 | 0.0007643 | 0.00082509 | 0.00090318 | 0.00098493 | 0.0010731 | 0.0011721 | 0.0012072 | 0.0012045 | 0.001176 | 0.001138 | 0.0010984 | 0.0010672 | 0.0010335 | 0.00099911
Commercial Oil Furnace, 90.1 c. 2016 | Efficient competed | AIA CZ5 | Commercial (New), Commercial (Existing) | Heating (Equip.) | -12.3562 | 999 | 506.4228 | 7153.1341 | -9.8453e-20 | -1.2106e-06 | -2.4298e-06 | -2.8243e-06 | -3.5225e-06 | -4.3396e-06 | -4.9335e-06 | -5.2447e-06 | -4.7635e-06 | -1.4339e-06 | 2.4235e-06 | 7.0636e-06 | 1.2496e-05 | 1.8913e-05 | 2.6859e-05 | 3.6593e-05 | 4.8239e-05 | 6.2216e-05 | 7.7808e-05 | 9.5623e-05 | 0.00011605 | 0.00014258 | 0.00017241 | 0.00020793 | 0.00025098 | 0.00029729 | 0.00034788 | 0.00040679 | 0.00043823 | 0.00045512 | 0.00046146 | 0.00046473 | 0.00046759 | 0.00047228 | 0.00047519 | 0.00047832
Commercial Oil WH, 90.1 c. 2016 | Baseline uncompeted | AIA CZ5 | Commercial (New), Commercial (Existing) | Water Heating | -28.5755 | 999 | 812.3629 | 11474.4854 | 0.00077502 | 0.00083319 | 0.00083428 | 0.00079998 | 0.0007646 | 0.000755 | 0.00075417 | 0.0007539 | 0.00075225 | 0.00074759 | 0.00073991 | 0.00073196 | 0.00072181 | 0.00071467 | 0.00070753 | 0.00070122 | 0.00069546 | 0.00068915 | 0.00068229 | 0.00067598 | 0.0006694 | 0.000662 | 0.00065596 | 0.00064965 | 0.00064389 | 0.00063786 | 0.00063291 | 0.00062742 | 0.00062221 | 0.00061755 | 0.00061288 | 0.00060877 | 0.00060493 | 0.0006008 | 0.00059641 | 0.00059202
Commercial Oil WH, 90.1 c. 2016 | Efficient uncompeted | AIA CZ5 | Commercial (New), Commercial (Existing) | Water Heating | -28.5755 | 999 | 812.3629 | 11474.4854 | 0.00077502 | 0.00077156 | 0.00071779 | 0.00063894 | 0.00056619 | 0.00051878 | 0.00048032 | 0.00044452 | 0.00041 | 0.0003759 | 0.00034242 | 0.00031098 | 0.00028083 | 0.00026571 | 0.00026218 | 0.00025899 | 0.00025605 | 0.00025294 | 0.00024966 | 0.00024662 | 0.0002435 | 0.00024012 | 0.00023725 | 0.00023431 | 0.00023159 | 0.00022917 | 0.00022752 | 0.00022566 | 0.00022389 | 0.00022232 | 0.00022074 | 0.00021934 | 0.00021805 | 0.00021664 | 0.00021513 | 0.00021362
Commercial Oil WH, 90.1 c. 2016 | Baseline competed | AIA CZ5 | Commercial (New), Commercial (Existing) | Water Heating | -28.5755 | 999 | 12736.063 | 179894.6953 | 9.6878e-05 | 0.00083319 | 0.00074096 | 0.0006317 | 0.00053704 | 0.00047398 | 0.0004239 | 0.00038021 | 0.00034104 | 0.00030514 | 0.00027213 | 0.00024268 | 0.00021583 | 0.00019999 | 0.00017522 | 0.00015367 | 0.00013483 | 0.00011819 | 0.0001035 | 9.0693e-05 | 7.943e-05 | 6.946e-05 | 6.0841e-05 | 5.3231e-05 | 4.6571e-05 | 4.0685e-05 | 3.5573e-05 | 3.1077e-05 | 2.714e-05 | 2.3703e-05 | 2.0679e-05 | 1.8038e-05 | 1.5723e-05 | 1.3683e-05 | 1.189e-05 | 1.0321e-05
Commercial Oil WH, 90.1 c. 2016 | Efficient competed | AIA CZ5 | Commercial (New), Commercial (Existing) | Water Heating | -28.5755 | 999 | 12736.063 | 179894.6953 | 9.6878e-05 | 0.00077156 | 0.00064396 | 0.0005151 | 0.00040992 | 0.00033769 | 0.00028084 | 0.00023327 | 0.00019288 | 0.00015826 | 0.0001287 | 0.000104 | 8.3226e-05 | 7.2874e-05 | 6.3694e-05 | 5.5744e-05 | 4.8827e-05 | 4.2739e-05 | 3.7379e-05 | 3.2718e-05 | 2.8627e-05 | 2.5012e-05 | 2.1891e-05 | 1.9139e-05 | 1.6733e-05 | 1.4617e-05 | 1.2788e-05 | 1.1177e-05 | 9.766e-06 | 8.533e-06 | 7.4478e-06 | 6.4992e-06 | 5.6673e-06 | 4.934e-06 | 4.2889e-06 | 3.724e-06
Commercial Roofs, 90.1 c. 2016 | Baseline uncompeted | AIA CZ5 | Commercial (New), Commercial (Existing) | Heating (Env.), Cooling (Env.) | 999 | 0 | 999 | 999 | 0.10323 | 0.09713 | 0.089016 | 0.11005 | 0.10572 | 0.10294 | 0.10242 | 0.10176 | 0.10097 | 0.10012 | 0.099163 | 0.098395 | 0.097914 | 0.097534 | 0.097309 | 0.097033 | 0.096775 | 0.096391 | 0.096043 | 0.09573 | 0.095475 | 0.095211 | 0.094934 | 0.094714 | 0.094544 | 0.094374 | 0.094183 | 0.094027 | 0.093856 | 0.093687 | 0.093515 | 0.093369 | 0.093213 | 0.093046 | 0.092866 | 0.092718
Commercial Roofs, 90.1 c. 2016 | Efficient uncompeted | AIA CZ5 | Commercial (New), Commercial (Existing) | Heating (Env.), Cooling (Env.) | 999 | 0 | 999 | 999 | 0.10323 | 0.09713 | 0.089016 | 0.10963 | 0.10496 | 0.10192 | 0.10121 | 0.10044 | 0.099677 | 0.098953 | 0.098256 | 0.097902 | 0.098003 | 0.098372 | 0.099083 | 0.099933 | 0.10098 | 0.10208 | 0.10341 | 0.10494 | 0.10672 | 0.10866 | 0.11073 | 0.11304 | 0.11556 | 0.11821 | 0.12098 | 0.12341 | 0.12582 | 0.12831 | 0.13086 | 0.13357 | 0.13634 | 0.13916 | 0.142 | 0.14495
Commercial Roofs, 90.1 c. 2016 | Baseline competed | AIA CZ5 | Commercial (New), Commercial (Existing) | Heating (Env.), Cooling (Env.) | 999 | 0 | 999 | 999 | -1.3097e-19 | -5.1834e-17 | 1.1642e-17 | 0.0057696 | 0.010764 | 0.015051 | 0.019067 | 0.022646 | 0.025838 | 0.028652 | 0.031125 | 0.033397 | 0.035545 | 0.037527 | 0.039385 | 0.04076 | 0.041946 | 0.042831 | 0.043574 | 0.04408 | 0.044353 | 0.044391 | 0.043889 | 0.042992 | 0.041069 | 0.038474 | 0.034956 | 0.029188 | 0.02778 | 0.030695 | 0.034846 | 0.038559 | 0.042003 | 0.044752 | 0.047257 | 0.04966
Commercial Roofs, 90.1 c. 2016 | Efficient competed | AIA CZ5 | Commercial (New), Commercial (Existing) | Heating (Env.), Cooling (Env.) | 999 | 0 | 999 | 999 | -1.3097e-19 | -5.1834e-17 | 1.1642e-17 | 0.005446 | 0.010069 | 0.013969 | 0.017562 | 0.020734 | 0.02356 | 0.026076 | 0.028313 | 0.030429 | 0.032511 | 0.034526 | 0.036535 | 0.038082 | 0.039545 | 0.040812 | 0.042038 | 0.043122 | 0.044061 | 0.0449 | 0.045173 | 0.045104 | 0.044015 | 0.042138 | 0.039138 | 0.033205 | 0.032258 | 0.036532 | 0.042491 | 0.048158 | 0.053703 | 0.058597 | 0.063354 | 0.06818
Commercial Walls, 90.1 c. 2016 | Baseline uncompeted | AIA CZ5 | Commercial (New), Commercial (Existing) | Heating (Env.), Cooling (Env.) | 999 | 0 | 0 | 0 | 0.14863 | 0.1371 | 0.1256 | 0.16009 | 0.15553 | 0.14934 | 0.1486 | 0.14767 | 0.14661 | 0.14538 | 0.14407 | 0.14302 | 0.14238 | 0.14184 | 0.14148 | 0.14106 | 0.14067 | 0.14015 | 0.1396 | 0.13912 | 0.1387 | 0.13824 | 0.13779 | 0.13742 | 0.1371 | 0.13676 | 0.1364 | 0.13609 | 0.13573 | 0.13538 | 0.13501 | 0.13467 | 0.1343 | 0.13392 | 0.1335 | 0.13311
Commercial Walls, 90.1 c. 2016 | Efficient uncompeted | AIA CZ5 | Commercial (New), Commercial (Existing) | Heating (Env.), Cooling (Env.) | 999 | 0 | 0 | 0 | 0.14863 | 0.1371 | 0.1256 | 0.15643 | 0.14856 | 0.13959 | 0.13601 | 0.13244 | 0.12892 | 0.12542 | 0.12202 | 0.11899 | 0.11645 | 0.11413 | 0.11209 | 0.11015 | 0.10837 | 0.10662 | 0.10501 | 0.10357 | 0.10232 | 0.10119 | 0.10019 | 0.099381 | 0.098745 | 0.098224 | 0.097818 | 0.097572 | 0.097427 | 0.097409 | 0.097514 | 0.097756 | 0.098106 | 0.098577 | 0.099133 | 0.099838
Commercial Walls, 90.1 c. 2016 | Baseline competed | AIA CZ5 | Commercial (New), Commercial (Existing) | Heating (Env.), Cooling (Env.) | 999 | 0 | 0 | 0 | 2.794e-18 | 5.1747e-17 | -4.2375e-17 | 0.0057869 | 0.011136 | 0.015482 | 0.019808 | 0.023748 | 0.02735 | 0.030584 | 0.033531 | 0.036313 | 0.039003 | 0.041537 | 0.043944 | 0.045818 | 0.047497 | 0.048856 | 0.049987 | 0.050849 | 0.051413 | 0.051648 | 0.051215 | 0.050179 | 0.048282 | 0.045373 | 0.041034 | 0.033415 | 0.030778 | 0.034166 | 0.040155 | 0.044934 | 0.049215 | 0.052592 | 0.055457 | 0.060637
Commercial Walls, 90.1 c. 2016 | Efficient competed | AIA CZ5 | Commercial (New), Commercial (Existing) | Heating (Env.), Cooling (Env.) | 999 | 0 | 0 | 0 | 2.794e-18 | 5.1747e-17 | -4.2375e-17 | 0.0050746 | 0.0092952 | 0.012446 | 0.015427 | 0.018011 | 0.02028 | 0.022248 | 0.023974 | 0.02557 | 0.027099 | 0.028526 | 0.029885 | 0.030816 | 0.031645 | 0.032285 | 0.032814 | 0.033203 | 0.033442 | 0.033542 | 0.033188 | 0.032474 | 0.031227 | 0.029288 | 0.02635 | 0.02108 | 0.019283 | 0.021728 | 0.026124 | 0.029766 | 0.033122 | 0.035897 | 0.038292 | 0.042751
ENERGY STAR Air Source HP v. 5.0 | Baseline uncompeted | AIA CZ5 | Residential (New), Residential (Existing) | Heating (Equip.), Cooling (Equip.) | 1.2194 | 0 | 999 | 999 | 0.2592 | 0.25648 | 0.22755 | 0.28619 | 0.26426 | 0.26823 | 0.26823 | 0.26808 | 0.26682 | 0.26599 | 0.26386 | 0.26172 | 0.26006 | 0.25869 | 0.2581 | 0.25719 | 0.256 | 0.25377 | 0.25233 | 0.25091 | 0.25003 | 0.24943 | 0.24864 | 0.24796 | 0.24739 | 0.24683 | 0.2461 | 0.24546 | 0.24492 | 0.2444 | 0.24383 | 0.24335 | 0.2429 | 0.24233 | 0.24199 | 0.24176
ENERGY STAR Air Source HP v. 5.0 | Efficient uncompeted | AIA CZ5 | Residential (New), Residential (Existing) | Heating (Equip.), Cooling (Equip.) | 1.2194 | 0 | 999 | 999 | 0.25951 | 0.25713 | 0.22843 | 0.28762 | 0.26588 | 0.27023 | 0.27055 | 0.27071 | 0.27012 | 0.27 | 0.26858 | 0.26715 | 0.26623 | 0.26559 | 0.26551 | 0.26492 | 0.26401 | 0.262 | 0.26079 | 0.25957 | 0.25889 | 0.25848 | 0.25787 | 0.25735 | 0.25694 | 0.25652 | 0.25592 | 0.25539 | 0.25496 | 0.25455 | 0.25407 | 0.25368 | 0.25332 | 0.25282 | 0.25255 | 0.2524
ENERGY STAR Air Source HP v. 5.0 | Baseline competed | AIA CZ5 | Residential (New), Residential (Existing) | Heating (Equip.), Cooling (Equip.) | 1.2194 | 0 | -176.3913 | -4339.0358 | 0.11921 | 0.12538 | 0.050506 | 0.039916 | 0.029737 | 0.043018 | 0.049776 | 0.052672 | 0.052385 | 0.05144 | 0.048482 | 0.045984 | 0.043842 | 0.041969 | 0.041911 | 0.038703 | 0.036709 | 0.034863 | 0.033248 | 0.031716 | 0.030395 | 0.029117 | 0.027629 | 0.026475 | 0.025073 | 0.02323 | 0.021371 | 0.019563 | 0.017835 | 0.01617 | 0.014526 | 0.012966 | 0.011559 | 0.010294 | 0.0091678 | 0.008165
ENERGY STAR Air Source HP v. 5.0 | Efficient competed | AIA CZ5 | Residential (New), Residential (Existing) | Heating (Equip.), Cooling (Equip.) | 1.2194 | 0 | -176.3913 | -4339.0358 | 0.11929 | 0.12554 | 0.050273 | 0.039368 | 0.029011 | 0.041773 | 0.047922 | 0.050324 | 0.049781 | 0.048645 | 0.045653 | 0.043137 | 0.040994 | 0.039142 | 0.038978 | 0.035914 | 0.033995 | 0.032243 | 0.030728 | 0.029316 | 0.028135 | 0.027011 | 0.025698 | 0.024785 | 0.0236 | 0.02198 | 0.020329 | 0.018709 | 0.017147 | 0.015632 | 0.014114 | 0.012659 | 0.01134 | 0.010146 | 0.0090793 | 0.008126
ENERGY STAR Air Source HP v. 5.0 (FS) | Baseline uncompeted | AIA CZ5 | Residential (New), Residential (Existing) | Heating (Equip.), Cooling (Equip.) | -11.72 | 54.169 | 85.4178 | 747.8517 | 0.75915 | 0.7132 | 0.691 | 0.83377 | 0.77117 | 0.77164 | 0.77064 | 0.76838 | 0.76548 | 0.76296 | 0.75963 | 0.75719 | 0.75656 | 0.75702 | 0.75921 | 0.76161 | 0.76444 | 0.76597 | 0.7686 | 0.77201 | 0.77637 | 0.78089 | 0.78549 | 0.79037 | 0.79543 | 0.80071 | 0.80565 | 0.81095 | 0.81625 | 0.8216 | 0.82688 | 0.83244 | 0.83779 | 0.8427 | 0.84769 | 0.85308
ENERGY STAR Air Source HP v. 5.0 (FS) | Efficient uncompeted | AIA CZ5 | Residential (New), Residential (Existing) | Heating (Equip.), Cooling (Equip.) | -11.72 | 54.169 | 85.4178 | 747.8517 | 0.75638 | 0.70752 | 0.6823 | 0.81933 | 0.75379 | 0.74919 | 0.74234 | 0.73412 | 0.72591 | 0.71938 | 0.71198 | 0.70559 | 0.70115 | 0.69796 | 0.69724 | 0.69655 | 0.69611 | 0.69328 | 0.69333 | 0.69534 | 0.69891 | 0.70309 | 0.70687 | 0.71108 | 0.71564 | 0.72041 | 0.72468 | 0.72919 | 0.73381 | 0.73851 | 0.74311 | 0.7481 | 0.75318 | 0.75764 | 0.76237 | 0.76727
ENERGY STAR Air Source HP v. 5.0 (FS) | Baseline competed | AIA CZ5 | Residential (New), Residential (Existing) | Heating (Equip.), Cooling (Equip.) | -11.72 | 54.169 | 2346.6841 | 27934.8045 | 0.095179 | 0.091823 | 0.048286 | 0.045753 | 0.038896 | 0.038376 | 0.039422 | 0.039996 | 0.039532 | 0.038687 | 0.037263 | 0.035981 | 0.034818 | 0.033784 | 0.032351 | 0.027665 | 0.025707 | 0.024477 | 0.022731 | 0.021435 | 0.020547 | 0.019748 | 0.019078 | 0.018619 | 0.018004 | 0.016892 | 0.015794 | 0.014675 | 0.013618 | 0.012617 | 0.011621 | 0.010664 | 0.0097866 | 0.008976 | 0.008239 | 0.0075845
ENERGY STAR Air Source HP v. 5.0 (FS) | Efficient competed | AIA CZ5 | Residential (New), Residential (Existing) | Heating (Equip.), Cooling (Equip.) | -11.72 | 54.169 | 2346.6841 | 27934.8045 | 0.094941 | 0.091315 | 0.047218 | 0.043908 | 0.036572 | 0.035607 | 0.035982 | 0.03591 | 0.034945 | 0.033721 | 0.032019 | 0.030503 | 0.029152 | 0.027971 | 0.02649 | 0.022424 | 0.020821 | 0.019836 | 0.018396 | 0.01734 | 0.016626 | 0.016013 | 0.015504 | 0.015231 | 0.014804 | 0.013969 | 0.01313 | 0.012273 | 0.011457 | 0.010677 | 0.0098848 | 0.009112 | 0.0084032 | 0.0077431 | 0.0071454 | 0.0066123
ENERGY STAR Central AC v. 5.0 | Baseline uncompeted | AIA CZ5 | Residential (New), Residential (Existing) | Cooling (Equip.) | 999 | 0 | -54.34 | -1336.7051 | 0.47391 | 0.49794 | 0.45538 | 0.49724 | 0.43834 | 0.48716 | 0.49089 | 0.49297 | 0.49385 | 0.49571 | 0.49572 | 0.49682 | 0.4996 | 0.50384 | 0.51037 | 0.51701 | 0.52382 | 0.52867 | 0.53549 | 0.543 | 0.55178 | 0.56099 | 0.57003 | 0.57915 | 0.58852 | 0.59843 | 0.60761 | 0.61718 | 0.62688 | 0.6366 | 0.64606 | 0.65597 | 0.66577 | 0.67477 | 0.68432 | 0.69425
ENERGY STAR Central AC v. 5.0 | Efficient uncompeted | AIA CZ5 | Residential (New), Residential (Existing) | Cooling (Equip.) | 999 | 0 | -54.34 | -1336.7051 | 0.47264 | 0.49511 | 0.45145 | 0.49149 | 0.43202 | 0.47878 | 0.48112 | 0.48189 | 0.48243 | 0.48409 | 0.48407 | 0.48523 | 0.48813 | 0.49253 | 0.49925 | 0.50613 | 0.51359 | 0.51922 | 0.52676 | 0.53493 | 0.54433 | 0.55413 | 0.56373 | 0.57339 | 0.58328 | 0.59367 | 0.60332 | 0.61335 | 0.62348 | 0.63362 | 0.64348 | 0.65377 | 0.66394 | 0.67329 | 0.68318 | 0.69343
ENERGY STAR Central AC v. 5.0 | Baseline competed | AIA CZ5 | Residential (New), Residential (Existing) | Cooling (Equip.) | 999 | 0 | -55.1071 | -1355.5744 | 0.31198 | 0.32559 | 0.18107 | 0.17496 | 0.14484 | 0.15387 | 0.15057 | 0.14773 | 0.14276 | 0.1389 | 0.13302 | 0.1285 | 0.12513 | 0.12273 | 0.11674 | 0.10095 | 0.10157 | 0.10398 | 0.10012 | 0.097213 | 0.095048 | 0.09293 | 0.090732 | 0.089555 | 0.087131 | 0.082149 | 0.07686 | 0.071601 | 0.066433 | 0.061372 | 0.056152 | 0.051014 | 0.046278 | 0.041926 | 0.038056 | 0.034584
ENERGY STAR Central AC v. 5.0 | Efficient competed | AIA CZ5 | Residential (New), Residential (Existing) | Cooling (Equip.) | 999 | 0 | -55.1071 | -1355.5744 | 0.31099 | 0.3234 | 0.17858 | 0.17143 | 0.14098 | 0.14876 | 0.14451 | 0.14073 | 0.13531 | 0.13101 | 0.12496 | 0.12026 | 0.1167 | 0.1141 | 0.10821 | 0.093538 | 0.094036 | 0.096234 | 0.092605 | 0.08992 | 0.088005 | 0.086179 | 0.084321 | 0.083668 | 0.081776 | 0.077457 | 0.072815 | 0.068162 | 0.063549 | 0.058997 | 0.054232 | 0.049491 | 0.045093 | 0.041024 | 0.037388 | 0.034112
ENERGY STAR Clothes Washer v. 7.1 | Baseline uncompeted | AIA CZ5 | Residential (New), Residential (Existing) | Other | 999 | 0 | -3.8351 | -94.339 | 0.017189 | 0.017422 | 0.01741 | 0.017497 | 0.017625 | 0.017716 | 0.017708 | 0.017723 | 0.017768 | 0.017895 | 0.017975 | 0.018065 | 0.018169 | 0.018287 | 0.018459 | 0.018628 | 0.018782 | 0.018869 | 0.019024 | 0.019167 | 0.019347 | 0.019542 | 0.019711 | 0.019889 | 0.020074 | 0.020253 | 0.020426 | 0.020594 | 0.020769 | 0.020951 | 0.021138 | 0.021334 | 0.02155 | 0.021753 | 0.021965 | 0.022165
ENERGY STAR Clothes Washer v. 7.1 | Efficient uncompeted | AIA CZ5 | Residential (New), Residential (Existing) | Other | 999 | 0 | -3.8351 | -94.339 | 0.017189 | 0.017422 | 0.01741 | 0.015835 | 0.014449 | 0.013057 | 0.011636 | 0.010276 | 0.0089766 | 0.0077514 | 0.0065337 | 0.0053515 | 0.0041964 | 0.0030379 | 0.0026671 | 0.0026256 | 0.0025841 | 0.0025356 | 0.0024979 | 0.0024605 | 0.0024293 | 0.0024013 | 0.0023711 | 0.0023692 | 0.0023811 | 0.0023931 | 0.0024051 | 0.0024171 | 0.0024306 | 0.0024455 | 0.0024616 | 0.0024791 | 0.0024994 | 0.0025185 | 0.002539 | 0.0025585
ENERGY STAR Clothes Washer v. 7.1 | Baseline competed | AIA CZ5 | Residential (New), Residential (Existing) | Other | 999 | 0 | -4.1124 | -101.1615 | 0.0085946 | 0.008711 | -1.1642e-19 | 0.0019067 | 0.0036426 | 0.0052009 | 0.0065625 | 0.0077785 | 0.0088727 | 0.0098946 | 0.010799 | 0.01164 | 0.012409 | 0.013246 | 0.013942 | 0.014581 | 0.015159 | 0.015635 | 0.016126 | 0.016572 | 0.017018 | 0.01745 | 0.017832 | 0.018201 | 0.018556 | 0.018887 | 0.019197 | 0.019487 | 0.019772 | 0.020052 | 0.020327 | 0.020601 | 0.020886 | 0.021152 | 0.021419 | 0.021668
ENERGY STAR Clothes Washer v. 7.1 | Efficient competed | AIA CZ5 | Residential (New), Residential (Existing) | Other | 999 | 0 | -4.1124 | -101.1615 | 0.0085946 | 0.008711 | -1.1642e-19 | 0.0016776 | 0.0028687 | 0.0036696 | 0.0041324 | 0.0043375 | 0.0043343 | 0.0041723 | 0.0038516 | 0.0034176 | 0.0028762 | 0.0022451 | 0.0020635 | 0.0020949 | 0.002117 | 0.0021249 | 0.002135 | 0.0021395 | 0.0021445 | 0.0021481 | 0.002146 | 0.0021682 | 0.002201 | 0.0022317 | 0.0022603 | 0.0022873 | 0.002314 | 0.0023406 | 0.0023671 | 0.0023939 | 0.0024224 | 0.0024489 | 0.0024759 | 0.0025011
ENERGY STAR Commercial Gas WH v. 1.0 | Baseline uncompeted | AIA CZ5 | Commercial (New), Commercial (Existing) | Water Heating | -13.0328 | 23.3303 | 32.284 | 608.4814 | 0.08098 | 0.083238 | 0.084254 | 0.085537 | 0.086692 | 0.087587 | 0.0882 | 0.088678 | 0.088987 | 0.089165 | 0.089391 | 0.089867 | 0.09058 | 0.091383 | 0.092214 | 0.093081 | 0.09402 | 0.094885 | 0.095698 | 0.096531 | 0.097384 | 0.098215 | 0.099028 | 0.099895 | 0.10079 | 0.10166 | 0.10256 | 0.10344 | 0.10428 | 0.1051 | 0.10591 | 0.10673 | 0.10755 | 0.10833 | 0.10905 | 0.10978
ENERGY STAR Commercial Gas WH v. 1.0 | Efficient uncompeted | AIA CZ5 | Commercial (New), Commercial (Existing) | Water Heating | -13.0328 | 23.3303 | 32.284 | 608.4814 | 0.079957 | 0.081277 | 0.081436 | 0.081931 | 0.082394 | 0.082723 | 0.082883 | 0.083012 | 0.083069 | 0.083084 | 0.083385 | 0.084173 | 0.085179 | 0.086263 | 0.087367 | 0.088498 | 0.089688 | 0.090798 | 0.091848 | 0.092906 | 0.093971 | 0.095005 | 0.09601 | 0.097057 | 0.098117 | 0.099151 | 0.1002 | 0.10122 | 0.10219 | 0.10313 | 0.10405 | 0.10498 | 0.1059 | 0.10677 | 0.10758 | 0.10839
ENERGY STAR Commercial Gas WH v. 1.0 | Baseline competed | AIA CZ5 | Commercial (New), Commercial (Existing) | Water Heating | -13.0328 | 23.3303 | 43.696 | 823.5713 | 0.08098 | 0.083238 | 0.083132 | 0.083396 | 0.083631 | 0.083732 | 0.083651 | 0.08191 | 0.080278 | 0.078765 | 0.076474 | 0.075297 | 0.074508 | 0.073955 | 0.073567 | 0.073331 | 0.07326 | 0.073225 | 0.073233 | 0.073331 | 0.073508 | 0.073724 | 0.073977 | 0.074311 | 0.074701 | 0.07511 | 0.075565 | 0.076033 | 0.076491 | 0.076953 | 0.077424 | 0.077916 | 0.078423 | 0.078915 | 0.07937 | 0.079842
ENERGY STAR Commercial Gas WH v. 1.0 | Efficient competed | AIA CZ5 | Commercial (New), Commercial (Existing) | Water Heating | -13.0328 | 23.3303 | 43.696 | 823.5713 | 0.079957 | 0.081277 | 0.080363 | 0.079897 | 0.079503 | 0.079098 | 0.078621 | 0.076685 | 0.074944 | 0.073395 | 0.071335 | 0.070526 | 0.070065 | 0.069812 | 0.069701 | 0.069721 | 0.069884 | 0.07007 | 0.070287 | 0.070577 | 0.070932 | 0.071314 | 0.071722 | 0.072199 | 0.072722 | 0.073255 | 0.073823 | 0.074398 | 0.074955 | 0.07551 | 0.076067 | 0.076638 | 0.077219 | 0.077779 | 0.078297 | 0.078828
ENERGY STAR Commercial LED Lighting | Baseline uncompeted | AIA CZ5 | Commercial (New), Commercial (Existing) | Lighting | 999 | 0 | -16934.2673 | -416564.7308 | 0.025237 | 0.023334 | 0.019497 | 0.013228 | 0.010288 | 0.0097864 | 0.0082413 | 0.0069827 | 0.0059383 | 0.0051132 | 0.0043782 | 0.0037641 | 0.0032551 | 0.0028269 | 0.0024773 | 0.0021048 | 0.0017973 | 0.0015307 | 0.0013132 | 0.0011295 | 0.00098094 | 0.00085464 | 0.00074167 | 0.00064467 | 0.0005669 | 0.00048472 | 0.00041418 | 0.00035642 | 0.00030874 | 0.00026835 | 0.00023084 | 0.00020096 | 0.00017837 | 0.00015573 | 0.00013602 | 0.00012196
ENERGY STAR Commercial LED Lighting | Efficient uncompeted | AIA CZ5 | Commercial (New), Commercial (Existing) | Lighting | 999 | 0 | -16934.2673 | -416564.7308 | 0.023968 | 0.021311 | 0.017016 | 0.010491 | 0.0074343 | 0.0069601 | 0.0055186 | 0.0043998 | 0.0035149 | 0.0028514 | 0.0024203 | 0.0020756 | 0.0017926 | 0.0015555 | 0.0013665 | 0.0011609 | 0.00099175 | 0.00084457 | 0.00072487 | 0.00062367 | 0.00054494 | 0.00047752 | 0.00041534 | 0.00036125 | 0.0003203 | 0.00027558 | 0.00023619 | 0.00020433 | 0.00017826 | 0.00015616 | 0.00013464 | 0.00011802 | 0.00010654 | 9.319e-05 | 8.2057e-05 | 7.4904e-05
ENERGY STAR Commercial LED Lighting | Baseline competed | AIA CZ5 | Commercial (New), Commercial (Existing) | Lighting | 999 | 0 | 999 | 999 | -1.485e-17 | 1.2522e-17 | -1.966e-17 | 1.8685e-17 | 6.5775e-18 | -1.3686e-17 | 4.562e-18 | -2.3501e-18 | -4.9622e-18 | -5.8208e-20 | -2.03e-18 | 2.1173e-18 | -9.677e-19 | -1.2515e-18 | -1.688e-18 | -1.528e-18 | 7.0941e-19 | 6.1118e-19 | -1.4697e-18 | -2.6557e-19 | 2.9104e-19 | 5.4024e-19 | -7.276e-20 | 2.8194e-19 | -3.9472e-19 | 2.7467e-19 | -1.8372e-19 | 4.9113e-20 | 2.4738e-19 | -3.2378e-19 | -2.4647e-19 | 5.8208e-20 | 1.728e-19 | 3.547e-20 | -4.2292e-20 | 6.4119e-20
ENERGY STAR Commercial LED Lighting | Efficient competed | AIA CZ5 | Commercial (New), Commercial (Existing) | Lighting | 999 | 0 | 999 | 999 | -2.2301e-17 | -7.8508e-18 | -1.4988e-18 | 1.6822e-17 | -1.0303e-17 | 1.2151e-18 | -1.4334e-18 | 5.0422e-18 | -2.4738e-19 | -3.3178e-18 | -1.3897e-18 | -3.2742e-19 | -2.3647e-18 | -3.2014e-19 | -5.8208e-20 | -1.0914e-18 | 5.9299e-19 | 4.9477e-19 | 7.4215e-19 | 1.9281e-19 | 2.9104e-19 | -1.0004e-19 | -1.3097e-19 | -1.2551e-19 | 1.8372e-19 | 2.1646e-19 | 1.6553e-19 | -1.8372e-19 | 7.276e-20 | 1.4188e-19 | -1.5916e-19 | 4.3656e-20 | 1.437e-19 | -2.6375e-20 | -1.5007e-20 | 6.7757e-20
ENERGY STAR Elec. HPWH v. 3.2 (Res.) | Baseline uncompeted | AIA CZ5 | Residential (New), Residential (Existing) | Water Heating | 14.7652 | 5.6423 | 10.0363 | 246.8822 | 0.34762 | 0.3481 | 0.3475 | 0.35124 | 0.35328 | 0.35281 | 0.34932 | 0.34715 | 0.34551 | 0.34473 | 0.3423 | 0.34009 | 0.3387 | 0.33792 | 0.33826 | 0.33838 | 0.33832 | 0.33723 | 0.33736 | 0.33744 | 0.33828 | 0.33938 | 0.33994 | 0.34063 | 0.34159 | 0.34272 | 0.34344 | 0.34432 | 0.34532 | 0.34653 | 0.34778 | 0.34911 | 0.35068 | 0.352 | 0.35367 | 0.35529
ENERGY STAR Elec. HPWH v. 3.2 (Res.) | Efficient uncompeted | AIA CZ5 | Residential (New), Residential (Existing) | Water Heating | 14.7652 | 5.6423 | 10.0363 | 246.8822 | 0.33145 | 0.31476 | 0.2975 | 0.28405 | 0.26939 | 0.25328 | 0.23576 | 0.21991 | 0.20509 | 0.19138 | 0.17736 | 0.16408 | 0.15749 | 0.15713 | 0.15729 | 0.15734 | 0.15732 | 0.15681 | 0.15687 | 0.15691 | 0.1573 | 0.15781 | 0.15807 | 0.15839 | 0.15884 | 0.15936 | 0.1597 | 0.16011 | 0.16057 | 0.16114 | 0.16172 | 0.16233 | 0.16306 | 0.16368 | 0.16445 | 0.16521
ENERGY STAR Elec. HPWH v. 3.2 (Res.) | Baseline competed | AIA CZ5 | Residential (New), Residential (Existing) | Water Heating | 14.7652 | 5.6423 | 107.7991 | 2651.7423 | 0.34762 | 0.3481 | 0.31314 | 0.28465 | 0.25724 | 0.23054 | 0.2049 | 0.18282 | 0.16346 | 0.14658 | 0.13083 | 0.11692 | 0.10951 | 0.097924 | 0.087845 | 0.078732 | 0.070518 | 0.069 | 0.061852 | 0.055423 | 0.049773 | 0.04474 | 0.040155 | 0.039495 | 0.035492 | 0.031908 | 0.028647 | 0.028184 | 0.025317 | 0.022749 | 0.022385 | 0.020109 | 0.018072 | 0.016229 | 0.014628 | 0.013207
ENERGY STAR Elec. HPWH v. 3.2 (Res.) | Efficient competed | AIA CZ5 | Residential (New), Residential (Existing) | Water Heating | 14.7652 | 5.6423 | 107.7991 | 2651.7423 | 0.33145 | 0.31476 | 0.26983 | 0.2332 | 0.19986 | 0.1694 | 0.14194 | 0.119 | 0.099582 | 0.083217 | 0.068882 | 0.056766 | 0.050924 | 0.045534 | 0.040847 | 0.03661 | 0.03279 | 0.032085 | 0.028761 | 0.025772 | 0.023144 | 0.020804 | 0.018672 | 0.018365 | 0.016504 | 0.014837 | 0.013321 | 0.013105 | 0.011772 | 0.010578 | 0.010409 | 0.0093505 | 0.0084035 | 0.0075465 | 0.0068019 | 0.0061413
ENERGY STAR Electric Dryers v. 1.1 | Baseline uncompeted | AIA CZ5 | Residential (New), Residential (Existing) | Other | -12.6525 | 37.9704 | 67.5691 | 1662.1281 | 0.15271 | 0.15511 | 0.15652 | 0.16016 | 0.16339 | 0.16553 | 0.16614 | 0.16689 | 0.16782 | 0.16921 | 0.16985 | 0.17058 | 0.17158 | 0.17291 | 0.17485 | 0.17672 | 0.17845 | 0.17954 | 0.18127 | 0.18298 | 0.18514 | 0.18747 | 0.18945 | 0.19147 | 0.19362 | 0.19585 | 0.19786 | 0.19993 | 0.20204 | 0.20422 | 0.20636 | 0.20851 | 0.21077 | 0.21284 | 0.21508 | 0.2173
ENERGY STAR Electric Dryers v. 1.1 | Efficient uncompeted | AIA CZ5 | Residential (New), Residential (Existing) | Other | -12.6525 | 37.9704 | 67.5691 | 1662.1281 | 0.15271 | 0.15511 | 0.15577 | 0.15868 | 0.16117 | 0.1626 | 0.16253 | 0.16261 | 0.16289 | 0.16363 | 0.16365 | 0.16378 | 0.16418 | 0.16492 | 0.16649 | 0.16826 | 0.1699 | 0.17093 | 0.17257 | 0.17419 | 0.17623 | 0.17844 | 0.18032 | 0.18223 | 0.18427 | 0.18639 | 0.18829 | 0.19026 | 0.19227 | 0.19435 | 0.19639 | 0.19843 | 0.20058 | 0.20255 | 0.20468 | 0.2068
ENERGY STAR Electric Dryers v. 1.1 | Baseline competed | AIA CZ5 | Residential (New), Residential (Existing) | Other | -12.6525 | 37.9704 | 69.09 | 1699.5385 | 0.050903 | 0.051703 | 0.15294 | 0.15651 | 0.15968 | 0.16179 | 0.16241 | 0.16315 | 0.16408 | 0.16544 | 0.16608 | 0.16679 | 0.16778 | 0.16909 | 0.17099 | 0.17281 | 0.17451 | 0.17558 | 0.17728 | 0.17895 | 0.18106 | 0.18334 | 0.18528 | 0.18725 | 0.18936 | 0.19154 | 0.19351 | 0.19553 | 0.19759 | 0.19973 | 0.20183 | 0.20393 | 0.20614 | 0.20817 | 0.21036 | 0.21254
ENERGY STAR Electric Dryers v. 1.1 | Efficient competed | AIA CZ5 | Residential (New), Residential (Existing) | Other | -12.6525 | 37.9704 | 69.09 | 1699.5385 | 0.050903 | 0.051703 | 0.15221 | 0.15506 | 0.15752 | 0.15893 | 0.15888 | 0.15897 | 0.15926 | 0.15999 | 0.16002 | 0.16014 | 0.16054 | 0.16127 | 0.16282 | 0.16454 | 0.16615 | 0.16716 | 0.16877 | 0.17035 | 0.17235 | 0.17451 | 0.17635 | 0.17821 | 0.18021 | 0.18229 | 0.18415 | 0.18608 | 0.18804 | 0.19008 | 0.19207 | 0.19407 | 0.19617 | 0.19811 | 0.20019 | 0.20226
ENERGY STAR Electric Dryers v. 1.1 (FS) | Baseline uncompeted | AIA CZ5 | Residential (New), Residential (Existing) | Other | 999 | 999 | 999 | 999 | 0.0042635 | 0.0043876 | 0.0044684 | 0.0046076 | 0.0047646 | 0.0049084 | 0.0050396 | 0.0051712 | 0.0053039 | 0.0054387 | 0.005581 | 0.0057362 | 0.0059055 | 0.0060739 | 0.0062385 | 0.0064056 | 0.0065748 | 0.0067387 | 0.0068985 | 0.0070562 | 0.0072096 | 0.0073551 | 0.0075049 | 0.0076603 | 0.0078186 | 0.0079787 | 0.0081418 | 0.0083045 | 0.0084665 | 0.0086281 | 0.0087889 | 0.0089491 | 0.0091076 | 0.0092626 | 0.0094134 | 0.0095636
ENERGY STAR Electric Dryers v. 1.1 (FS) | Efficient uncompeted | AIA CZ5 | Residential (New), Residential (Existing) | Other | 999 | 999 | 999 | 999 | 0.0042635 | 0.0043876 | 0.00514 | 0.0059118 | 0.0067175 | 0.0075032 | 0.0082342 | 0.0089552 | 0.0096761 | 0.010429 | 0.011169 | 0.011936 | 0.012743 | 0.013558 | 0.014156 | 0.014496 | 0.014825 | 0.01509 | 0.015394 | 0.015676 | 0.015976 | 0.016272 | 0.016555 | 0.016857 | 0.017174 | 0.017487 | 0.017797 | 0.018098 | 0.0184 | 0.018703 | 0.019003 | 0.019307 | 0.019622 | 0.019918 | 0.020214 | 0.020498
ENERGY STAR Electric Dryers v. 1.1 (FS) | Baseline competed | AIA CZ5 | Residential (New), Residential (Existing) | Other | 999 | 999 | 999 | 999 | 0.0008527 | 0.00087753 | 0.00023122 | 0.0002445 | 0.00025977 | 0.00027584 | 0.00029269 | 0.0003101 | 0.00032814 | 0.00034591 | 0.00036314 | 0.00037992 | 0.00039734 | 0.00041434 | 0.00043757 | 0.00045063 | 0.00047049 | 0.00048896 | 0.00050695 | 0.00052459 | 0.0005421 | 0.00055884 | 0.00057551 | 0.00059274 | 0.00061098 | 0.00063147 | 0.00065101 | 0.00067196 | 0.00069402 | 0.00071714 | 0.00073213 | 0.00075614 | 0.00077986 | 0.00080354 | 0.0008285 | 0.00085524
ENERGY STAR Electric Dryers v. 1.1 (FS) | Efficient competed | AIA CZ5 | Residential (New), Residential (Existing) | Other | 999 | 999 | 999 | 999 | 0.0008527 | 0.00087753 | 0.00026597 | 0.0003143 | 0.00036748 | 0.00042347 | 0.0004804 | 0.0005393 | 0.00060084 | 0.00066526 | 0.00072823 | 0.00079157 | 0.00085787 | 0.00092486 | 0.00099253 | 0.0010194 | 0.0010605 | 0.0010947 | 0.001131 | 0.0011653 | 0.0012011 | 0.0012363 | 0.0012694 | 0.0013043 | 0.001342 | 0.001384 | 0.001423 | 0.0014644 | 0.0015083 | 0.0015545 | 0.001583 | 0.0016313 | 0.0016801 | 0.0017279 | 0.0017791 | 0.0018331
ENERGY STAR Electric HPWH (Com.) | Baseline uncompeted | AIA CZ5 | Commercial (New), Commercial (Existing) | Water Heating | -27.7838 | 999 | 614.7155 | 15121.3392 | 0.016997 | 0.01679 | 0.016416 | 0.016051 | 0.015634 | 0.0153 | 0.014914 | 0.014597 | 0.014324 | 0.014086 | 0.013801 | 0.013542 | 0.013326 | 0.013138 | 0.013002 | 0.012857 | 0.012699 | 0.0125 | 0.012344 | 0.01218 | 0.01204 | 0.01191 | 0.011758 | 0.011622 | 0.011497 | 0.011382 | 0.011254 | 0.011132 | 0.011015 | 0.010902 | 0.010789 | 0.010681 | 0.010579 | 0.010471 | 0.010379 | 0.01028
ENERGY STAR Electric HPWH (Com.) | Efficient uncompeted | AIA CZ5 | Commercial (New), Commercial (Existing) | Water Heating | -27.7838 | 999 | 614.7155 | 15121.3392 | 0.016997 | 0.01679 | 0.015341 | 0.01411 | 0.012954 | 0.011996 | 0.011092 | 0.010302 | 0.0095935 | 0.0089726 | 0.0083715 | 0.0078384 | 0.007358 | 0.0070224 | 0.0069675 | 0.0069102 | 0.0068395 | 0.0067428 | 0.0066742 | 0.0066028 | 0.0065602 | 0.0065247 | 0.0064766 | 0.0064372 | 0.0064207 | 0.0064036 | 0.006379 | 0.0063489 | 0.006324 | 0.0063007 | 0.0062748 | 0.0062488 | 0.0062241 | 0.0061948 | 0.0061749 | 0.00615
ENERGY STAR Electric HPWH (Com.) | Baseline competed | AIA CZ5 | Commercial (New), Commercial (Existing) | Water Heating | -27.7838 | 999 | 999 | 999 | 0.0028328 | -1.8044e-18 | -2.623e-18 | 5.1659e-19 | 3.3542e-18 | -2.6703e-18 | 1.9209e-18 | 2.6703e-18 | 2.4447e-18 | -1.7462e-19 | -2.11e-18 | 1.0477e-18 | 2.6484e-18 | 8.8767e-19 | 2.8958e-18 | -6.1118e-19 | -6.039e-18 | 1.397e-18 | -2.7649e-19 | -8.2509e-18 | -3.2742e-18 | -2.7067e-18 | 7.8289e-18 | -1.6298e-18 | 1.3388e-18 | -3.7253e-18 | -6.8685e-18 | -8.4401e-19 | 7.2177e-18 | 5.4715e-18 | 5.5006e-18 | 1.266e-18 | 9.3132e-19 | 8.1491e-19 | -9.6043e-18 | 6.8394e-19
ENERGY STAR Electric HPWH (Com.) | Efficient competed | AIA CZ5 | Commercial (New), Commercial (Existing) | Water Heating | -27.7838 | 999 | 999 | 999 | 0.0028328 | -1.8044e-18 | 1.6771e-18 | 3.8963e-18 | -4.1582e-18 | 4.8822e-18 | -2.2301e-18 | 2.6193e-19 | -3.3178e-18 | 1.5934e-18 | 2.6121e-18 | -1.135e-18 | -2.2919e-18 | -3.929e-19 | 1.1496e-18 | -2.5393e-18 | -2.6193e-19 | 1.6807e-18 | -9.3132e-19 | 4.3656e-20 | 3.7107e-18 | 1.1787e-18 | -3.4925e-18 | -4.1473e-19 | -2.452e-18 | -3.2014e-18 | 1.055e-18 | 3.1068e-18 | -1.608e-18 | 2.532e-18 | -1.266e-18 | -4.5839e-19 | -4.1473e-18 | -5.2678e-18 | -5.8935e-19 | -3.638e-19
ENERGY STAR Fluorescent Bulbs v. 2.0 | Baseline uncompeted | AIA CZ5 | Residential (New), Residential (Existing) | Lighting | 82.6658 | 0 | 999 | 999 | 0.16736 | 0.10707 | 0.091648 | 0.084252 | 0.076499 | 0.065755 | 0.060612 | 0.057521 | 0.055538 | 0.054627 | 0.054024 | 0.053493 | 0.053277 | 0.053261 | 0.05345 | 0.053668 | 0.053843 | 0.053827 | 0.054003 | 0.054181 | 0.05459 | 0.055059 | 0.055444 | 0.055852 | 0.05632 | 0.056014 | 0.055728 | 0.055532 | 0.055433 | 0.055408 | 0.055413 | 0.055458 | 0.055569 | 0.055664 | 0.055832 | 0.056021
ENERGY STAR Fluorescent Bulbs v. 2.0 | Efficient uncompeted | AIA CZ5 | Residential (New), Residential (Existing) | Lighting | 82.6658 | 0 | 999 | 999 | 0.16736 | 0.045785 | 0.043364 | 0.043361 | 0.044605 | 0.049785 | 0.054172 | 0.058761 | 0.06251 | 0.064439 | 0.064807 | 0.065164 | 0.065887 | 0.066851 | 0.068087 | 0.069689 | 0.071025 | 0.072099 | 0.073425 | 0.074747 | 0.076355 | 0.078044 | 0.079614 | 0.081216 | 0.082909 | 0.082926 | 0.084228 | 0.085643 | 0.087186 | 0.088835 | 0.090524 | 0.092268 | 0.093714 | 0.094898 | 0.096191 | 0.09751
ENERGY STAR Fluorescent Bulbs v. 2.0 | Baseline competed | AIA CZ5 | Residential (New), Residential (Existing) | Lighting | 82.6658 | 0 | 999 | 999 | 0.021924 | 0.068813 | 0.059071 | 0.053773 | 0.048337 | 0.039897 | 0.034826 | 0.031012 | 0.028009 | 0.025964 | 0.024914 | 0.023318 | 0.02201 | 0.02168 | 0.020714 | 0.019883 | 0.019668 | 0.019395 | 0.019197 | 0.019003 | 0.018889 | 0.018801 | 0.018689 | 0.018501 | 0.018429 | 0.018037 | 0.017757 | 0.017511 | 0.017252 | 0.016914 | 0.016601 | 0.016344 | 0.016167 | 0.0159 | 0.015677 | 0.015481
ENERGY STAR Fluorescent Bulbs v. 2.0 | Efficient competed | AIA CZ5 | Residential (New), Residential (Existing) | Lighting | 82.6658 | 0 | 999 | 999 | 0.021924 | 0.030276 | 0.028721 | 0.028175 | 0.028436 | 0.029889 | 0.030539 | 0.031152 | 0.031285 | 0.030609 | 0.029882 | 0.028435 | 0.027288 | 0.027278 | 0.026496 | 0.02596 | 0.026087 | 0.026124 | 0.026251 | 0.026372 | 0.026584 | 0.026823 | 0.027019 | 0.02708 | 0.027318 | 0.026917 | 0.027058 | 0.027234 | 0.027359 | 0.02731 | 0.027278 | 0.027326 | 0.027376 | 0.027237 | 0.027158 | 0.027111
ENERGY STAR Gas Boiler v. 3.0 | Baseline uncompeted | AIA CZ5 | Residential (New), Residential (Existing) | Heating (Equip.) | 999 | 0 | 0 | 0 | 0.039926 | 0.035451 | 0.030864 | 0.042364 | 0.041254 | 0.038108 | 0.037378 | 0.03663 | 0.035874 | 0.035101 | 0.034356 | 0.033643 | 0.033001 | 0.032375 | 0.031753 | 0.031137 | 0.030542 | 0.029943 | 0.02933 | 0.028738 | 0.028157 | 0.027576 | 0.027017 | 0.026484 | 0.025963 | 0.025444 | 0.024941 | 0.02446 | 0.023982 | 0.023515 | 0.023061 | 0.022618 | 0.022173 | 0.02174 | 0.021299 | 0.020876
ENERGY STAR Gas Boiler v. 3.0 | Efficient uncompeted | AIA CZ5 | Residential (New), Residential (Existing) | Heating (Equip.) | 999 | 0 | 0 | 0 | 0.039749 | 0.035103 | 0.030399 | 0.041502 | 0.040202 | 0.037003 | 0.036185 | 0.035371 | 0.03457 | 0.033771 | 0.033011 | 0.032295 | 0.031659 | 0.031045 | 0.030443 | 0.029853 | 0.029288 | 0.028723 | 0.028148 | 0.027595 | 0.027056 | 0.026551 | 0.026063 | 0.025596 | 0.025136 | 0.024674 | 0.024224 | 0.023792 | 0.02336 | 0.022935 | 0.022521 | 0.022115 | 0.021705 | 0.021304 | 0.020893 | 0.020498
ENERGY STAR Gas Boiler v. 3.0 | Baseline competed | AIA CZ5 | Residential (New), Residential (Existing) | Heating (Equip.) | 999 | 0 | 0 | 0 | 0.00060329 | 0.0005413 | 0.00026434 | 0.00028166 | 0.00023611 | 0.00019236 | 0.0001738 | 0.00016014 | 0.00014883 | 0.00013878 | 0.00013001 | 0.00012211 | 0.00011498 | 0.00010836 | 0.00010228 | 8.8168e-05 | 7.6573e-05 | 6.6851e-05 | 5.8227e-05 | 5.0195e-05 | 4.655e-05 | 4.5149e-05 | 4.4229e-05 | 4.3894e-05 | 4.3387e-05 | 4.0453e-05 | 3.7817e-05 | 3.4223e-05 | 3.1009e-05 | 2.8107e-05 | 2.5524e-05 | 2.3185e-05 | 2.1054e-05 | 1.904e-05 | 1.7078e-05 | 1.5344e-05
ENERGY STAR Gas Boiler v. 3.0 | Efficient competed | AIA CZ5 | Residential (New), Residential (Existing) | Heating (Equip.) | 999 | 0 | 0 | 0 | 0.00060013 | 0.00053501 | 0.00025538 | 0.00026508 | 0.00021633 | 0.00017206 | 0.00015189 | 0.00013691 | 0.00012459 | 0.00011387 | 0.0001047 | 9.6602e-05 | 8.9426e-05 | 8.2942e-05 | 7.7166e-05 | 6.5449e-05 | 5.6014e-05 | 4.8265e-05 | 4.1545e-05 | 3.5366e-05 | 3.2394e-05 | 3.1182e-05 | 3.0409e-05 | 3.0262e-05 | 2.9968e-05 | 2.8097e-05 | 2.6447e-05 | 2.4095e-05 | 2.2001e-05 | 2.0116e-05 | 1.8438e-05 | 1.6916e-05 | 1.5527e-05 | 1.4188e-05 | 1.2862e-05 | 1.169e-05
ENERGY STAR Gas Dryers v. 1.1 | Baseline uncompeted | AIA CZ5 | Residential (New), Residential (Existing) | Other | -20.3774 | 90.0169 | 138.8864 | 2617.699 | 0.0042635 | 0.0043876 | 0.0044684 | 0.0046076 | 0.0047646 | 0.0049084 | 0.0050396 | 0.0051712 | 0.0053039 | 0.0054387 | 0.005581 | 0.0057362 | 0.0059055 | 0.0060739 | 0.0062385 | 0.0064056 | 0.0065748 | 0.0067387 | 0.0068985 | 0.0070562 | 0.0072096 | 0.0073551 | 0.0075049 | 0.0076603 | 0.0078186 | 0.0079787 | 0.0081418 | 0.0083045 | 0.0084665 | 0.0086281 | 0.0087889 | 0.0089491 | 0.0091076 | 0.0092626 | 0.0094134 | 0.0095636
ENERGY STAR Gas Dryers v. 1.1 | Efficient uncompeted | AIA CZ5 | Residential (New), Residential (Existing) | Other | -20.3774 | 90.0169 | 138.8864 | 2617.699 | 0.0042635 | 0.0043876 | 0.0044479 | 0.0045673 | 0.0047036 | 0.0048261 | 0.0049358 | 0.0050456 | 0.0051561 | 0.0052684 | 0.0053876 | 0.0055189 | 0.0056632 | 0.0058063 | 0.0059544 | 0.0061136 | 0.0062747 | 0.0064308 | 0.0065831 | 0.0067333 | 0.0068794 | 0.007018 | 0.0071606 | 0.0073086 | 0.0074595 | 0.007612 | 0.0077675 | 0.0079227 | 0.0080772 | 0.0082314 | 0.0083848 | 0.0085376 | 0.0086889 | 0.0088367 | 0.0089806 | 0.0091239
ENERGY STAR Gas Dryers v. 1.1 | Baseline competed | AIA CZ5 | Residential (New), Residential (Existing) | Other | -20.3774 | 90.0169 | 307.4918 | 5795.5346 | 0.0008527 | 0.00087753 | 0.0020904 | 0.002152 | 0.0022214 | 0.0022837 | 0.0023393 | 0.0023947 | 0.0024503 | 0.0025071 | 0.0025679 | 0.0026354 | 0.0027094 | 0.0027833 | 0.0028517 | 0.0029273 | 0.0029998 | 0.0030705 | 0.0031395 | 0.0032076 | 0.0032736 | 0.0033362 | 0.0034009 | 0.0034681 | 0.0035361 | 0.0036038 | 0.0036735 | 0.0037421 | 0.0038098 | 0.0038766 | 0.0039479 | 0.0040135 | 0.0040785 | 0.0041416 | 0.004202 | 0.004261
ENERGY STAR Gas Dryers v. 1.1 | Efficient competed | AIA CZ5 | Residential (New), Residential (Existing) | Other | -20.3774 | 90.0169 | 307.4918 | 5795.5346 | 0.0008527 | 0.00087753 | 0.0020808 | 0.0021332 | 0.002193 | 0.0022454 | 0.0022911 | 0.0023366 | 0.0023821 | 0.0024286 | 0.0024789 | 0.0025355 | 0.0025983 | 0.0026607 | 0.0027218 | 0.0027938 | 0.0028629 | 0.0029303 | 0.0029959 | 0.0030608 | 0.0031237 | 0.0031833 | 0.0032449 | 0.0033089 | 0.0033737 | 0.0034381 | 0.0035046 | 0.0035701 | 0.0036346 | 0.0036984 | 0.0037664 | 0.003829 | 0.003891 | 0.0039512 | 0.0040088 | 0.0040651
ENERGY STAR Gas Furnace v. 4.1 | Baseline uncompeted | AIA CZ5 | Residential (New), Residential (Existing) | Heating (Equip.) | 11.396 | 7.9582 | 9.2746 | 174.8052 | 0.34726 | 0.29685 | 0.29068 | 0.38799 | 0.37079 | 0.35109 | 0.35101 | 0.3506 | 0.35013 | 0.34947 | 0.3491 | 0.34885 | 0.34913 | 0.34945 | 0.34995 | 0.35062 | 0.35149 | 0.35222 | 0.35283 | 0.35377 | 0.35484 | 0.35581 | 0.3569 | 0.35814 | 0.35934 | 0.36045 | 0.36157 | 0.36275 | 0.36382 | 0.3649 | 0.36602 | 0.36712 | 0.36805 | 0.369 | 0.36966 | 0.37043
ENERGY STAR Gas Furnace v. 4.1 | Efficient uncompeted | AIA CZ5 | Residential (New), Residential (Existing) | Heating (Equip.) | 11.396 | 7.9582 | 9.2746 | 174.8052 | 0.34508 | 0.29282 | 0.28464 | 0.37718 | 0.35786 | 0.33646 | 0.33407 | 0.33146 | 0.32886 | 0.32616 | 0.3238 | 0.32163 | 0.32 | 0.31848 | 0.31716 | 0.31604 | 0.31516 | 0.31419 | 0.31363 | 0.31446 | 0.31542 | 0.31627 | 0.31724 | 0.31835 | 0.31941 | 0.3204 | 0.3214 | 0.32244 | 0.3234 | 0.32435 | 0.32535 | 0.32633 | 0.32716 | 0.328 | 0.32859 | 0.32927
ENERGY STAR Gas Furnace v. 4.1 | Baseline competed | AIA CZ5 | Residential (New), Residential (Existing) | Heating (Equip.) | 11.396 | 7.9582 | 15.5656 | 293.3762 | 0.29881 | 0.25591 | 0.14134 | 0.14648 | 0.12164 | 0.10424 | 0.098476 | 0.094917 | 0.092403 | 0.090402 | 0.088881 | 0.0877 | 0.086829 | 0.086145 | 0.085703 | 0.081451 | 0.078293 | 0.075938 | 0.074545 | 0.074334 | 0.074143 | 0.071454 | 0.069635 | 0.068767 | 0.067726 | 0.066963 | 0.066479 | 0.066224 | 0.06614 | 0.066193 | 0.065997 | 0.065977 | 0.06609 | 0.066104 | 0.065804 | 0.065719
ENERGY STAR Gas Furnace v. 4.1 | Efficient competed | AIA CZ5 | Residential (New), Residential (Existing) | Heating (Equip.) | 11.396 | 7.9582 | 15.5656 | 293.3762 | 0.29669 | 0.25201 | 0.13611 | 0.1375 | 0.11118 | 0.092722 | 0.08525 | 0.080004 | 0.075866 | 0.072345 | 0.0694 | 0.066867 | 0.064694 | 0.06278 | 0.061188 | 0.056903 | 0.053606 | 0.051037 | 0.049364 | 0.048727 | 0.048127 | 0.045992 | 0.044582 | 0.044082 | 0.043448 | 0.043099 | 0.042999 | 0.043097 | 0.043363 | 0.043777 | 0.044066 | 0.044525 | 0.045126 | 0.045676 | 0.04605 | 0.046635
ENERGY STAR Gas Inst. WH v. 3.2 | Baseline uncompeted | AIA CZ5 | Residential (New), Residential (Existing) | Water Heating | 11.9868 | 7.3717 | 9.1942 | 173.2911 | 0.10355 | 0.10217 | 0.10112 | 0.1015 | 0.10225 | 0.10259 | 0.10274 | 0.10299 | 0.10337 | 0.10385 | 0.10455 | 0.10548 | 0.10661 | 0.10789 | 0.10933 | 0.11094 | 0.11256 | 0.11406 | 0.11552 | 0.117 | 0.1185 | 0.11994 | 0.12133 | 0.12273 | 0.1241 | 0.12546 | 0.12685 | 0.12823 | 0.12964 | 0.1311 | 0.13263 | 0.13421 | 0.13584 | 0.13744 | 0.13902 | 0.14061
ENERGY STAR Gas Inst. WH v. 3.2 | Efficient uncompeted | AIA CZ5 | Residential (New), Residential (Existing) | Water Heating | 11.9868 | 7.3717 | 9.1942 | 173.2911 | 0.10085 | 0.096711 | 0.093 | 0.090676 | 0.088717 | 0.086452 | 0.084108 | 0.08192 | 0.079895 | 0.078019 | 0.076343 | 0.074886 | 0.074625 | 0.075525 | 0.076528 | 0.077659 | 0.078792 | 0.079841 | 0.080861 | 0.081898 | 0.082946 | 0.083954 | 0.084933 | 0.085909 | 0.086869 | 0.08782 | 0.088792 | 0.089761 | 0.090747 | 0.091772 | 0.092839 | 0.093949 | 0.095084 | 0.096209 | 0.097311 | 0.098424
ENERGY STAR Gas Inst. WH v. 3.2 | Baseline competed | AIA CZ5 | Residential (New), Residential (Existing) | Water Heating | 11.9868 | 7.3717 | 2772.5705 | 52256.7684 | 0.0037187 | 0.0036714 | 0.0034402 | 0.0032057 | 0.0029877 | 0.0026981 | 0.0024335 | 0.0021979 | 0.0019886 | 0.0018024 | 0.0016374 | 0.0014922 | 0.0014231 | 0.0012951 | 0.00118 | 0.0010757 | 0.00098021 | 0.00089243 | 0.0008118 | 0.00073835 | 0.00067149 | 0.00061045 | 0.00055475 | 0.00050409 | 0.00045801 | 0.00041604 | 0.00037796 | 0.00034335 | 0.0003119 | 0.00028337 | 0.00025748 | 0.00023399 | 0.00021266 | 0.00019324 | 0.00017564 | 0.0001597
ENERGY STAR Gas Inst. WH v. 3.2 | Efficient competed | AIA CZ5 | Residential (New), Residential (Existing) | Water Heating | 11.9868 | 7.3717 | 2772.5705 | 52256.7684 | 0.0036217 | 0.0034751 | 0.0031692 | 0.0028743 | 0.0026062 | 0.0022902 | 0.0020087 | 0.0017631 | 0.0015494 | 0.0013631 | 0.0012012 | 0.0010612 | 0.00099614 | 0.00090654 | 0.00082597 | 0.00075301 | 0.00068614 | 0.00062469 | 0.00056825 | 0.00051684 | 0.00047004 | 0.00042731 | 0.00038832 | 0.00035286 | 0.0003206 | 0.00029122 | 0.00026457 | 0.00024034 | 0.00021833 | 0.00019836 | 0.00018023 | 0.00016379 | 0.00014886 | 0.00013527 | 0.00012295 | 0.00011179
ENERGY STAR Gas Storage WH v. 3.2 | Baseline uncompeted | AIA CZ5 | Residential (New), Residential (Existing) | Water Heating | 4.1749 | 9.8782 | 15.2362 | 287.1675 | 0.10355 | 0.10217 | 0.10112 | 0.1015 | 0.10225 | 0.10259 | 0.10274 | 0.10299 | 0.10337 | 0.10385 | 0.10455 | 0.10548 | 0.10661 | 0.10789 | 0.10933 | 0.11094 | 0.11256 | 0.11406 | 0.11552 | 0.117 | 0.1185 | 0.11994 | 0.12133 | 0.12273 | 0.1241 | 0.12546 | 0.12685 | 0.12823 | 0.12964 | 0.1311 | 0.13263 | 0.13421 | 0.13584 | 0.13744 | 0.13902 | 0.14061
ENERGY STAR Gas Storage WH v. 3.2 | Efficient uncompeted | AIA CZ5 | Residential (New), Residential (Existing) | Water Heating | 4.1749 | 9.8782 | 15.2362 | 287.1675 | 0.10301 | 0.10109 | 0.099504 | 0.099346 | 0.099557 | 0.099376 | 0.099031 | 0.098799 | 0.098695 | 0.098713 | 0.098932 | 0.09939 | 0.10024 | 0.10145 | 0.1028 | 0.10432 | 0.10584 | 0.10725 | 0.10862 | 0.11001 | 0.11142 | 0.11277 | 0.11409 | 0.1154 | 0.11669 | 0.11797 | 0.11927 | 0.12058 | 0.1219 | 0.12328 | 0.12471 | 0.1262 | 0.12772 | 0.12924 | 0.13072 | 0.13221
ENERGY STAR Gas Storage WH v. 3.2 | Baseline competed | AIA CZ5 | Residential (New), Residential (Existing) | Water Heating | 4.1749 | 9.8782 | 385.1852 | 7259.8814 | 0.043737 | 0.043631 | 0.040818 | 0.038101 | 0.035579 | 0.032137 | 0.028991 | 0.02619 | 0.023702 | 0.021488 | 0.019526 | 0.017799 | 0.016978 | 0.01545 | 0.014077 | 0.012833 | 0.011693 | 0.010646 | 0.0096838 | 0.0088076 | 0.00801 | 0.0072817 | 0.0066172 | 0.0060129 | 0.0054632 | 0.0049626 | 0.0045084 | 0.0040955 | 0.0037204 | 0.00338 | 0.0030711 | 0.002791 | 0.0025366 | 0.002305 | 0.002095 | 0.0019049
ENERGY STAR Gas Storage WH v. 3.2 | Efficient competed | AIA CZ5 | Residential (New), Residential (Existing) | Water Heating | 4.1749 | 9.8782 | 385.1852 | 7259.8814 | 0.04351 | 0.043163 | 0.040176 | 0.037315 | 0.034673 | 0.031168 | 0.027982 | 0.025157 | 0.022659 | 0.020445 | 0.018491 | 0.016776 | 0.015964 | 0.014528 | 0.013236 | 0.012067 | 0.010995 | 0.01001 | 0.0091056 | 0.0082817 | 0.0075317 | 0.0068469 | 0.0062221 | 0.0056539 | 0.005137 | 0.0046662 | 0.0042392 | 0.0038509 | 0.0034982 | 0.0031782 | 0.0028878 | 0.0026244 | 0.0023851 | 0.0021673 | 0.0019699 | 0.0017911
ENERGY STAR HPWH (Com.) (FS) | Baseline uncompeted | AIA CZ5 | Commercial (New), Commercial (Existing) | Water Heating | -34.3975 | 999 | 327.3086 | 3258.7687 | 0.081755 | 0.084071 | 0.085088 | 0.086337 | 0.087457 | 0.088342 | 0.088954 | 0.089432 | 0.089739 | 0.089913 | 0.090131 | 0.090599 | 0.091302 | 0.092097 | 0.092922 | 0.093782 | 0.094715 | 0.095574 | 0.096381 | 0.097207 | 0.098053 | 0.098877 | 0.099684 | 0.10054 | 0.10143 | 0.1023 | 0.10319 | 0.10407 | 0.1049 | 0.10572 | 0.10652 | 0.10734 | 0.10815 | 0.10893 | 0.10965 | 0.11037
ENERGY STAR HPWH (Com.) (FS) | Efficient uncompeted | AIA CZ5 | Commercial (New), Commercial (Existing) | Water Heating | -34.3975 | 999 | 327.3086 | 3258.7687 | 0.081755 | 0.084071 | 0.083527 | 0.083235 | 0.082776 | 0.082065 | 0.080868 | 0.079536 | 0.078113 | 0.076837 | 0.07548 | 0.074388 | 0.073991 | 0.074389 | 0.075013 | 0.075602 | 0.076171 | 0.076426 | 0.076882 | 0.077274 | 0.07781 | 0.078431 | 0.078974 | 0.079591 | 0.080262 | 0.080886 | 0.081493 | 0.082061 | 0.082608 | 0.083143 | 0.083664 | 0.084209 | 0.084821 | 0.085354 | 0.085871 | 0.086348
ENERGY STAR HPWH (Com.) (FS) | Baseline competed | AIA CZ5 | Commercial (New), Commercial (Existing) | Water Heating | -34.3975 | 999 | 999 | 999 | 9.6878e-05 | -2.2992e-18 | 5.5879e-18 | 4.0745e-19 | -1.3737e-17 | 1.5716e-18 | 1.7171e-17 | 2.4622e-17 | -7.4506e-18 | 2.4214e-17 | 5.9372e-18 | -2.794e-18 | 1.3737e-17 | 1.0361e-17 | -2.8173e-17 | -1.3271e-17 | -2.4214e-17 | -3.2596e-18 | 3.7253e-18 | -4.9593e-17 | -1.8394e-17 | 9.7789e-18 | -2.8871e-17 | -5.5879e-18 | 5.1223e-18 | 2.0955e-17 | -1.0245e-17 | -1.071e-17 | 1.5832e-17 | 1.0245e-17 | 7.4506e-18 | -6.0536e-18 | 4.6566e-18 | 2.468e-17 | 1.6298e-18 | -1.8626e-17
ENERGY STAR HPWH (Com.) (FS) | Efficient competed | AIA CZ5 | Commercial (New), Commercial (Existing) | Water Heating | -34.3975 | 999 | 999 | 999 | 9.6878e-05 | -2.2992e-18 | 1.2951e-17 | 2.7649e-18 | 2.3982e-17 | -1.3388e-17 | -1.3388e-18 | -2.1013e-17 | -4.0745e-19 | 1.3504e-17 | -7.7998e-18 | -4.1211e-17 | -6.6357e-18 | -4.6566e-18 | -5.8208e-19 | -1.0245e-17 | 2.0955e-18 | 3.1432e-17 | 1.9092e-17 | 2.3283e-18 | -1.397e-18 | -1.1642e-17 | 2.3283e-19 | -2.2352e-17 | 0 | 1.8626e-17 | -2.3982e-17 | 2.3283e-19 | -1.0012e-17 | 1.3737e-17 | 8.3819e-18 | -3.7253e-18 | -3.539e-17 | 1.2573e-17 | -1.8626e-18 | 1.6531e-17
ENERGY STAR HPWH v. 3.2 (Res.) (FS) | Baseline uncompeted | AIA CZ5 | Residential (New), Residential (Existing) | Water Heating | 999 | 0 | -1.2465 | -11.1848 | 0.11417 | 0.11235 | 0.11092 | 0.11078 | 0.11098 | 0.11078 | 0.1105 | 0.11037 | 0.1104 | 0.1106 | 0.11103 | 0.11174 | 0.11269 | 0.11382 | 0.11514 | 0.11667 | 0.1182 | 0.11961 | 0.12097 | 0.12235 | 0.12375 | 0.12509 | 0.12639 | 0.12769 | 0.12897 | 0.13024 | 0.13156 | 0.13287 | 0.13422 | 0.13563 | 0.13712 | 0.13867 | 0.14026 | 0.14184 | 0.14339 | 0.14496
ENERGY STAR HPWH v. 3.2 (Res.) (FS) | Efficient uncompeted | AIA CZ5 | Residential (New), Residential (Existing) | Water Heating | 999 | 0 | -1.2465 | -11.1848 | 0.11363 | 0.11125 | 0.10902 | 0.10795 | 0.10712 | 0.10574 | 0.10386 | 0.10204 | 0.10038 | 0.099154 | 0.097866 | 0.096826 | 0.096549 | 0.097029 | 0.097925 | 0.098906 | 0.099783 | 0.10022 | 0.10096 | 0.10161 | 0.10246 | 0.10336 | 0.10409 | 0.10487 | 0.10568 | 0.10646 | 0.10723 | 0.10797 | 0.10877 | 0.10963 | 0.11055 | 0.11155 | 0.11267 | 0.11373 | 0.11481 | 0.11585
ENERGY STAR HPWH v. 3.2 (Res.) (FS) | Baseline competed | AIA CZ5 | Residential (New), Residential (Existing) | Water Heating | 999 | 0 | -23.2394 | -204.4824 | 0.066715 | 0.065052 | 0.061133 | 0.057273 | 0.05373 | 0.048143 | 0.04315 | 0.038757 | 0.034898 | 0.031496 | 0.028506 | 0.025889 | 0.024605 | 0.022309 | 0.020272 | 0.018428 | 0.016755 | 0.015211 | 0.013797 | 0.012601 | 0.011425 | 0.010356 | 0.0093837 | 0.0085033 | 0.0077053 | 0.0069858 | 0.0063309 | 0.0057377 | 0.0052037 | 0.0047175 | 0.0042802 | 0.0038819 | 0.0035362 | 0.0032067 | 0.0029237 | 0.0026563
ENERGY STAR HPWH v. 3.2 (Res.) (FS) | Efficient competed | AIA CZ5 | Residential (New), Residential (Existing) | Water Heating | 999 | 0 | -23.2394 | -204.4824 | 0.066396 | 0.064417 | 0.060105 | 0.055848 | 0.051917 | 0.046028 | 0.040643 | 0.035919 | 0.031809 | 0.028297 | 0.025164 | 0.022446 | 0.021081 | 0.019017 | 0.017241 | 0.015622 | 0.014144 | 0.012745 | 0.011514 | 0.010465 | 0.0094599 | 0.008557 | 0.0077281 | 0.0069836 | 0.0063142 | 0.0057101 | 0.0051601 | 0.0046624 | 0.0042169 | 0.003813 | 0.0034508 | 0.0031227 | 0.0028407 | 0.0025712 | 0.002341 | 0.0021229
ENERGY STAR LED Bulbs v. 2.0 | Baseline uncompeted | AIA CZ5 | Residential (New), Residential (Existing) | Lighting | 999 | 999 | 999 | 999 | 0.16736 | 0.10707 | 0.091648 | 0.084252 | 0.076499 | 0.065755 | 0.060612 | 0.057521 | 0.055538 | 0.054627 | 0.054024 | 0.053493 | 0.053277 | 0.053261 | 0.05345 | 0.053668 | 0.053843 | 0.053827 | 0.054003 | 0.054181 | 0.05459 | 0.055059 | 0.055444 | 0.055852 | 0.05632 | 0.056014 | 0.055728 | 0.055532 | 0.055433 | 0.055408 | 0.055413 | 0.055458 | 0.055569 | 0.055664 | 0.055832 | 0.056021
ENERGY STAR LED Bulbs v. 2.0 | Efficient uncompeted | AIA CZ5 | Residential (New), Residential (Existing) | Lighting | 999 | 999 | 999 | 999 | 0.16736 | 0.045785 | 0.043364 | 0.043361 | 0.044605 | 0.049785 | 0.054172 | 0.058761 | 0.06251 | 0.064439 | 0.064807 | 0.065164 | 0.065887 | 0.066851 | 0.068087 | 0.069689 | 0.071025 | 0.072099 | 0.073425 | 0.074747 | 0.076355 | 0.078044 | 0.079614 | 0.081216 | 0.082909 | 0.082926 | 0.084228 | 0.085643 | 0.087186 | 0.088835 | 0.090524 | 0.092268 | 0.093714 | 0.094898 | 0.096191 | 0.09751
ENERGY STAR LED Bulbs v. 2.0 | Baseline competed | AIA CZ5 | Residential (New), Residential (Existing) | Lighting | 999 | 999 | 999 | 999 | 0.021924 | 0.038257 | 0.032577 | 0.029508 | 0.02628 | 0.021027 | 0.018001 | 0.015765 | 0.014081 | 0.013065 | 0.0126 | 0.011865 | 0.011259 | 0.011111 | 0.01066 | 0.010301 | 0.010201 | 0.010072 | 0.0099819 | 0.0098932 | 0.0098422 | 0.0098043 | 0.0097534 | 0.0096566 | 0.0096273 | 0.0093351 | 0.0092174 | 0.009116 | 0.0090027 | 0.0088402 | 0.0086902 | 0.0085708 | 0.0084971 | 0.0083858 | 0.0082964 | 0.0082195
ENERGY STAR LED Bulbs v. 2.0 | Efficient competed | AIA CZ5 | Residential (New), Residential (Existing) | Lighting | 999 | 999 | 999 | 999 | 0.021924 | 0.015509 | 0.014643 | 0.014362 | 0.014479 | 0.015031 | 0.015357 | 0.015709 | 0.015858 | 0.015642 | 0.015367 | 0.014733 | 0.014232 | 0.014274 | 0.01394 | 0.013757 | 0.013854 | 0.013904 | 0.014003 | 0.014097 | 0.014236 | 0.014388 | 0.014518 | 0.014567 | 0.014719 | 0.014403 | 0.01453 | 0.014676 | 0.014788 | 0.014795 | 0.014811 | 0.014873 | 0.014933 | 0.014902 | 0.014902 | 0.014917
ENERGY STAR Oil Boiler v. 3.0 | Baseline uncompeted | AIA CZ5 | Residential (New), Residential (Existing) | Heating (Equip.) | 999 | 0 | -2.1681e-13 | -3.2215e-12 | 0.0050417 | 0.0049524 | 0.0040814 | 0.0055579 | 0.0053924 | 0.0046664 | 0.0045383 | 0.0044179 | 0.0042971 | 0.004168 | 0.0040445 | 0.0039239 | 0.0038067 | 0.0036961 | 0.0035879 | 0.0034823 | 0.003382 | 0.0032814 | 0.0031806 | 0.0030836 | 0.0029858 | 0.0028891 | 0.0027996 | 0.0027137 | 0.0026305 | 0.0025469 | 0.0024689 | 0.0023933 | 0.0023216 | 0.0022541 | 0.0021901 | 0.0021295 | 0.0020698 | 0.0020105 | 0.0019509 | 0.0018942
ENERGY STAR Oil Boiler v. 3.0 | Efficient uncompeted | AIA CZ5 | Residential (New), Residential (Existing) | Heating (Equip.) | 999 | 0 | -2.1681e-13 | -3.2215e-12 | 0.0050324 | 0.0049325 | 0.0040562 | 0.0055119 | 0.0053365 | 0.0046085 | 0.0044754 | 0.004351 | 0.0042272 | 0.004096 | 0.0039711 | 0.0038497 | 0.0037321 | 0.0036215 | 0.0035136 | 0.0034087 | 0.0033092 | 0.0032097 | 0.0031102 | 0.0030153 | 0.0029214 | 0.0028284 | 0.0027421 | 0.0026593 | 0.002579 | 0.0024981 | 0.0024227 | 0.0023493 | 0.0022798 | 0.0022143 | 0.0021522 | 0.0020933 | 0.0020352 | 0.0019775 | 0.0019194 | 0.0018641
ENERGY STAR Oil Boiler v. 3.0 | Baseline competed | AIA CZ5 | Residential (New), Residential (Existing) | Heating (Equip.) | 999 | 0 | 999 | 999 | 1.5153e-10 | 2.8295e-10 | -4.0378e-10 | -3.5767e-11 | 2.6001e-10 | 5.2616e-10 | 9.515e-10 | 1.2095e-09 | 1.3394e-09 | 1.3581e-09 | 1.3372e-09 | 1.2981e-09 | 1.245e-09 | 1.1866e-09 | 1.1192e-09 | 9.2947e-10 | 7.8938e-10 | 6.853e-10 | 5.893e-10 | 5.1748e-10 | 4.6882e-10 | 4.209e-10 | 3.7963e-10 | 3.4422e-10 | 3.11e-10 | 2.7621e-10 | 2.4555e-10 | 2.1816e-10 | 1.9419e-10 | 1.7283e-10 | 1.5365e-10 | 1.3658e-10 | 1.2125e-10 | 1.0752e-10 | 9.5252e-11 | 8.4383e-11
ENERGY STAR Oil Boiler v. 3.0 | Efficient competed | AIA CZ5 | Residential (New), Residential (Existing) | Heating (Equip.) | 999 | 0 | 999 | 999 | 1.5043e-10 | 2.7962e-10 | -4.1216e-10 | -7.2244e-11 | 2.0084e-10 | 4.4483e-10 | 8.2795e-10 | 1.0514e-09 | 1.1553e-09 | 1.1584e-09 | 1.128e-09 | 1.0828e-09 | 1.0269e-09 | 9.6809e-10 | 9.0353e-10 | 7.407e-10 | 6.2205e-10 | 5.3526e-10 | 4.5662e-10 | 3.987e-10 | 3.6012e-10 | 3.2271e-10 | 2.9099e-10 | 2.6456e-10 | 2.3954e-10 | 2.1339e-10 | 1.9044e-10 | 1.6993e-10 | 1.5204e-10 | 1.3613e-10 | 1.2181e-10 | 1.0906e-10 | 9.7591e-11 | 8.7263e-11 | 7.8023e-11 | 6.9817e-11
ENERGY STAR Oil Furnace v. 4.1 | Baseline uncompeted | AIA CZ5 | Residential (New), Residential (Existing) | Heating (Equip.) | 14.5194 | 6.6845 | 18.678 | 277.5351 | 0.022678 | 0.019324 | 0.017341 | 0.022801 | 0.021768 | 0.018689 | 0.018068 | 0.01749 | 0.016928 | 0.016349 | 0.015804 | 0.015278 | 0.014782 | 0.014328 | 0.013897 | 0.013491 | 0.013118 | 0.01276 | 0.012411 | 0.012088 | 0.01177 | 0.011464 | 0.011182 | 0.010909 | 0.010644 | 0.010372 | 0.010118 | 0.0098587 | 0.0096004 | 0.0093428 | 0.0090827 | 0.0088222 | 0.0085625 | 0.0083027 | 0.0080411 | 0.0077927
ENERGY STAR Oil Furnace v. 4.1 | Efficient uncompeted | AIA CZ5 | Residential (New), Residential (Existing) | Heating (Equip.) | 14.5194 | 6.6845 | 18.678 | 277.5351 | 0.022652 | 0.019276 | 0.017274 | 0.022683 | 0.021627 | 0.018547 | 0.017913 | 0.017324 | 0.016753 | 0.016166 | 0.015616 | 0.015086 | 0.014587 | 0.014132 | 0.013699 | 0.013293 | 0.012919 | 0.012561 | 0.012213 | 0.011891 | 0.011574 | 0.011271 | 0.010996 | 0.01073 | 0.010472 | 0.010206 | 0.0099587 | 0.0097052 | 0.0094526 | 0.0092006 | 0.008946 | 0.0086909 | 0.0084362 | 0.0081814 | 0.0079248 | 0.007681
ENERGY STAR Oil Furnace v. 4.1 | Baseline competed | AIA CZ5 | Residential (New), Residential (Existing) | Heating (Equip.) | 14.5194 | 6.6845 | 6619.9517 | 98365.645 | 2.5476e-07 | 8.656e-07 | -2.5886e-06 | -4.6645e-07 | 1.2236e-06 | 2.894e-06 | 5.5135e-06 | 7.1436e-06 | 8.0119e-06 | 8.219e-06 | 8.1605e-06 | 7.9976e-06 | 7.7554e-06 | 7.4839e-06 | 7.1569e-06 | 6.0253e-06 | 5.2092e-06 | 4.6171e-06 | 4.0636e-06 | 3.6067e-06 | 3.1973e-06 | 2.8171e-06 | 2.569e-06 | 2.3544e-06 | 2.152e-06 | 1.9344e-06 | 1.7404e-06 | 1.5667e-06 | 1.4133e-06 | 1.2732e-06 | 1.1443e-06 | 1.0273e-06 | 9.213e-07 | 8.2537e-07 | 7.3896e-07 | 6.6222e-07
ENERGY STAR Oil Furnace v. 4.1 | Efficient competed | AIA CZ5 | Residential (New), Residential (Existing) | Heating (Equip.) | 14.5194 | 6.6845 | 6619.9517 | 98365.645 | 2.5171e-07 | 8.4846e-07 | -2.6746e-06 | -7.6461e-07 | 7.7381e-07 | 2.2864e-06 | 4.6004e-06 | 5.9852e-06 | 6.6721e-06 | 6.7688e-06 | 6.6468e-06 | 6.4416e-06 | 6.1765e-06 | 5.8963e-06 | 5.5806e-06 | 4.6389e-06 | 3.9692e-06 | 3.4923e-06 | 3.0546e-06 | 2.6991e-06 | 2.384e-06 | 2.0966e-06 | 1.9169e-06 | 1.7663e-06 | 1.6225e-06 | 1.4672e-06 | 1.3292e-06 | 1.2053e-06 | 1.0964e-06 | 9.9675e-07 | 9.0441e-07 | 8.2036e-07 | 7.4391e-07 | 6.7416e-07 | 6.1111e-07 | 5.5494e-07
ENERGY STAR Refrigerator v. 5.0 | Baseline uncompeted | AIA CZ5 | Residential (New), Residential (Existing) | Refrigeration | -5.8448 | 30.5203 | 46.4728 | 1143.1805 | 0.14458 | 0.14457 | 0.14246 | 0.1411 | 0.14001 | 0.13877 | 0.13677 | 0.13493 | 0.13334 | 0.13248 | 0.13139 | 0.13051 | 0.12984 | 0.12939 | 0.12942 | 0.12947 | 0.12957 | 0.12933 | 0.12969 | 0.13011 | 0.13093 | 0.13198 | 0.13297 | 0.13414 | 0.13547 | 0.13688 | 0.13834 | 0.13988 | 0.14145 | 0.14305 | 0.14468 | 0.14634 | 0.14812 | 0.14979 | 0.15149 | 0.15309
ENERGY STAR Refrigerator v. 5.0 | Efficient uncompeted | AIA CZ5 | Residential (New), Residential (Existing) | Refrigeration | -5.8448 | 30.5203 | 46.4728 | 1143.1805 | 0.1441 | 0.14356 | 0.14095 | 0.1391 | 0.13755 | 0.13586 | 0.13346 | 0.13124 | 0.12928 | 0.12806 | 0.12664 | 0.12543 | 0.12445 | 0.12369 | 0.12339 | 0.12334 | 0.12343 | 0.1232 | 0.12354 | 0.12395 | 0.12472 | 0.12572 | 0.12667 | 0.12778 | 0.12905 | 0.13039 | 0.13179 | 0.13325 | 0.13475 | 0.13628 | 0.13782 | 0.13941 | 0.1411 | 0.14269 | 0.14431 | 0.14583
ENERGY STAR Refrigerator v. 5.0 | Baseline competed | AIA CZ5 | Residential (New), Residential (Existing) | Refrigeration | -5.8448 | 30.5203 | 61.4361 | 1511.2612 | 0.14458 | 0.14457 | 0.13946 | 0.13547 | 0.13202 | 0.12792 | 0.12351 | 0.11958 | 0.11616 | 0.1136 | 0.11103 | 0.10881 | 0.10695 | 0.10539 | 0.10436 | 0.10393 | 0.10382 | 0.10273 | 0.10219 | 0.10177 | 0.10171 | 0.1019 | 0.10207 | 0.10242 | 0.10293 | 0.10354 | 0.1042 | 0.10494 | 0.10573 | 0.10656 | 0.10769 | 0.10856 | 0.10952 | 0.1104 | 0.11133 | 0.1122
ENERGY STAR Refrigerator v. 5.0 | Efficient competed | AIA CZ5 | Residential (New), Residential (Existing) | Refrigeration | -5.8448 | 30.5203 | 61.4361 | 1511.2612 | 0.1441 | 0.14356 | 0.138 | 0.13358 | 0.12973 | 0.12528 | 0.12056 | 0.11636 | 0.11267 | 0.10985 | 0.10705 | 0.1046 | 0.10252 | 0.10076 | 0.099502 | 0.099009 | 0.098901 | 0.097859 | 0.097346 | 0.096945 | 0.096894 | 0.097067 | 0.097231 | 0.097568 | 0.098056 | 0.098632 | 0.099266 | 0.099971 | 0.10072 | 0.10151 | 0.10259 | 0.10342 | 0.10433 | 0.10517 | 0.10605 | 0.10688
ENERGY STAR Rooftop HP v. 2.2 | Baseline uncompeted | AIA CZ5 | Commercial (New), Commercial (Existing) | Heating (Equip.), Cooling (Equip.) | 999 | 0 | -1155.7973 | -28431.3692 | 0.03167 | 0.034016 | 0.033456 | 0.036227 | 0.033404 | 0.034082 | 0.033635 | 0.033196 | 0.032653 | 0.032183 | 0.031606 | 0.031097 | 0.030681 | 0.030338 | 0.030116 | 0.029893 | 0.029658 | 0.029319 | 0.029113 | 0.028892 | 0.028739 | 0.028608 | 0.028431 | 0.028271 | 0.028142 | 0.028044 | 0.027913 | 0.027805 | 0.027716 | 0.027625 | 0.027545 | 0.027473 | 0.027417 | 0.027342 | 0.027296 | 0.027258
ENERGY STAR Rooftop HP v. 2.2 | Efficient uncompeted | AIA CZ5 | Commercial (New), Commercial (Existing) | Heating (Equip.), Cooling (Equip.) | 999 | 0 | -1155.7973 | -28431.3692 | 0.031531 | 0.033705 | 0.033001 | 0.035645 | 0.032769 | 0.033283 | 0.032738 | 0.032211 | 0.031595 | 0.031061 | 0.030433 | 0.029881 | 0.029427 | 0.029051 | 0.028799 | 0.028551 | 0.028299 | 0.027955 | 0.027771 | 0.027588 | 0.027472 | 0.027376 | 0.027236 | 0.027112 | 0.027018 | 0.026954 | 0.026858 | 0.026784 | 0.026727 | 0.026668 | 0.026619 | 0.026578 | 0.026551 | 0.026505 | 0.026487 | 0.026476
ENERGY STAR Rooftop HP v. 2.2 | Baseline competed | AIA CZ5 | Commercial (New), Commercial (Existing) | Heating (Equip.), Cooling (Equip.) | 999 | 0 | -858.3652 | -21114.8603 | -0.0027817 | -7.2647e-05 | 0.00090667 | -0.0034677 | -0.0043963 | -0.0016215 | -0.0010587 | -0.00062382 | -0.00034843 | -8.1076e-05 | 0.00013608 | 0.00036722 | 0.0005776 | 0.00078388 | 0.00099135 | 0.0017153 | 0.0023931 | 0.003033 | 0.003695 | 0.0043448 | 0.0048122 | 0.0055176 | 0.0062683 | 0.0070739 | 0.0080009 | 0.0089961 | 0.010058 | 0.01141 | 0.011894 | 0.011386 | 0.01038 | 0.0096259 | 0.0090607 | 0.0086451 | 0.0082874 | 0.0079839
ENERGY STAR Rooftop HP v. 2.2 | Efficient competed | AIA CZ5 | Commercial (New), Commercial (Existing) | Heating (Equip.), Cooling (Equip.) | 999 | 0 | -858.3652 | -21114.8603 | -0.0028634 | -0.00026514 | 0.00062737 | -0.0038124 | -0.0047667 | -0.0021691 | -0.0017258 | -0.0013948 | -0.001202 | -0.0010071 | -0.00084597 | -0.00066411 | -0.00049506 | -0.00032347 | -0.00014746 | 0.00045113 | 0.001025 | 0.0015793 | 0.0021618 | 0.0027533 | 0.0031885 | 0.0038858 | 0.0046455 | 0.0054793 | 0.0064579 | 0.007529 | 0.008702 | 0.010213 | 0.010924 | 0.010676 | 0.0099006 | 0.0093381 | 0.0089359 | 0.0086558 | 0.0084211 | 0.0082312
ENERGY STAR Rooftop HP v. 2.2 (FS) | Baseline uncompeted | AIA CZ5 | Commercial (New), Commercial (Existing) | Heating (Equip.), Cooling (Equip.) | -8.8652 | 67.9592 | 43.4801 | 595.3174 | 0.35196 | 0.3394 | 0.30994 | 0.36245 | 0.34079 | 0.33936 | 0.33699 | 0.33402 | 0.33051 | 0.32689 | 0.3229 | 0.31958 | 0.31726 | 0.31536 | 0.31406 | 0.31268 | 0.31136 | 0.30958 | 0.30804 | 0.30664 | 0.3055 | 0.30436 | 0.30319 | 0.30222 | 0.30143 | 0.30065 | 0.29982 | 0.29914 | 0.29844 | 0.29775 | 0.29706 | 0.29649 | 0.29592 | 0.2953 | 0.29469 | 0.29423
ENERGY STAR Rooftop HP v. 2.2 (FS) | Efficient uncompeted | AIA CZ5 | Commercial (New), Commercial (Existing) | Heating (Equip.), Cooling (Equip.) | -8.8652 | 67.9592 | 43.4801 | 595.3174 | 0.34692 | 0.33021 | 0.29732 | 0.34138 | 0.31534 | 0.31004 | 0.3028 | 0.29517 | 0.28734 | 0.28003 | 0.27237 | 0.26552 | 0.25978 | 0.25465 | 0.25051 | 0.24633 | 0.24213 | 0.23724 | 0.23325 | 0.22996 | 0.22849 | 0.22752 | 0.22633 | 0.22536 | 0.2246 | 0.22385 | 0.223 | 0.22224 | 0.22153 | 0.22084 | 0.22016 | 0.21962 | 0.21919 | 0.21864 | 0.2182 | 0.21783
ENERGY STAR Rooftop HP v. 2.2 (FS) | Baseline competed | AIA CZ5 | Commercial (New), Commercial (Existing) | Heating (Equip.), Cooling (Equip.) | -8.8652 | 67.9592 | 2070.2843 | 41897.9721 | 0.10337 | 0.10403 | 0.09561 | 0.09485 | 0.083235 | 0.090767 | 0.091008 | 0.090837 | 0.090268 | 0.089833 | 0.088826 | 0.087803 | 0.086928 | 0.086167 | 0.085611 | 0.082099 | 0.079232 | 0.076534 | 0.074821 | 0.073499 | 0.069566 | 0.065838 | 0.062828 | 0.061199 | 0.0585 | 0.055999 | 0.053612 | 0.05165 | 0.04948 | 0.047179 | 0.044879 | 0.042774 | 0.040929 | 0.040601 | 0.040287 | 0.03996
ENERGY STAR Rooftop HP v. 2.2 (FS) | Efficient competed | AIA CZ5 | Commercial (New), Commercial (Existing) | Heating (Equip.), Cooling (Equip.) | -8.8652 | 67.9592 | 2070.2843 | 41897.9721 | 0.099242 | 0.098731 | 0.089569 | 0.086225 | 0.074164 | 0.081469 | 0.08137 | 0.08109 | 0.080639 | 0.080529 | 0.079959 | 0.079459 | 0.079164 | 0.079032 | 0.07915 | 0.076332 | 0.074111 | 0.072007 | 0.070925 | 0.070109 | 0.066409 | 0.063302 | 0.060379 | 0.058818 | 0.056509 | 0.054386 | 0.052341 | 0.050618 | 0.048816 | 0.046969 | 0.045083 | 0.043309 | 0.041739 | 0.041696 | 0.041637 | 0.041564
ENERGY STAR Room AC v. 4.0 | Baseline uncompeted | AIA CZ5 | Residential (New), Residential (Existing) | Cooling (Equip.) | 999 | 0 | 999 | 999 | 0.10252 | 0.10764 | 0.09584 | 0.10407 | 0.090306 | 0.098886 | 0.09813 | 0.097047 | 0.095983 | 0.095023 | 0.093665 | 0.092551 | 0.09177 | 0.091252 | 0.091131 | 0.090837 | 0.090587 | 0.090071 | 0.089821 | 0.089587 | 0.089499 | 0.08943 | 0.089302 | 0.089222 | 0.089248 | 0.0893 | 0.089308 | 0.089422 | 0.089596 | 0.089783 | 0.089964 | 0.090221 | 0.090481 | 0.090658 | 0.090963 | 0.091334
ENERGY STAR Room AC v. 4.0 | Efficient uncompeted | AIA CZ5 | Residential (New), Residential (Existing) | Cooling (Equip.) | 999 | 0 | 999 | 999 | 0.10251 | 0.10761 | 0.095812 | 0.10403 | 0.090263 | 0.098831 | 0.098067 | 0.096976 | 0.095906 | 0.094942 | 0.093585 | 0.092472 | 0.091691 | 0.091175 | 0.091054 | 0.090977 | 0.090919 | 0.090571 | 0.090468 | 0.090365 | 0.090392 | 0.090425 | 0.090387 | 0.090386 | 0.090484 | 0.090813 | 0.091067 | 0.091401 | 0.091771 | 0.092133 | 0.09247 | 0.092869 | 0.093256 | 0.093544 | 0.093952 | 0.094419
ENERGY STAR Room AC v. 4.0 | Baseline competed | AIA CZ5 | Residential (New), Residential (Existing) | Cooling (Equip.) | 999 | 0 | 0 | 0 | 0.075472 | 0.078998 | 0.042911 | 0.041161 | 0.033499 | 0.035306 | 0.034346 | 0.033582 | 0.032508 | 0.031187 | 0.030189 | 0.029507 | 0.029104 | 0.028941 | 0.029093 | 0.027691 | 0.027372 | 0.027312 | 0.027638 | 0.028297 | 0.029301 | 0.030397 | 0.031533 | 0.03309 | 0.034488 | 0.035854 | 0.03701 | 0.038081 | 0.039099 | 0.04004 | 0.04032 | 0.040183 | 0.040036 | 0.039865 | 0.039754 | 0.03967
ENERGY STAR Room AC v. 4.0 | Efficient competed | AIA CZ5 | Residential (New), Residential (Existing) | Cooling (Equip.) | 999 | 0 | 0 | 0 | 0.075426 | 0.078893 | 0.04266 | 0.040757 | 0.033031 | 0.034659 | 0.033551 | 0.032635 | 0.031448 | 0.030033 | 0.028957 | 0.028194 | 0.027708 | 0.027461 | 0.027512 | 0.026222 | 0.025907 | 0.02584 | 0.026131 | 0.026756 | 0.027743 | 0.028843 | 0.030011 | 0.031682 | 0.033207 | 0.034808 | 0.03622 | 0.037566 | 0.038873 | 0.040122 | 0.040699 | 0.040842 | 0.040963 | 0.041045 | 0.041176 | 0.041323
ENERGY STAR RTU v. 2.2 | Baseline uncompeted | AIA CZ5 | Commercial (New), Commercial (Existing) | Cooling (Equip.) | 999 | 0 | -44.8017 | -1102.0743 | 0.2072 | 0.2105 | 0.19039 | 0.1955 | 0.17158 | 0.17923 | 0.17515 | 0.1708 | 0.16641 | 0.16246 | 0.15797 | 0.15388 | 0.15035 | 0.14725 | 0.14476 | 0.14216 | 0.13955 | 0.13654 | 0.13406 | 0.13164 | 0.12952 | 0.12753 | 0.12547 | 0.12354 | 0.12179 | 0.12016 | 0.11847 | 0.11693 | 0.11548 | 0.11409 | 0.11273 | 0.11151 | 0.11036 | 0.10918 | 0.10818 | 0.10728
ENERGY STAR RTU v. 2.2 | Efficient uncompeted | AIA CZ5 | Commercial (New), Commercial (Existing) | Cooling (Equip.) | 999 | 0 | -44.8017 | -1102.0743 | 0.2072 | 0.2105 | 0.19039 | 0.19379 | 0.1687 | 0.1749 | 0.16971 | 0.1644 | 0.1592 | 0.15456 | 0.14952 | 0.14498 | 0.14108 | 0.13768 | 0.13493 | 0.13217 | 0.12947 | 0.12646 | 0.124 | 0.12166 | 0.11964 | 0.11797 | 0.11632 | 0.11477 | 0.11339 | 0.11211 | 0.11077 | 0.10957 | 0.10844 | 0.10736 | 0.1063 | 0.10536 | 0.10449 | 0.10357 | 0.10282 | 0.10217
ENERGY STAR RTU v. 2.2 | Baseline competed | AIA CZ5 | Commercial (New), Commercial (Existing) | Cooling (Equip.) | 999 | 0 | -478.7468 | -11776.656 | 0.016138 | 0.016403 | 0.015062 | 0.019785 | 0.020887 | 0.024602 | 0.026519 | 0.028064 | 0.029299 | 0.030366 | 0.031082 | 0.031663 | 0.032172 | 0.032608 | 0.033035 | 0.030874 | 0.028878 | 0.026963 | 0.025725 | 0.024775 | 0.022637 | 0.020732 | 0.018993 | 0.018325 | 0.01683 | 0.015468 | 0.014199 | 0.013061 | 0.012029 | 0.011092 | 0.010153 | 0.0092817 | 0.0085034 | 0.0078231 | 0.0072106 | 0.0066681
ENERGY STAR RTU v. 2.2 | Efficient competed | AIA CZ5 | Commercial (New), Commercial (Existing) | Cooling (Equip.) | 999 | 0 | -478.7468 | -11776.656 | 0.016146 | 0.016419 | 0.015101 | 0.019683 | 0.020615 | 0.024114 | 0.025829 | 0.027179 | 0.028232 | 0.029125 | 0.02969 | 0.030134 | 0.030521 | 0.030849 | 0.031178 | 0.02909 | 0.027175 | 0.025352 | 0.024177 | 0.023281 | 0.021277 | 0.019525 | 0.017934 | 0.017346 | 0.015971 | 0.014715 | 0.013543 | 0.012489 | 0.011532 | 0.010659 | 0.0097811 | 0.0089622 | 0.0082289 | 0.0075858 | 0.0070066 | 0.0064924
ENERGY STAR Solar WH v. 3.2 | Baseline uncompeted | AIA CZ5 | Residential (New), Residential (Existing) | Water Heating | -6.0586 | 48.7733 | 65.5514 | 1612.493 | 0.34762 | 0.3481 | 0.3475 | 0.35124 | 0.35328 | 0.35281 | 0.34932 | 0.34715 | 0.34551 | 0.34473 | 0.3423 | 0.34009 | 0.3387 | 0.33792 | 0.33826 | 0.33838 | 0.33832 | 0.33723 | 0.33736 | 0.33744 | 0.33828 | 0.33938 | 0.33994 | 0.34063 | 0.34159 | 0.34272 | 0.34344 | 0.34432 | 0.34532 | 0.34653 | 0.34778 | 0.34911 | 0.35068 | 0.352 | 0.35367 | 0.35529
ENERGY STAR Solar WH v. 3.2 | Efficient uncompeted | AIA CZ5 | Residential (New), Residential (Existing) | Water Heating | -6.0586 | 48.7733 | 65.5514 | 1612.493 | 0.33301 | 0.31798 | 0.30233 | 0.29054 | 0.27749 | 0.2629 | 0.24673 | 0.2322 | 0.21865 | 0.20619 | 0.19329 | 0.18108 | 0.17499 | 0.17459 | 0.17477 | 0.17483 | 0.1748 | 0.17423 | 0.1743 | 0.17434 | 0.17477 | 0.17534 | 0.17563 | 0.17599 | 0.17649 | 0.17707 | 0.17744 | 0.1779 | 0.17841 | 0.17904 | 0.17968 | 0.18037 | 0.18118 | 0.18187 | 0.18273 | 0.18356
ENERGY STAR Solar WH v. 3.2 | Baseline competed | AIA CZ5 | Residential (New), Residential (Existing) | Water Heating | -6.0586 | 48.7733 | 999 | 999 | 2.9802e-17 | 1.7229e-17 | 8.3819e-18 | -5.0291e-17 | 1.4901e-17 | -4.4703e-17 | 7.4506e-18 | 1.4901e-17 | 0 | -5.2154e-17 | 1.8626e-17 | -2.9802e-17 | 2.2352e-17 | 3.7253e-17 | 7.4506e-18 | -4.4703e-17 | -7.4506e-18 | 1.4901e-17 | -3.7253e-17 | 4.4703e-17 | -2.2352e-17 | -7.4506e-18 | -2.2352e-17 | 0 | -1.4901e-17 | 5.9605e-17 | 1.4901e-17 | 4.4703e-17 | 7.4506e-17 | 2.9802e-17 | 2.9802e-17 | -7.4506e-17 | 2.9802e-17 | -5.9605e-17 | -1.4901e-17 | 0
ENERGY STAR Solar WH v. 3.2 | Efficient competed | AIA CZ5 | Residential (New), Residential (Existing) | Water Heating | -6.0586 | 48.7733 | 999 | 999 | -2.9802e-17 | -1.7695e-17 | -1.6764e-17 | -9.3132e-18 | -6.7987e-17 | -9.3132e-18 | 1.3039e-17 | -2.6077e-17 | 4.2841e-17 | 1.8626e-18 | 2.0489e-17 | 7.4506e-18 | 3.7253e-18 | -7.4506e-18 | 1.4901e-17 | 0 | 1.1176e-17 | 1.8626e-17 | 1.1176e-17 | -3.7253e-18 | 1.4901e-17 | 1.4901e-17 | -2.2352e-17 | 1.4901e-17 | 1.4901e-17 | 1.4901e-17 | 0 | 0 | -2.2352e-17 | -7.4506e-18 | 2.9802e-17 | 7.4506e-18 | -7.4506e-18 | -7.4506e-18 | -1.4901e-17 | 1.4901e-17
ENERGY STAR Solar WH v. 3.2 (FS) | Baseline uncompeted | AIA CZ5 | Residential (New), Residential (Existing) | Water Heating | -27.4037 | 999 | 534.4005 | 2944.5799 | 0.11417 | 0.11235 | 0.11092 | 0.11078 | 0.11098 | 0.11078 | 0.1105 | 0.11037 | 0.1104 | 0.1106 | 0.11103 | 0.11174 | 0.11269 | 0.11382 | 0.11514 | 0.11667 | 0.1182 | 0.11961 | 0.12097 | 0.12235 | 0.12375 | 0.12509 | 0.12639 | 0.12769 | 0.12897 | 0.13024 | 0.13156 | 0.13287 | 0.13422 | 0.13563 | 0.13712 | 0.13867 | 0.14026 | 0.14184 | 0.14339 | 0.14496
ENERGY STAR Solar WH v. 3.2 (FS) | Efficient uncompeted | AIA CZ5 | Residential (New), Residential (Existing) | Water Heating | -27.4037 | 999 | 534.4005 | 2944.5799 | 0.11467 | 0.11336 | 0.11211 | 0.11201 | 0.11213 | 0.11164 | 0.11054 | 0.10948 | 0.10856 | 0.10807 | 0.1075 | 0.10717 | 0.10728 | 0.10781 | 0.10881 | 0.1099 | 0.11087 | 0.11136 | 0.11217 | 0.1129 | 0.11385 | 0.11485 | 0.11565 | 0.11652 | 0.11743 | 0.11829 | 0.11914 | 0.11997 | 0.12085 | 0.12181 | 0.12283 | 0.12394 | 0.12519 | 0.12637 | 0.12757 | 0.12873
ENERGY STAR Solar WH v. 3.2 (FS) | Baseline competed | AIA CZ5 | Residential (New), Residential (Existing) | Water Heating | -27.4037 | 999 | 999 | 999 | -3.7253e-18 | -8.7166e-18 | -4.3074e-18 | 5.9954e-18 | 3.5507e-18 | 9.6043e-18 | 1.7113e-17 | -2.0256e-17 | 6.2864e-18 | -1.9791e-18 | -2.1188e-17 | 1.8626e-18 | 3.8301e-17 | 1.7695e-17 | -4.4238e-18 | -2.0955e-18 | -4.773e-18 | -7.2177e-18 | 1.1292e-17 | -5.5879e-18 | 4.0745e-18 | -8.0327e-18 | -1.7113e-17 | 5.5879e-18 | 1.5134e-18 | 2.3167e-17 | -3.0268e-18 | -2.8289e-17 | -2.1653e-17 | -2.7008e-17 | 2.3865e-17 | 1.4435e-17 | 5.2387e-18 | -3.539e-17 | 2.0256e-17 | -1.4319e-17
ENERGY STAR Solar WH v. 3.2 (FS) | Efficient competed | AIA CZ5 | Residential (New), Residential (Existing) | Water Heating | -27.4037 | 999 | 999 | 999 | 2.794e-18 | -1.4057e-17 | -1.5716e-18 | -9.9535e-18 | -7.6834e-18 | -9.3714e-18 | 9.6625e-18 | -1.1758e-17 | -8.7311e-18 | 1.688e-17 | 3.8417e-18 | -7.3342e-18 | -4.5402e-18 | 5.2387e-18 | -6.4028e-18 | 1.0477e-18 | 4.5402e-18 | -6.9849e-19 | -2.1304e-17 | -5.8208e-18 | -7.1013e-18 | -2.0722e-17 | -1.397e-18 | 6.2864e-18 | -1.9092e-17 | 1.7462e-18 | 2.8173e-17 | 1.1991e-17 | -2.4913e-17 | -1.1176e-17 | -1.2806e-17 | -1.2107e-17 | -1.3504e-17 | 2.4447e-17 | -4.3074e-18 | -2.4913e-17
ENERGY STAR Windows v. 6.0 | Baseline uncompeted | AIA CZ5 | Residential (New), Residential (Existing) | Heating (Env.), Cooling (Env.) | 999 | 0 | 999 | 999 | 0.56962 | 0.53717 | 0.49254 | 0.61701 | 0.56827 | 0.57014 | 0.56792 | 0.56515 | 0.56196 | 0.55972 | 0.55606 | 0.55294 | 0.55129 | 0.5505 | 0.55143 | 0.55222 | 0.55296 | 0.55227 | 0.55288 | 0.55391 | 0.55587 | 0.55813 | 0.56018 | 0.56239 | 0.56487 | 0.56758 | 0.56984 | 0.57244 | 0.57511 | 0.57788 | 0.58055 | 0.58344 | 0.58625 | 0.58871 | 0.59143 | 0.59438
ENERGY STAR Windows v. 6.0 | Efficient uncompeted | AIA CZ5 | Residential (New), Residential (Existing) | Heating (Env.), Cooling (Env.) | 999 | 0 | 999 | 999 | 0.56838 | 0.5346 | 0.48897 | 0.61096 | 0.56143 | 0.56239 | 0.55936 | 0.55602 | 0.55258 | 0.55036 | 0.5471 | 0.54491 | 0.54474 | 0.54616 | 0.54994 | 0.55433 | 0.55959 | 0.56437 | 0.57109 | 0.57932 | 0.58972 | 0.60114 | 0.61315 | 0.62668 | 0.6393 | 0.65236 | 0.6652 | 0.67855 | 0.69227 | 0.70635 | 0.72039 | 0.73494 | 0.74959 | 0.76383 | 0.77859 | 0.79382
ENERGY STAR Windows v. 6.0 | Baseline competed | AIA CZ5 | Residential (New), Residential (Existing) | Heating (Env.), Cooling (Env.) | 999 | 0 | 0 | 0 | 0.25287 | 0.23465 | 0.35291 | 0.47234 | 0.44269 | 0.43408 | 0.42004 | 0.40745 | 0.39876 | 0.39132 | 0.38552 | 0.37924 | 0.37348 | 0.36776 | 0.36251 | 0.3627 | 0.3563 | 0.3467 | 0.33618 | 0.32372 | 0.30948 | 0.29463 | 0.27867 | 0.25855 | 0.24038 | 0.22246 | 0.20581 | 0.19036 | 0.17556 | 0.16172 | 0.15427 | 0.1512 | 0.14827 | 0.14542 | 0.14355 | 0.142
ENERGY STAR Windows v. 6.0 | Efficient competed | AIA CZ5 | Residential (New), Residential (Existing) | Heating (Env.), Cooling (Env.) | 999 | 0 | 0 | 0 | 0.25212 | 0.23309 | 0.34862 | 0.46437 | 0.43312 | 0.4217 | 0.40506 | 0.39003 | 0.3793 | 0.37002 | 0.36288 | 0.35561 | 0.34919 | 0.34328 | 0.33808 | 0.33951 | 0.33411 | 0.32581 | 0.31647 | 0.30533 | 0.29248 | 0.27896 | 0.26424 | 0.24545 | 0.22785 | 0.21035 | 0.19421 | 0.17934 | 0.16532 | 0.15261 | 0.14608 | 0.14414 | 0.14248 | 0.14096 | 0.14097 | 0.14159
Prospective AFDD + Submetering 2030 | Baseline uncompeted | AIA CZ5 | Commercial (New), Commercial (Existing) | Heating (Equip.), Cooling (Equip.), Ventilation | 92.4474 | 1.0816 | 1.5745 | 36.1028 | 0.90584 | 0.9034 | 0.84995 | 0.92262 | 0.87167 | 0.88463 | 0.879 | 0.8724 | 0.86535 | 0.85941 | 0.85103 | 0.83967 | 0.83118 | 0.82452 | 0.8205 | 0.81579 | 0.81108 | 0.80455 | 0.80013 | 0.79593 | 0.79305 | 0.79062 | 0.78776 | 0.78551 | 0.78421 | 0.78297 | 0.78139 | 0.7805 | 0.77991 | 0.77958 | 0.77943 | 0.77981 | 0.78058 | 0.78111 | 0.78232 | 0.78401
Prospective AFDD + Submetering 2030 | Efficient uncompeted | AIA CZ5 | Commercial (New), Commercial (Existing) | Heating (Equip.), Cooling (Equip.), Ventilation | 92.4474 | 1.0816 | 1.5745 | 36.1028 | 0.90584 | 0.9034 | 0.84995 | 0.92262 | 0.87167 | 0.88463 | 0.879 | 0.8724 | 0.86535 | 0.85941 | 0.85103 | 0.83967 | 0.83118 | 0.82452 | 0.8205 | 0.80037 | 0.78167 | 0.762 | 0.74484 | 0.72856 | 0.71308 | 0.69782 | 0.68266 | 0.66814 | 0.65498 | 0.64254 | 0.63017 | 0.61888 | 0.60832 | 0.59867 | 0.58959 | 0.58157 | 0.57481 | 0.56969 | 0.56595 | 0.56336
Prospective AFDD + Submetering 2030 | Baseline competed | AIA CZ5 | Commercial (New), Commercial (Existing) | Heating (Equip.), Cooling (Equip.), Ventilation | 92.4474 | 1.0816 | 6.2643 | 154.0943 | 0.16136 | 0.16423 | 0.14496 | 0.14213 | 0.13698 | 0.12657 | 0.12428 | 0.12211 | 0.12004 | 0.11842 | 0.11646 | 0.11277 | 0.10963 | 0.10692 | 0.10475 | 0.14845 | 0.152 | 0.15447 | 0.15618 | 0.15715 | 0.16177 | 0.16604 | 0.16967 | 0.17129 | 0.17482 | 0.17766 | 0.18045 | 0.18347 | 0.1856 | 0.18689 | 0.1877 | 0.18841 | 0.18888 | 0.18732 | 0.18582 | 0.18447
Prospective AFDD + Submetering 2030 | Efficient competed | AIA CZ5 | Commercial (New), Commercial (Existing) | Heating (Equip.), Cooling (Equip.), Ventilation | 92.4474 | 1.0816 | 6.2643 | 154.0943 | 0.16133 | 0.16421 | 0.14494 | 0.1421 | 0.13694 | 0.12659 | 0.12429 | 0.1221 | 0.12002 | 0.11838 | 0.1164 | 0.11269 | 0.10955 | 0.10683 | 0.10465 | 0.14523 | 0.1458 | 0.14538 | 0.14422 | 0.14247 | 0.14361 | 0.14421 | 0.14422 | 0.1425 | 0.1426 | 0.14236 | 0.14216 | 0.14225 | 0.14174 | 0.14074 | 0.13949 | 0.13834 | 0.13735 | 0.13543 | 0.13374 | 0.1322
Prospective Com. Comfort Ctl. 2030 | Baseline uncompeted | AIA CZ5 | Commercial (New), Commercial (Existing) | Heating (Equip.), Cooling (Equip.), Ventilation, Lighting | 50.2934 | 1.9545 | 3.9019 | 91.7512 | 0.75024 | 0.7473 | 0.7094 | 0.75366 | 0.71826 | 0.72488 | 0.71809 | 0.71125 | 0.70474 | 0.69966 | 0.69254 | 0.68342 | 0.67668 | 0.67155 | 0.66873 | 0.66281 | 0.65716 | 0.65024 | 0.64544 | 0.64097 | 0.63783 | 0.63527 | 0.63242 | 0.63015 | 0.62879 | 0.62543 | 0.62209 | 0.61965 | 0.6177 | 0.61624 | 0.61507 | 0.61438 | 0.6142 | 0.61389 | 0.61426 | 0.61511
Prospective Com. Comfort Ctl. 2030 | Efficient uncompeted | AIA CZ5 | Commercial (New), Commercial (Existing) | Heating (Equip.), Cooling (Equip.), Ventilation, Lighting | 50.2934 | 1.9545 | 3.9019 | 91.7512 | 0.75024 | 0.7473 | 0.7094 | 0.75366 | 0.71826 | 0.72488 | 0.71809 | 0.71125 | 0.70474 | 0.69966 | 0.69254 | 0.68342 | 0.67668 | 0.67155 | 0.66873 | 0.64071 | 0.61577 | 0.59087 | 0.56892 | 0.5483 | 0.52866 | 0.50959 | 0.49103 | 0.47334 | 0.45701 | 0.44451 | 0.43264 | 0.42175 | 0.41158 | 0.40224 | 0.39345 | 0.38544 | 0.37865 | 0.37361 | 0.36969 | 0.36672
Prospective Com. Comfort Ctl. 2030 | Baseline competed | AIA CZ5 | Commercial (New), Commercial (Existing) | Heating (Equip.), Cooling (Equip.), Ventilation, Lighting | 50.2934 | 1.9545 | 533.8628 | 13132.4504 | 0.071888 | 0.073353 | 0.060227 | 0.059083 | 0.057113 | 0.046274 | 0.045283 | 0.044369 | 0.043522 | 0.042858 | 0.042047 | 0.040556 | 0.03927 | 0.03815 | 0.03723 | 0.0052355 | 0.0052783 | 0.0052927 | 0.0053573 | 0.0054013 | 0.0052092 | 0.005042 | 0.0048808 | 0.0047876 | 0.0046548 | 0.0045091 | 0.0043688 | 0.0042468 | 0.0041229 | 0.003954 | 0.0037201 | 0.0035065 | 0.0033275 | 0.0031725 | 0.003032 | 0.00291
Prospective Com. Comfort Ctl. 2030 | Efficient competed | AIA CZ5 | Commercial (New), Commercial (Existing) | Heating (Equip.), Cooling (Equip.), Ventilation, Lighting | 50.2934 | 1.9545 | 533.8628 | 13132.4504 | 0.071884 | 0.073355 | 0.060228 | 0.05908 | 0.057108 | 0.046296 | 0.045292 | 0.044366 | 0.043507 | 0.042831 | 0.042009 | 0.040509 | 0.039215 | 0.038087 | 0.03716 | 0.004997 | 0.0048917 | 0.0047679 | 0.0046915 | 0.0045968 | 0.0042942 | 0.0040194 | 0.0037633 | 0.0035765 | 0.0033746 | 0.0031868 | 0.0030205 | 0.0028739 | 0.002735 | 0.0025768 | 0.0023829 | 0.0022113 | 0.0020714 | 0.0019627 | 0.0018671 | 0.001783
Prospective Com. Occupancy Ctl. 2030 | Baseline uncompeted | AIA CZ5 | Commercial (New), Commercial (Existing) | Heating (Equip.), Cooling (Equip.), Ventilation, Lighting | 50.1039 | 1.9615 | 3.9582 | 92.931 | 0.75024 | 0.7473 | 0.7094 | 0.75366 | 0.71826 | 0.72488 | 0.71809 | 0.71125 | 0.70474 | 0.69966 | 0.69254 | 0.68342 | 0.67668 | 0.67155 | 0.66873 | 0.66281 | 0.65716 | 0.65024 | 0.64544 | 0.64097 | 0.63783 | 0.63527 | 0.63242 | 0.63015 | 0.62879 | 0.62543 | 0.62209 | 0.61965 | 0.6177 | 0.61624 | 0.61507 | 0.61438 | 0.6142 | 0.61389 | 0.61426 | 0.61511
Prospective Com. Occupancy Ctl. 2030 | Efficient uncompeted | AIA CZ5 | Commercial (New), Commercial (Existing) | Heating (Equip.), Cooling (Equip.), Ventilation, Lighting | 50.1039 | 1.9615 | 3.9582 | 92.931 | 0.75024 | 0.7473 | 0.7094 | 0.75366 | 0.71826 | 0.72488 | 0.71809 | 0.71125 | 0.70474 | 0.69966 | 0.69254 | 0.68342 | 0.67668 | 0.67155 | 0.66873 | 0.64695 | 0.6274 | 0.60754 | 0.59037 | 0.57425 | 0.55918 | 0.54465 | 0.53041 | 0.51695 | 0.50472 | 0.49441 | 0.48454 | 0.47566 | 0.46746 | 0.46001 | 0.45306 | 0.44681 | 0.44162 | 0.43772 | 0.43483 | 0.43278
Prospective Com. Occupancy Ctl. 2030 | Baseline competed | AIA CZ5 | Commercial (New), Commercial (Existing) | Heating (Equip.), Cooling (Equip.), Ventilation, Lighting | 50.1039 | 1.9615 | 73.0776 | 1797.6295 | 0.071888 | 0.073353 | 0.060227 | 0.059083 | 0.057113 | 0.046274 | 0.045283 | 0.044369 | 0.043522 | 0.042858 | 0.042047 | 0.040556 | 0.03927 | 0.03815 | 0.03723 | 0.031163 | 0.031791 | 0.032219 | 0.03239 | 0.032371 | 0.033355 | 0.03427 | 0.035079 | 0.035299 | 0.036128 | 0.03687 | 0.037503 | 0.038186 | 0.03887 | 0.039189 | 0.039201 | 0.039178 | 0.039167 | 0.039498 | 0.039749 | 0.039943
Prospective Com. Occupancy Ctl. 2030 | Efficient competed | AIA CZ5 | Commercial (New), Commercial (Existing) | Heating (Equip.), Cooling (Equip.), Ventilation, Lighting | 50.1039 | 1.9615 | 73.0776 | 1797.6295 | 0.071884 | 0.073355 | 0.060228 | 0.05908 | 0.057108 | 0.046296 | 0.045292 | 0.044366 | 0.043507 | 0.042831 | 0.042009 | 0.040509 | 0.039215 | 0.038087 | 0.03716 | 0.030483 | 0.030528 | 0.030388 | 0.030009 | 0.029475 | 0.029784 | 0.029962 | 0.030033 | 0.029591 | 0.029703 | 0.029773 | 0.029773 | 0.02983 | 0.02991 | 0.029745 | 0.029368 | 0.028992 | 0.028684 | 0.028753 | 0.028799 | 0.028808
Prospective Commercial Adv Refrigerator | Baseline uncompeted | AIA CZ5 | Commercial (New), Commercial (Existing) | Refrigeration | -27.3187 | 999 | 1010.0716 | 24846.6741 | 0.31528 | 0.31966 | 0.32139 | 0.32241 | 0.3241 | 0.32401 | 0.32057 | 0.31755 | 0.31518 | 0.31422 | 0.31249 | 0.3114 | 0.31119 | 0.31166 | 0.31327 | 0.31415 | 0.31493 | 0.31483 | 0.31592 | 0.3168 | 0.31826 | 0.32001 | 0.32132 | 0.32282 | 0.32466 | 0.32637 | 0.32794 | 0.32959 | 0.33138 | 0.3333 | 0.33528 | 0.33741 | 0.33985 | 0.34213 | 0.34456 | 0.34684
Prospective Commercial Adv Refrigerator | Efficient uncompeted | AIA CZ5 | Commercial (New), Commercial (Existing) | Refrigeration | -27.3187 | 999 | 1010.0716 | 24846.6741 | 0.31528 | 0.31966 | 0.32139 | 0.32241 | 0.3241 | 0.31313 | 0.30067 | 0.28957 | 0.27996 | 0.27246 | 0.26458 | 0.25755 | 0.25181 | 0.24723 | 0.24404 | 0.24457 | 0.24546 | 0.2457 | 0.24694 | 0.24794 | 0.24998 | 0.25222 | 0.25405 | 0.25595 | 0.25805 | 0.25999 | 0.26179 | 0.26362 | 0.26552 | 0.26749 | 0.26947 | 0.27155 | 0.27384 | 0.27598 | 0.27821 | 0.2803
Prospective Commercial Adv Refrigerator | Baseline competed | AIA CZ5 | Commercial (New), Commercial (Existing) | Refrigeration | -27.3187 | 999 | 999 | 999 | 0.11365 | 0.11524 | 0.026211 | 0.026273 | 0.026382 | -2.4424e-16 | 9.8255e-17 | 3.4459e-17 | 7.8231e-17 | -3.7253e-18 | 2.3236e-16 | -1.5367e-17 | -1.0896e-16 | 4.6566e-18 | -1.4948e-16 | -5.5879e-18 | -1.7136e-16 | -3.39e-16 | 9.3132e-18 | 9.6392e-17 | 1.9977e-16 | 2.0862e-16 | 4.5635e-16 | 1.5646e-16 | -1.4622e-16 | 5.0291e-17 | -2.943e-16 | -2.9523e-16 | 1.9837e-16 | 5.5879e-18 | -3.5018e-16 | 1.2666e-16 | 3.7253e-18 | -2.7008e-17 | -6.1467e-17 | -4.7684e-16
Prospective Commercial Adv Refrigerator | Efficient competed | AIA CZ5 | Commercial (New), Commercial (Existing) | Refrigeration | -27.3187 | 999 | 999 | 999 | 0.11365 | 0.11524 | 0.026211 | 0.026273 | 0.026382 | -4.6566e-17 | -4.3306e-17 | -4.1444e-17 | 9.2201e-17 | -1.383e-16 | -1.4901e-17 | 7.3109e-17 | -7.3574e-17 | 1.8161e-16 | 5.0291e-17 | -2.8405e-17 | 8.0094e-17 | -6.333e-17 | -5.4017e-17 | -1.4761e-16 | 3.3528e-17 | -6.1467e-17 | 1.1735e-16 | 2.8871e-17 | 1.4901e-17 | 8.3819e-17 | 7.1712e-17 | 2.794e-17 | -1.1828e-16 | -3.7253e-18 | 8.7544e-17 | 1.8999e-16 | -6.2399e-17 | -9.5926e-17 | -4.6566e-17 | -2.4214e-17
Prospective Commercial AVCT HVAC | Baseline uncompeted | AIA CZ5 | Commercial (New), Commercial (Existing) | Heating (Equip.), Cooling (Equip.) | 999 | 0 | -768.1929 | -18896.7172 | 0.035571 | 0.03773 | 0.036749 | 0.039653 | 0.036493 | 0.037103 | 0.03652 | 0.035937 | 0.035268 | 0.034696 | 0.03399 | 0.033375 | 0.032855 | 0.03242 | 0.032116 | 0.031808 | 0.031487 | 0.031065 | 0.030782 | 0.030491 | 0.030269 | 0.030074 | 0.029838 | 0.029616 | 0.029436 | 0.02928 | 0.029101 | 0.028949 | 0.028815 | 0.028682 | 0.028555 | 0.028443 | 0.028351 | 0.028239 | 0.028158 | 0.028089
Prospective Commercial AVCT HVAC | Efficient uncompeted | AIA CZ5 | Commercial (New), Commercial (Existing) | Heating (Equip.), Cooling (Equip.) | 999 | 0 | -768.1929 | -18896.7172 | 0.035571 | 0.03773 | 0.036749 | 0.039653 | 0.036493 | 0.035829 | 0.03412 | 0.032505 | 0.030898 | 0.029459 | 0.027983 | 0.026653 | 0.025463 | 0.024396 | 0.02348 | 0.022607 | 0.021766 | 0.020902 | 0.020189 | 0.019525 | 0.018941 | 0.018387 | 0.017782 | 0.017445 | 0.017264 | 0.017101 | 0.016927 | 0.016771 | 0.016629 | 0.016492 | 0.01636 | 0.016238 | 0.016129 | 0.01601 | 0.015911 | 0.015819
Prospective Commercial AVCT HVAC | Baseline competed | AIA CZ5 | Commercial (New), Commercial (Existing) | Heating (Equip.), Cooling (Equip.) | 999 | 0 | 999 | 999 | -0.00026228 | -0.00020776 | -0.00017037 | -0.00025487 | -0.00026646 | 3.7253e-18 | 1.5949e-17 | 1.5134e-18 | 9.3132e-19 | -4.5402e-18 | 9.4296e-18 | 1.2806e-18 | -5.8208e-19 | -3.9581e-18 | 6.9849e-18 | -8.0327e-18 | 4.4238e-18 | -1.1758e-17 | -9.5461e-18 | 3.7253e-18 | -1.0012e-17 | 7.9162e-18 | 8.8476e-18 | -1.9558e-17 | 1.3271e-17 | -6.0536e-18 | -6.0536e-18 | -7.9162e-18 | 7.9162e-18 | 4.191e-18 | 9.3132e-19 | 6.9849e-18 | 8.3819e-18 | -4.6566e-19 | 6.0536e-18 | -1.1176e-17
Prospective Commercial AVCT HVAC | Efficient competed | AIA CZ5 | Commercial (New), Commercial (Existing) | Heating (Equip.), Cooling (Equip.) | 999 | 0 | 999 | 999 | -0.00026357 | -0.00021005 | -0.00017314 | -0.00025921 | -0.00027159 | -2.7358e-18 | -5.8208e-19 | 8.9058e-18 | 2.5611e-18 | -7.9744e-18 | -9.3132e-19 | -1.8626e-18 | 1.3737e-17 | -1.3388e-17 | 3.9581e-18 | 5.9372e-18 | -1.397e-18 | -3.1432e-18 | 8.6147e-18 | -6.5193e-18 | 1.1642e-18 | 3.2596e-18 | -2.0955e-18 | -1.1642e-18 | -2.6776e-18 | -1.7462e-18 | 7.2177e-18 | -4.6566e-19 | 2.5611e-18 | 3.4925e-19 | -4.6566e-18 | -4.8894e-18 | 5.9372e-18 | -4.6566e-18 | 5.8208e-18 | 4.6566e-19
Prospective Commercial AVCT HVAC (FS) | Baseline uncompeted | AIA CZ5 | Commercial (New), Commercial (Existing) | Heating (Equip.), Cooling (Equip.) | 1.3983 | 18.089 | 15.9484 | 295.5766 | 0.43599 | 0.42986 | 0.39601 | 0.45279 | 0.42349 | 0.42976 | 0.42853 | 0.42641 | 0.42352 | 0.42059 | 0.41692 | 0.4141 | 0.41255 | 0.41162 | 0.41161 | 0.41141 | 0.41125 | 0.41028 | 0.40984 | 0.40953 | 0.40962 | 0.40975 | 0.40975 | 0.41 | 0.41054 | 0.41116 | 0.41164 | 0.41237 | 0.41313 | 0.4139 | 0.41468 | 0.41569 | 0.41675 | 0.41769 | 0.41879 | 0.42013
Prospective Commercial AVCT HVAC (FS) | Efficient uncompeted | AIA CZ5 | Commercial (New), Commercial (Existing) | Heating (Equip.), Cooling (Equip.) | 1.3983 | 18.089 | 15.9484 | 295.5766 | 0.43599 | 0.42986 | 0.39601 | 0.45279 | 0.42349 | 0.41408 | 0.39856 | 0.38299 | 0.36754 | 0.35298 | 0.33841 | 0.3252 | 0.31366 | 0.3032 | 0.29425 | 0.28588 | 0.27794 | 0.26971 | 0.26254 | 0.25598 | 0.25026 | 0.24509 | 0.24017 | 0.23655 | 0.23411 | 0.23376 | 0.2336 | 0.23362 | 0.23373 | 0.23391 | 0.23414 | 0.23456 | 0.23512 | 0.23557 | 0.23627 | 0.23711
Prospective Commercial AVCT HVAC (FS) | Baseline competed | AIA CZ5 | Commercial (New), Commercial (Existing) | Heating (Equip.), Cooling (Equip.) | 1.3983 | 18.089 | 999 | 999 | 0.0079259 | 0.0085218 | 0.00092681 | 0.0007325 | 0.00058825 | -3.2037e-16 | 1.0943e-16 | 1.5227e-16 | 2.7008e-16 | 2.8498e-16 | 1.8813e-16 | 8.5216e-17 | 2.5565e-16 | 1.1083e-16 | 1.0384e-16 | -1.8673e-16 | 2.6636e-16 | -4.8988e-16 | -4.3865e-16 | -4.9639e-16 | -2.2072e-16 | 3.2224e-16 | 1.1921e-16 | -1.1176e-16 | -3.2969e-16 | -2.5146e-16 | 3.2596e-16 | -1.1548e-16 | 2.0675e-16 | 5.7742e-17 | 4.4703e-16 | 2.645e-16 | -1.2666e-16 | -1.6391e-16 | -1.4901e-17 | -1.8161e-16
Prospective Commercial AVCT HVAC (FS) | Efficient competed | AIA CZ5 | Commercial (New), Commercial (Existing) | Heating (Equip.), Cooling (Equip.) | 1.3983 | 18.089 | 999 | 999 | 0.0079039 | 0.0084925 | 0.00088146 | 0.00066314 | 0.00051154 | -3.3039e-16 | 8.8941e-17 | -3.3993e-17 | -2.1653e-16 | 1.1176e-17 | -3.2457e-16 | 4.1444e-17 | 9.9652e-17 | 5.3085e-17 | -1.1688e-16 | 1.8533e-16 | 9.2667e-17 | -1.0338e-16 | 1.5786e-16 | -2.0955e-17 | -8.3819e-18 | -1.7695e-17 | -5.0291e-17 | 1.2852e-16 | 5.5414e-17 | -2.7474e-17 | -1.1176e-17 | -1.1176e-17 | -1.2759e-16 | -2.6077e-17 | -1.4063e-16 | 1.0105e-16 | 1.0664e-16 | -9.2201e-17 | -1.3364e-16 | 6.9384e-17
Prospective Commercial CO2 HPWH | Baseline uncompeted | AIA CZ5 | Commercial (New), Commercial (Existing) | Water Heating | 999 | 0 | -382.8759 | -9418.3339 | 0.016997 | 0.01679 | 0.016416 | 0.016051 | 0.015634 | 0.0153 | 0.014914 | 0.014597 | 0.014324 | 0.014086 | 0.013801 | 0.013542 | 0.013326 | 0.013138 | 0.013002 | 0.012857 | 0.012699 | 0.0125 | 0.012344 | 0.01218 | 0.01204 | 0.01191 | 0.011758 | 0.011622 | 0.011497 | 0.011382 | 0.011254 | 0.011132 | 0.011015 | 0.010902 | 0.010789 | 0.010681 | 0.010579 | 0.010471 | 0.010379 | 0.01028
Prospective Commercial CO2 HPWH | Efficient uncompeted | AIA CZ5 | Commercial (New), Commercial (Existing) | Water Heating | 999 | 0 | -382.8759 | -9418.3339 | 0.016997 | 0.01679 | 0.016416 | 0.016051 | 0.015634 | 0.014215 | 0.012949 | 0.011843 | 0.010855 | 0.0099721 | 0.0091232 | 0.0083565 | 0.0076316 | 0.0069439 | 0.0063303 | 0.0057604 | 0.005326 | 0.0051365 | 0.0049744 | 0.0048161 | 0.0046748 | 0.0045359 | 0.0044107 | 0.0043386 | 0.0043147 | 0.0042904 | 0.0042611 | 0.0042284 | 0.0041994 | 0.0041731 | 0.0041455 | 0.004118 | 0.0040918 | 0.0040629 | 0.0040404 | 0.004015
Prospective Commercial CO2 HPWH | Baseline competed | AIA CZ5 | Commercial (New), Commercial (Existing) | Water Heating | 999 | 0 | 999 | 999 | 0.0028328 | 1.9209e-18 | -2.623e-18 | -1.3461e-18 | 3.3542e-18 | -2.6703e-18 | 1.9209e-18 | -1.055e-18 | 6.17e-18 | -1.7462e-19 | -2.11e-18 | 1.0477e-18 | 2.6484e-18 | 8.8767e-19 | 2.8958e-18 | 1.2515e-18 | -6.039e-18 | 1.397e-18 | -2.1391e-18 | -8.2509e-18 | -3.2742e-18 | -2.7067e-18 | 4.1036e-18 | -1.6298e-18 | -2.3865e-18 | -1.8626e-18 | -6.8685e-18 | -8.4401e-19 | 7.2177e-18 | 3.6089e-18 | 5.5006e-18 | -5.9663e-19 | 9.3132e-19 | 8.1491e-19 | -9.6043e-18 | 6.8394e-19
Prospective Commercial CO2 HPWH | Efficient competed | AIA CZ5 | Commercial (New), Commercial (Existing) | Water Heating | 999 | 0 | 999 | 999 | 0.0028328 | 1.9209e-18 | -2.623e-18 | -1.3461e-18 | 3.3542e-18 | 1.2369e-18 | -1.2224e-18 | 2.3429e-18 | 4.3074e-18 | 1.3024e-18 | -9.5315e-19 | -1.8699e-18 | 7.4942e-19 | 3.5361e-18 | 2.161e-18 | 8.8039e-19 | -1.4843e-18 | 2.1319e-18 | 3.6016e-19 | 3.718e-18 | -1.4043e-18 | -1.2078e-18 | 4.7658e-19 | 4.9113e-19 | -2.5684e-18 | 1.0368e-18 | 6.6211e-19 | -5.6025e-19 | 1.8117e-18 | -1.0914e-19 | -6.3301e-19 | -5.457e-20 | 4.984e-19 | -1.6917e-18 | -7.8944e-19 | -5.0932e-19
Prospective Commercial CO2 HPWH (FS) | Baseline uncompeted | AIA CZ5 | Commercial (New), Commercial (Existing) | Water Heating | -14.367 | 37.8047 | 36.0643 | 542.9076 | 0.081755 | 0.084071 | 0.085088 | 0.086337 | 0.087457 | 0.088342 | 0.088954 | 0.089432 | 0.089739 | 0.089913 | 0.090131 | 0.090599 | 0.091302 | 0.092097 | 0.092922 | 0.093782 | 0.094715 | 0.095574 | 0.096381 | 0.097207 | 0.098053 | 0.098877 | 0.099684 | 0.10054 | 0.10143 | 0.1023 | 0.10319 | 0.10407 | 0.1049 | 0.10572 | 0.10652 | 0.10734 | 0.10815 | 0.10893 | 0.10965 | 0.11037
Prospective Commercial CO2 HPWH (FS) | Efficient uncompeted | AIA CZ5 | Commercial (New), Commercial (Existing) | Water Heating | -14.367 | 37.8047 | 36.0643 | 542.9076 | 0.081755 | 0.084071 | 0.085088 | 0.086337 | 0.087457 | 0.083846 | 0.080353 | 0.07681 | 0.073235 | 0.069768 | 0.0664 | 0.063085 | 0.059817 | 0.056727 | 0.053863 | 0.052162 | 0.051992 | 0.051637 | 0.051421 | 0.051168 | 0.051008 | 0.051106 | 0.051438 | 0.05182 | 0.052239 | 0.05263 | 0.053013 | 0.053373 | 0.05372 | 0.054059 | 0.05439 | 0.054738 | 0.05513 | 0.055471 | 0.055802 | 0.056108
Prospective Commercial CO2 HPWH (FS) | Baseline competed | AIA CZ5 | Commercial (New), Commercial (Existing) | Water Heating | -14.367 | 37.8047 | 999 | 999 | 9.6878e-05 | -2.2992e-18 | 5.5879e-18 | 4.0745e-19 | -1.3737e-17 | 1.5716e-18 | 1.7171e-17 | 2.4622e-17 | -7.4506e-18 | 2.4214e-17 | 5.9372e-18 | -2.794e-18 | 1.3737e-17 | 1.0361e-17 | -2.8173e-17 | -1.3271e-17 | -2.4214e-17 | -3.2596e-18 | 3.7253e-18 | -4.9593e-17 | -1.8394e-17 | 9.7789e-18 | -2.8871e-17 | -5.5879e-18 | 5.1223e-18 | 2.0955e-17 | -1.0245e-17 | -1.071e-17 | 1.5832e-17 | 1.0245e-17 | 7.4506e-18 | -6.0536e-18 | 4.6566e-18 | 2.468e-17 | 1.6298e-18 | -1.8626e-17
Prospective Commercial CO2 HPWH (FS) | Efficient competed | AIA CZ5 | Commercial (New), Commercial (Existing) | Water Heating | -14.367 | 37.8047 | 999 | 999 | 9.6878e-05 | -2.2992e-18 | 5.5879e-18 | 4.0745e-19 | -1.3737e-17 | -3.8999e-18 | -5.7044e-18 | -2.7474e-17 | -5.1223e-18 | 1.8044e-17 | -8.8476e-18 | -3.2596e-18 | -3.7253e-18 | -2.4447e-18 | -1.56e-17 | -2.9104e-18 | -6.8685e-18 | -5.8208e-18 | -1.5134e-17 | -1.2922e-17 | -1.3039e-17 | 2.6776e-18 | -1.0361e-17 | 1.1525e-17 | 1.3039e-17 | 2.4098e-17 | -8.3819e-18 | -2.2119e-18 | 6.5193e-18 | 1.0361e-17 | -6.9849e-19 | -1.3737e-17 | -3.8417e-18 | -5.8208e-19 | -9.3132e-19 | 2.0256e-17
Prospective Commercial Comfort Ctl. | Baseline uncompeted | AIA CZ5 | Commercial (New), Commercial (Existing) | Heating (Equip.), Cooling (Equip.), Ventilation, Lighting | 88.8414 | 1.1236 | 2.0454 | 48.9717 | 0.14 | 0.14056 | 0.13583 | 0.14074 | 0.13591 | 0.13707 | 0.13597 | 0.13494 | 0.13402 | 0.13346 | 0.13247 | 0.13079 | 0.12959 | 0.12875 | 0.12843 | 0.12746 | 0.12657 | 0.12546 | 0.12485 | 0.12434 | 0.12416 | 0.12416 | 0.12413 | 0.12425 | 0.12466 | 0.12474 | 0.12486 | 0.1252 | 0.1257 | 0.12637 | 0.12716 | 0.12812 | 0.1293 | 0.13051 | 0.13193 | 0.13351
Prospective Commercial Comfort Ctl. | Efficient uncompeted | AIA CZ5 | Commercial (New), Commercial (Existing) | Heating (Equip.), Cooling (Equip.), Ventilation, Lighting | 88.8414 | 1.1236 | 2.0454 | 48.9717 | 0.14 | 0.14056 | 0.13583 | 0.14074 | 0.13591 | 0.13707 | 0.13597 | 0.13494 | 0.13402 | 0.13346 | 0.13013 | 0.12641 | 0.12327 | 0.12057 | 0.11844 | 0.11586 | 0.11344 | 0.11093 | 0.10896 | 0.10715 | 0.10606 | 0.10512 | 0.10418 | 0.1034 | 0.10288 | 0.10216 | 0.10148 | 0.10111 | 0.10116 | 0.10141 | 0.10178 | 0.10238 | 0.10313 | 0.10391 | 0.10487 | 0.10594
Prospective Commercial Comfort Ctl. | Baseline competed | AIA CZ5 | Commercial (New), Commercial (Existing) | Heating (Equip.), Cooling (Equip.), Ventilation, Lighting | 88.8414 | 1.1236 | 11.6099 | 285.5901 | 0.01291 | 0.013163 | 0.011796 | 0.011667 | 0.011518 | 0.00081066 | 0.00074642 | 0.00068558 | 0.0006294 | 0.00057984 | 0.0036973 | 0.0064745 | 0.0089786 | 0.011257 | 0.013369 | 0.015071 | 0.016546 | 0.017795 | 0.018841 | 0.0197 | 0.020811 | 0.021821 | 0.022654 | 0.023373 | 0.024086 | 0.024505 | 0.025068 | 0.023811 | 0.022734 | 0.021816 | 0.021038 | 0.020394 | 0.019879 | 0.019444 | 0.01899 | 0.018628
Prospective Commercial Comfort Ctl. | Efficient competed | AIA CZ5 | Commercial (New), Commercial (Existing) | Heating (Equip.), Cooling (Equip.), Ventilation, Lighting | 88.8414 | 1.1236 | 11.6099 | 285.5901 | 0.012912 | 0.013168 | 0.011802 | 0.011675 | 0.011526 | 0.00082027 | 0.00075672 | 0.00069633 | 0.0006404 | 0.00059092 | 0.0036555 | 0.0063098 | 0.008637 | 0.010696 | 0.012554 | 0.013999 | 0.015204 | 0.016182 | 0.016959 | 0.017557 | 0.018362 | 0.019043 | 0.019556 | 0.019967 | 0.02037 | 0.020526 | 0.020803 | 0.01961 | 0.018664 | 0.017867 | 0.017191 | 0.016629 | 0.016177 | 0.015795 | 0.015401 | 0.015082
Prospective Commercial Integrated NGHP | Baseline uncompeted | AIA CZ5 | Commercial (New), Commercial (Existing) | Heating (Equip.), Cooling (Equip.), Water Heating | 999 | 0 | -21.7955 | -410.7965 | 0.28546 | 0.27261 | 0.25823 | 0.30663 | 0.30232 | 0.29587 | 0.29617 | 0.29598 | 0.2952 | 0.29389 | 0.29275 | 0.29229 | 0.29265 | 0.2932 | 0.29391 | 0.29468 | 0.29562 | 0.29637 | 0.2969 | 0.29757 | 0.29829 | 0.29891 | 0.29956 | 0.30038 | 0.30126 | 0.30207 | 0.3029 | 0.30375 | 0.30449 | 0.30518 | 0.30583 | 0.30652 | 0.30715 | 0.30775 | 0.30816 | 0.30865
Prospective Commercial Integrated NGHP | Efficient uncompeted | AIA CZ5 | Commercial (New), Commercial (Existing) | Heating (Equip.), Cooling (Equip.), Water Heating | 999 | 0 | -21.7955 | -410.7965 | 0.28546 | 0.27261 | 0.25823 | 0.30663 | 0.30232 | 0.28493 | 0.27537 | 0.26585 | 0.25628 | 0.24675 | 0.23782 | 0.22961 | 0.22218 | 0.21523 | 0.20872 | 0.20354 | 0.20006 | 0.19663 | 0.19326 | 0.19027 | 0.1875 | 0.18501 | 0.18298 | 0.18111 | 0.17967 | 0.1795 | 0.17958 | 0.17969 | 0.17973 | 0.17976 | 0.17979 | 0.17983 | 0.17985 | 0.17985 | 0.17975 | 0.1797
Prospective Commercial Integrated NGHP | Baseline competed | AIA CZ5 | Commercial (New), Commercial (Existing) | Heating (Equip.), Cooling (Equip.), Water Heating | 999 | 0 | 999 | 999 | 0.00077996 | 0.00091396 | 0.0008465 | 0.00066454 | 0.00053443 | 1.3196e-16 | -3.4517e-17 | -1.6956e-16 | 1.4482e-16 | 1.2387e-16 | -6.7637e-17 | 1.3271e-16 | 7.6834e-18 | 1.7812e-17 | 1.1642e-18 | -3.0501e-17 | -2.3283e-18 | -5.0757e-17 | -1.3411e-16 | 4.0745e-17 | -6.7754e-17 | 1.709e-16 | -6.3796e-17 | 6.0536e-17 | 0 | -1.3504e-17 | 8.0094e-17 | 5.8208e-17 | 6.1467e-17 | 6.0536e-18 | 7.5903e-17 | -2.2817e-17 | 1.1595e-16 | 1.0664e-16 | -3.0501e-17 | -6.7987e-17
Prospective Commercial Integrated NGHP | Efficient competed | AIA CZ5 | Commercial (New), Commercial (Existing) | Heating (Equip.), Cooling (Equip.), Water Heating | 999 | 0 | 999 | 999 | 0.00075346 | 0.00087546 | 0.00080092 | 0.00059489 | 0.00045741 | -9.9768e-17 | 5.3667e-17 | -8.0909e-17 | 9.2725e-17 | 2.7707e-17 | 1.0827e-16 | 6.9849e-19 | 9.2201e-17 | 4.0163e-17 | -2.4331e-17 | 7.7998e-18 | -5.3435e-17 | 4.4121e-17 | -9.7789e-18 | 8.4983e-18 | -2.2911e-16 | 3.865e-17 | 2.5262e-17 | 4.9826e-17 | 1.1374e-16 | -6.6706e-17 | -5.4715e-18 | -7.9162e-18 | -5.5181e-17 | 2.3283e-17 | 5.3318e-17 | -8.9407e-17 | 4.0047e-17 | 3.4459e-17 | -1.1618e-16 | -5.0059e-17
Prospective Commercial Natural Gas HP | Baseline uncompeted | AIA CZ5 | Commercial (New), Commercial (Existing) | Heating (Equip.), Cooling (Equip.) | 999 | 0 | -77.957 | -1469.315 | 0.20448 | 0.18938 | 0.17398 | 0.22109 | 0.21563 | 0.20828 | 0.20797 | 0.2073 | 0.20621 | 0.20473 | 0.20336 | 0.20242 | 0.20207 | 0.20181 | 0.20169 | 0.20159 | 0.2016 | 0.20148 | 0.2012 | 0.20104 | 0.2009 | 0.2007 | 0.20053 | 0.20048 | 0.20048 | 0.2004 | 0.20034 | 0.20031 | 0.20021 | 0.20007 | 0.19992 | 0.19979 | 0.1996 | 0.19942 | 0.19911 | 0.19887
Prospective Commercial Natural Gas HP | Efficient uncompeted | AIA CZ5 | Commercial (New), Commercial (Existing) | Heating (Equip.), Cooling (Equip.) | 999 | 0 | -77.957 | -1469.315 | 0.20448 | 0.18938 | 0.17398 | 0.22109 | 0.21563 | 0.20222 | 0.19634 | 0.19041 | 0.18437 | 0.17826 | 0.17252 | 0.16738 | 0.16293 | 0.15876 | 0.15487 | 0.15118 | 0.14773 | 0.14437 | 0.14106 | 0.13809 | 0.1353 | 0.13262 | 0.13011 | 0.12774 | 0.12577 | 0.12504 | 0.12452 | 0.12404 | 0.12353 | 0.12302 | 0.12251 | 0.12202 | 0.1215 | 0.121 | 0.12043 | 0.11991
Prospective Commercial Natural Gas HP | Baseline competed | AIA CZ5 | Commercial (New), Commercial (Existing) | Heating (Equip.), Cooling (Equip.) | 999 | 0 | -2111.0793 | -39789.1397 | 0.00077996 | 0.00091396 | 0.0008465 | 0.00066454 | 0.00053443 | 0.0040058 | 0.0037723 | 0.0035219 | 0.0032848 | 0.0030976 | 0.0029546 | 0.0028447 | 0.0027673 | 0.002715 | 0.0026863 | 0.0026963 | 0.0027518 | 0.0028562 | 0.0029683 | 0.0031175 | 0.0033113 | 0.0034926 | 0.0038787 | 0.0043638 | 0.004995 | 0.005815 | 0.0069227 | 0.0087332 | 0.0091113 | 0.0083429 | 0.0072859 | 0.0064925 | 0.0057625 | 0.0051936 | 0.0046796 | 0.0039733
Prospective Commercial Natural Gas HP | Efficient competed | AIA CZ5 | Commercial (New), Commercial (Existing) | Heating (Equip.), Cooling (Equip.) | 999 | 0 | -2111.0793 | -39789.1397 | 0.00075346 | 0.00087546 | 0.00080092 | 0.00059489 | 0.00045741 | 0.0032417 | 0.0027132 | 0.0022004 | 0.0017355 | 0.0013569 | 0.001044 | 0.0007864 | 0.00057984 | 0.00041955 | 0.00030315 | 0.00023217 | 0.00020477 | 0.00023348 | 0.00028858 | 0.00045664 | 0.00067102 | 0.00089137 | 0.0012799 | 0.0017432 | 0.0023284 | 0.0030319 | 0.0039411 | 0.0053856 | 0.005803 | 0.0054062 | 0.004786 | 0.0043435 | 0.0039552 | 0.0036738 | 0.0034322 | 0.0030503
Prospective Commercial NG Sorption HPWH | Baseline uncompeted | AIA CZ5 | Commercial (New), Commercial (Existing) | Water Heating | 3.8848 | 10.0574 | 11.6958 | 220.4395 | 0.08098 | 0.083238 | 0.084254 | 0.085537 | 0.086692 | 0.087587 | 0.0882 | 0.088678 | 0.088987 | 0.089165 | 0.089391 | 0.089867 | 0.09058 | 0.091383 | 0.092214 | 0.093081 | 0.09402 | 0.094885 | 0.095698 | 0.096531 | 0.097384 | 0.098215 | 0.099028 | 0.099895 | 0.10079 | 0.10166 | 0.10256 | 0.10344 | 0.10428 | 0.1051 | 0.10591 | 0.10673 | 0.10755 | 0.10833 | 0.10905 | 0.10978
Prospective Commercial NG Sorption HPWH | Efficient uncompeted | AIA CZ5 | Commercial (New), Commercial (Existing) | Water Heating | 3.8848 | 10.0574 | 11.6958 | 220.4395 | 0.08098 | 0.083238 | 0.084254 | 0.085537 | 0.086692 | 0.082135 | 0.077943 | 0.073843 | 0.069814 | 0.065895 | 0.062211 | 0.058579 | 0.054978 | 0.051577 | 0.048338 | 0.046476 | 0.046399 | 0.046288 | 0.046153 | 0.04603 | 0.045917 | 0.046042 | 0.046503 | 0.046986 | 0.047478 | 0.047959 | 0.048447 | 0.048926 | 0.049381 | 0.049823 | 0.050257 | 0.050692 | 0.051127 | 0.051541 | 0.051922 | 0.052306
Prospective Commercial NG Sorption HPWH | Baseline competed | AIA CZ5 | Commercial (New), Commercial (Existing) | Water Heating | 3.8848 | 10.0574 | 999 | 999 | 1.4916e-17 | 5.1514e-18 | -1.8626e-18 | 4.0745e-19 | -2.1188e-17 | 9.0222e-18 | 2.2701e-18 | 9.7207e-18 | -7.4506e-18 | 9.3132e-18 | -8.964e-18 | -2.794e-18 | 1.3737e-17 | 1.7812e-17 | -5.8208e-18 | 1.6298e-18 | -3.1665e-17 | -3.2596e-18 | 1.1176e-17 | -3.4692e-17 | -1.8394e-17 | -5.1223e-18 | -6.5193e-18 | 9.3132e-18 | 5.1223e-18 | 2.0955e-17 | -2.794e-18 | 1.1642e-17 | 9.3132e-19 | 1.0245e-17 | -2.2352e-17 | 1.397e-18 | 1.9558e-17 | 3.9581e-17 | 1.6298e-18 | -1.8626e-17
Prospective Commercial NG Sorption HPWH | Efficient competed | AIA CZ5 | Commercial (New), Commercial (Existing) | Water Heating | 3.8848 | 10.0574 | 999 | 999 | 1.4916e-17 | 5.1514e-18 | -1.8626e-18 | 4.0745e-19 | -2.1188e-17 | 1.0012e-17 | 6.9267e-18 | -1.0245e-17 | -7.276e-18 | -7.4506e-18 | -1.0536e-17 | 1.0594e-17 | 9.3132e-18 | -1.4086e-17 | -1.397e-18 | -8.4983e-18 | -3.1432e-18 | -2.9104e-18 | 5.8208e-19 | 1.397e-18 | -1.1642e-19 | -1.2689e-17 | -1.9791e-18 | -5.9372e-18 | 1.1758e-17 | 4.6566e-18 | -3.9581e-18 | 8.1491e-19 | 6.9849e-18 | 8.1491e-19 | 2.5611e-18 | -5.5879e-18 | 3.0268e-18 | 2.794e-18 | 3.1432e-18 | 6.9849e-19
Prospective Commercial Non-CO2 HPWH | Baseline uncompeted | AIA CZ5 | Commercial (New), Commercial (Existing) | Water Heating | 999 | 0 | -454.5423 | -11181.2517 | 0.016997 | 0.01679 | 0.016416 | 0.016051 | 0.015634 | 0.0153 | 0.014914 | 0.014597 | 0.014324 | 0.014086 | 0.013801 | 0.013542 | 0.013326 | 0.013138 | 0.013002 | 0.012857 | 0.012699 | 0.0125 | 0.012344 | 0.01218 | 0.01204 | 0.01191 | 0.011758 | 0.011622 | 0.011497 | 0.011382 | 0.011254 | 0.011132 | 0.011015 | 0.010902 | 0.010789 | 0.010681 | 0.010579 | 0.010471 | 0.010379 | 0.01028
Prospective Commercial Non-CO2 HPWH | Efficient uncompeted | AIA CZ5 | Commercial (New), Commercial (Existing) | Water Heating | 999 | 0 | -454.5423 | -11181.2517 | 0.016997 | 0.01679 | 0.016416 | 0.016051 | 0.015634 | 0.014284 | 0.013077 | 0.012027 | 0.01109 | 0.010256 | 0.0094504 | 0.008725 | 0.0080404 | 0.0073933 | 0.0068189 | 0.0062856 | 0.0058807 | 0.0057065 | 0.0055608 | 0.0054146 | 0.0052866 | 0.0051628 | 0.0050472 | 0.0049773 | 0.0049547 | 0.0049317 | 0.004903 | 0.0048703 | 0.0048418 | 0.0048155 | 0.0047875 | 0.0047597 | 0.0047331 | 0.0047033 | 0.0046809 | 0.0046549
Prospective Commercial Non-CO2 HPWH | Baseline competed | AIA CZ5 | Commercial (New), Commercial (Existing) | Water Heating | 999 | 0 | 999 | 999 | 0.0028328 | 1.9209e-18 | -2.623e-18 | -1.3461e-18 | 3.3542e-18 | -2.6703e-18 | 1.9209e-18 | -1.055e-18 | 6.17e-18 | -1.7462e-19 | -2.11e-18 | 1.0477e-18 | 2.6484e-18 | 8.8767e-19 | 2.8958e-18 | 1.2515e-18 | -6.039e-18 | 1.397e-18 | -2.1391e-18 | -8.2509e-18 | -3.2742e-18 | -2.7067e-18 | 4.1036e-18 | -1.6298e-18 | -2.3865e-18 | -1.8626e-18 | -6.8685e-18 | -8.4401e-19 | 7.2177e-18 | 3.6089e-18 | 5.5006e-18 | -5.9663e-19 | 9.3132e-19 | 8.1491e-19 | -9.6043e-18 | 6.8394e-19
Prospective Commercial Non-CO2 HPWH | Efficient competed | AIA CZ5 | Commercial (New), Commercial (Existing) | Water Heating | 999 | 0 | 999 | 999 | 0.0028328 | 1.9209e-18 | -2.623e-18 | -1.3461e-18 | 3.3542e-18 | -3.0559e-19 | -3.8926e-18 | -4.0018e-18 | -7.9308e-19 | -2.0445e-18 | -3.7835e-19 | 6.3592e-18 | -9.7498e-19 | -2.8376e-18 | -4.0891e-18 | -3.1214e-18 | -9.9681e-19 | -6.9849e-19 | -1.6298e-18 | -8.4401e-19 | 2.7685e-18 | -2.281e-18 | 1.95e-18 | 3.8599e-18 | 1.0914e-19 | 9.8589e-19 | -1.1241e-18 | 2.1646e-18 | 2.0882e-18 | -1.8299e-18 | 1.1569e-18 | 1.1096e-18 | 2.4993e-18 | -2.7903e-18 | -3.7835e-19 | 1.7462e-19
Prospective Commercial Non-CO2 HPWH (FS) | Baseline uncompeted | AIA CZ5 | Commercial (New), Commercial (Existing) | Water Heating | -16.2102 | 45.3443 | 38.1615 | 532.0757 | 0.081755 | 0.084071 | 0.085088 | 0.086337 | 0.087457 | 0.088342 | 0.088954 | 0.089432 | 0.089739 | 0.089913 | 0.090131 | 0.090599 | 0.091302 | 0.092097 | 0.092922 | 0.093782 | 0.094715 | 0.095574 | 0.096381 | 0.097207 | 0.098053 | 0.098877 | 0.099684 | 0.10054 | 0.10143 | 0.1023 | 0.10319 | 0.10407 | 0.1049 | 0.10572 | 0.10652 | 0.10734 | 0.10815 | 0.10893 | 0.10965 | 0.11037
Prospective Commercial Non-CO2 HPWH (FS) | Efficient uncompeted | AIA CZ5 | Commercial (New), Commercial (Existing) | Water Heating | -16.2102 | 45.3443 | 38.1615 | 532.0757 | 0.081755 | 0.084071 | 0.085088 | 0.086337 | 0.087457 | 0.084743 | 0.082019 | 0.079195 | 0.076294 | 0.073472 | 0.070707 | 0.068026 | 0.065428 | 0.062995 | 0.060785 | 0.059521 | 0.059512 | 0.059284 | 0.059217 | 0.059104 | 0.0591 | 0.059321 | 0.059707 | 0.060152 | 0.060638 | 0.061093 | 0.061538 | 0.061955 | 0.062358 | 0.062752 | 0.063136 | 0.06354 | 0.063995 | 0.064391 | 0.064775 | 0.06513
Prospective Commercial Non-CO2 HPWH (FS) | Baseline competed | AIA CZ5 | Commercial (New), Commercial (Existing) | Water Heating | -16.2102 | 45.3443 | 999 | 999 | 9.6878e-05 | -2.2992e-18 | 5.5879e-18 | 4.0745e-19 | -1.3737e-17 | 1.5716e-18 | 1.7171e-17 | 2.4622e-17 | -7.4506e-18 | 2.4214e-17 | 5.9372e-18 | -2.794e-18 | 1.3737e-17 | 1.0361e-17 | -2.8173e-17 | -1.3271e-17 | -2.4214e-17 | -3.2596e-18 | 3.7253e-18 | -4.9593e-17 | -1.8394e-17 | 9.7789e-18 | -2.8871e-17 | -5.5879e-18 | 5.1223e-18 | 2.0955e-17 | -1.0245e-17 | -1.071e-17 | 1.5832e-17 | 1.0245e-17 | 7.4506e-18 | -6.0536e-18 | 4.6566e-18 | 2.468e-17 | 1.6298e-18 | -1.8626e-17
Prospective Commercial Non-CO2 HPWH (FS) | Efficient competed | AIA CZ5 | Commercial (New), Commercial (Existing) | Water Heating | -16.2102 | 45.3443 | 999 | 999 | 9.6878e-05 | -2.2992e-18 | 5.5879e-18 | 4.0745e-19 | -1.3737e-17 | -3.4925e-19 | 2.0082e-17 | 1.7462e-17 | -6.3446e-18 | 1.6124e-17 | -6.4028e-18 | 1.8161e-17 | -2.2585e-17 | -8.964e-18 | 6.8685e-18 | 1.6764e-17 | 3.9581e-18 | -2.5611e-18 | -5.1223e-18 | -8.0327e-18 | -7.7998e-18 | -1.1409e-17 | -1.2456e-17 | 7.567e-18 | -6.7521e-18 | 1.0012e-17 | 1.7462e-18 | -2.0955e-17 | 2.794e-18 | -1.8161e-17 | 9.3132e-18 | 1.6298e-18 | -8.1491e-18 | -2.3283e-19 | -6.0536e-18 | -1.1642e-18
Prospective Commercial NVC HPWH | Baseline uncompeted | AIA CZ5 | Commercial (New), Commercial (Existing) | Water Heating | 999 | 0 | -820.7818 | -20190.3482 | 0.016997 | 0.01679 | 0.016416 | 0.016051 | 0.015634 | 0.0153 | 0.014914 | 0.014597 | 0.014324 | 0.014086 | 0.013801 | 0.013542 | 0.013326 | 0.013138 | 0.013002 | 0.012857 | 0.012699 | 0.0125 | 0.012344 | 0.01218 | 0.01204 | 0.01191 | 0.011758 | 0.011622 | 0.011497 | 0.011382 | 0.011254 | 0.011132 | 0.011015 | 0.010902 | 0.010789 | 0.010681 | 0.010579 | 0.010471 | 0.010379 | 0.01028
Prospective Commercial NVC HPWH | Efficient uncompeted | AIA CZ5 | Commercial (New), Commercial (Existing) | Water Heating | 999 | 0 | -820.7818 | -20190.3482 | 0.016997 | 0.01679 | 0.016416 | 0.016051 | 0.015634 | 0.014562 | 0.013597 | 0.012772 | 0.012042 | 0.011403 | 0.010775 | 0.010217 | 0.0096953 | 0.0092125 | 0.008797 | 0.0084117 | 0.0081262 | 0.0080138 | 0.0079347 | 0.0078375 | 0.0077633 | 0.0077008 | 0.0076239 | 0.0075628 | 0.0075456 | 0.0075279 | 0.0075016 | 0.0074689 | 0.0074424 | 0.0074161 | 0.0073867 | 0.0073573 | 0.0073294 | 0.007296 | 0.0072737 | 0.0072455
Prospective Commercial NVC HPWH | Baseline competed | AIA CZ5 | Commercial (New), Commercial (Existing) | Water Heating | 999 | 0 | -897.0999 | -22067.692 | 0.0028328 | 1.9209e-18 | -2.623e-18 | -1.3461e-18 | 3.3542e-18 | 0.001512 | 0.0027651 | 0.0038193 | 0.0047144 | 0.0054767 | 0.0061005 | 0.0066309 | 0.0070181 | 0.0077035 | 0.0083116 | 0.0088119 | 0.0092198 | 0.0095218 | 0.0097772 | 0.0099495 | 0.010098 | 0.010219 | 0.010288 | 0.010344 | 0.010384 | 0.010413 | 0.010411 | 0.010399 | 0.010377 | 0.010348 | 0.010308 | 0.010263 | 0.010216 | 0.010156 | 0.010106 | 0.010044
Prospective Commercial NVC HPWH | Efficient competed | AIA CZ5 | Commercial (New), Commercial (Existing) | Water Heating | 999 | 0 | -897.0999 | -22067.692 | 0.0028328 | 1.9209e-18 | -2.623e-18 | -1.3461e-18 | 3.3542e-18 | 0.0014293 | 0.0024934 | 0.0032958 | 0.0039012 | 0.0043561 | 0.0046716 | 0.0048989 | 0.0050009 | 0.0053224 | 0.0055742 | 0.0057417 | 0.0058991 | 0.0061158 | 0.0063 | 0.0064122 | 0.0065174 | 0.0066101 | 0.006671 | 0.0067296 | 0.0068144 | 0.0068864 | 0.0069397 | 0.0069774 | 0.0070123 | 0.0070399 | 0.007058 | 0.0070702 | 0.0070788 | 0.0070776 | 0.0070832 | 0.0070795
Prospective Commercial NVC HPWH (FS) | Baseline uncompeted | AIA CZ5 | Commercial (New), Commercial (Existing) | Water Heating | 999 | 999 | 192.6972 | 856.6689 | 0.081755 | 0.084071 | 0.085088 | 0.086337 | 0.087457 | 0.088342 | 0.088954 | 0.089432 | 0.089739 | 0.089913 | 0.090131 | 0.090599 | 0.091302 | 0.092097 | 0.092922 | 0.093782 | 0.094715 | 0.095574 | 0.096381 | 0.097207 | 0.098053 | 0.098877 | 0.099684 | 0.10054 | 0.10143 | 0.1023 | 0.10319 | 0.10407 | 0.1049 | 0.10572 | 0.10652 | 0.10734 | 0.10815 | 0.10893 | 0.10965 | 0.11037
Prospective Commercial NVC HPWH (FS) | Efficient uncompeted | AIA CZ5 | Commercial (New), Commercial (Existing) | Water Heating | 999 | 999 | 192.6972 | 856.6689 | 0.081755 | 0.084071 | 0.085088 | 0.086337 | 0.087457 | 0.088376 | 0.088765 | 0.088849 | 0.088676 | 0.088466 | 0.088141 | 0.088027 | 0.088144 | 0.088369 | 0.088806 | 0.089312 | 0.089951 | 0.090241 | 0.090773 | 0.091231 | 0.091858 | 0.092573 | 0.09318 | 0.093878 | 0.094641 | 0.095353 | 0.096048 | 0.096699 | 0.097327 | 0.097942 | 0.098542 | 0.099172 | 0.099882 | 0.1005 | 0.1011 | 0.10165
Prospective Commercial NVC HPWH (FS) | Baseline competed | AIA CZ5 | Commercial (New), Commercial (Existing) | Water Heating | 999 | 999 | 999 | 999 | 9.6878e-05 | -2.2992e-18 | 5.5879e-18 | 4.0745e-19 | -1.3737e-17 | 1.5716e-18 | 1.7171e-17 | 2.4622e-17 | -7.4506e-18 | 2.4214e-17 | 5.9372e-18 | -2.794e-18 | 1.3737e-17 | 1.0361e-17 | -2.8173e-17 | -1.3271e-17 | -2.4214e-17 | -3.2596e-18 | 3.7253e-18 | -4.9593e-17 | -1.8394e-17 | 9.7789e-18 | -2.8871e-17 | -5.5879e-18 | 5.1223e-18 | 2.0955e-17 | -1.0245e-17 | -1.071e-17 | 1.5832e-17 | 1.0245e-17 | 7.4506e-18 | -6.0536e-18 | 4.6566e-18 | 2.468e-17 | 1.6298e-18 | -1.8626e-17
Prospective Commercial NVC HPWH (FS) | Efficient competed | AIA CZ5 | Commercial (New), Commercial (Existing) | Water Heating | 999 | 999 | 999 | 999 | 9.6878e-05 | -2.2992e-18 | 5.5879e-18 | 4.0745e-19 | -1.3737e-17 | 3.6205e-17 | 1.5716e-18 | -1.7346e-17 | 8.6147e-18 | 1.5832e-17 | -5.8208e-18 | 2.7707e-17 | 3.4925e-19 | -2.5029e-17 | -2.0955e-17 | -6.9849e-19 | 1.3737e-17 | 6.5193e-18 | -3.9814e-17 | 1.8394e-17 | 1.8626e-17 | 1.1176e-17 | -6.7521e-18 | 1.3737e-17 | 1.0477e-17 | -1.7462e-17 | 3.2131e-17 | -3.2596e-17 | -1.6764e-17 | 3.5856e-17 | -2.5146e-17 | -1.8626e-18 | -9.0804e-18 | -1.8859e-17 | 2.1653e-17 | 2.3283e-17
Prospective Commercial NVC HVAC | Baseline uncompeted | AIA CZ5 | Commercial (New), Commercial (Existing) | Heating (Equip.), Cooling (Equip.) | 999 | 0 | -751.1627 | -18477.7928 | 0.035571 | 0.03773 | 0.036749 | 0.039653 | 0.036493 | 0.037103 | 0.03652 | 0.035937 | 0.035268 | 0.034696 | 0.03399 | 0.033375 | 0.032855 | 0.03242 | 0.032116 | 0.031808 | 0.031487 | 0.031065 | 0.030782 | 0.030491 | 0.030269 | 0.030074 | 0.029838 | 0.029616 | 0.029436 | 0.02928 | 0.029101 | 0.028949 | 0.028815 | 0.028682 | 0.028555 | 0.028443 | 0.028351 | 0.028239 | 0.028158 | 0.028089
Prospective Commercial NVC HVAC | Efficient uncompeted | AIA CZ5 | Commercial (New), Commercial (Existing) | Heating (Equip.), Cooling (Equip.) | 999 | 0 | -751.1627 | -18477.7928 | 0.035571 | 0.03773 | 0.036749 | 0.039653 | 0.036493 | 0.03564 | 0.033765 | 0.031997 | 0.030253 | 0.028685 | 0.027095 | 0.025659 | 0.024369 | 0.023208 | 0.0222 | 0.021241 | 0.020322 | 0.019391 | 0.018612 | 0.017891 | 0.01725 | 0.016641 | 0.015979 | 0.015621 | 0.015437 | 0.015269 | 0.015093 | 0.014933 | 0.014786 | 0.014645 | 0.014509 | 0.014382 | 0.014267 | 0.014144 | 0.014038 | 0.01394
Prospective Commercial NVC HVAC | Baseline competed | AIA CZ5 | Commercial (New), Commercial (Existing) | Heating (Equip.), Cooling (Equip.) | 999 | 0 | -85397.3182 | -2100682.0175 | -0.00026228 | -0.00020776 | -0.00017037 | -0.00025487 | -0.00026646 | -0.00076526 | -0.00066663 | -0.00059154 | -0.00053343 | -0.0004866 | -0.00043851 | -0.0003979 | -0.00036132 | -0.00033228 | -0.00030366 | -0.00018651 | -9.8159e-05 | -3.191e-05 | 1.9593e-05 | 6.0852e-05 | 9.7435e-05 | 0.00013353 | 0.00016552 | 0.00019623 | 0.00022645 | 0.00023988 | 0.0002486 | 0.00025918 | 0.00024331 | 0.00021445 | 0.00017411 | 0.00014157 | 0.00011647 | 9.7717e-05 | 8.2495e-05 | 7.0028e-05
Prospective Commercial NVC HVAC | Efficient competed | AIA CZ5 | Commercial (New), Commercial (Existing) | Heating (Equip.), Cooling (Equip.) | 999 | 0 | -85397.3182 | -2100682.0175 | -0.00026357 | -0.00021005 | -0.00017314 | -0.00025921 | -0.00027159 | -0.00075179 | -0.00063121 | -0.00053864 | -0.00046592 | -0.00040696 | -0.00034983 | -0.00030194 | -0.00025963 | -0.00022535 | -0.00019331 | -0.000119 | -6.2913e-05 | -2.2747e-05 | 5.5949e-06 | 2.6271e-05 | 4.516e-05 | 6.3513e-05 | 7.9461e-05 | 9.5228e-05 | 0.00011085 | 0.00011664 | 0.0001216 | 0.00012779 | 0.00012165 | 0.00010974 | 9.1448e-05 | 7.637e-05 | 6.4299e-05 | 5.5149e-05 | 4.7563e-05 | 4.1229e-05
Prospective Commercial NVC HVAC (FS) | Baseline uncompeted | AIA CZ5 | Commercial (New), Commercial (Existing) | Heating (Equip.), Cooling (Equip.) | 6.0886 | 11.677 | 10.4395 | 199.4777 | 0.43599 | 0.42986 | 0.39601 | 0.45279 | 0.42349 | 0.42976 | 0.42853 | 0.42641 | 0.42352 | 0.42059 | 0.41692 | 0.4141 | 0.41255 | 0.41162 | 0.41161 | 0.41141 | 0.41125 | 0.41028 | 0.40984 | 0.40953 | 0.40962 | 0.40975 | 0.40975 | 0.41 | 0.41054 | 0.41116 | 0.41164 | 0.41237 | 0.41313 | 0.4139 | 0.41468 | 0.41569 | 0.41675 | 0.41769 | 0.41879 | 0.42013
Prospective Commercial NVC HVAC (FS) | Efficient uncompeted | AIA CZ5 | Commercial (New), Commercial (Existing) | Heating (Equip.), Cooling (Equip.) | 6.0886 | 11.677 | 10.4395 | 199.4777 | 0.43599 | 0.42986 | 0.39601 | 0.45279 | 0.42349 | 0.41208 | 0.39475 | 0.37748 | 0.36044 | 0.34436 | 0.32839 | 0.31383 | 0.30097 | 0.28923 | 0.27901 | 0.26949 | 0.26044 | 0.25122 | 0.24305 | 0.23555 | 0.2289 | 0.22285 | 0.21715 | 0.21291 | 0.20991 | 0.20912 | 0.20869 | 0.20842 | 0.20824 | 0.20813 | 0.20806 | 0.20817 | 0.20841 | 0.20855 | 0.20892 | 0.20943
Prospective Commercial NVC HVAC (FS) | Baseline competed | AIA CZ5 | Commercial (New), Commercial (Existing) | Heating (Equip.), Cooling (Equip.) | 6.0886 | 11.677 | 999 | 999 | 0.0079259 | 0.0085218 | 0.00092681 | 0.0007325 | 0.00058825 | -3.2037e-16 | 1.0943e-16 | 1.5227e-16 | 2.7008e-16 | 2.8498e-16 | 1.8813e-16 | 8.5216e-17 | 2.5565e-16 | 1.1083e-16 | 1.0384e-16 | -1.8673e-16 | 2.6636e-16 | -4.8988e-16 | -4.3865e-16 | -4.9639e-16 | -2.2072e-16 | 3.2224e-16 | 1.1921e-16 | -1.1176e-16 | -3.2969e-16 | -2.5146e-16 | 3.2596e-16 | -1.1548e-16 | 2.0675e-16 | 5.7742e-17 | 4.4703e-16 | 2.645e-16 | -1.2666e-16 | -1.6391e-16 | -1.4901e-17 | -1.8161e-16
Prospective Commercial NVC HVAC (FS) | Efficient competed | AIA CZ5 | Commercial (New), Commercial (Existing) | Heating (Equip.), Cooling (Equip.) | 6.0886 | 11.677 | 999 | 999 | 0.0079039 | 0.0084925 | 0.00088146 | 0.00066314 | 0.00051154 | 4.8662e-17 | -2.4727e-16 | 2.2282e-16 | 1.5041e-16 | 8.1025e-17 | -5.7509e-17 | 1.0571e-16 | -3.0897e-16 | 1.7649e-16 | 4.9593e-17 | -1.3504e-17 | 9.3132e-19 | 5.1223e-18 | 8.6613e-17 | -3.1199e-17 | -5.4017e-17 | -1.0617e-16 | -9.9186e-17 | 3.6322e-17 | 1.6484e-16 | -8.2422e-17 | -4.0978e-17 | -3.4459e-17 | -9.0338e-17 | 3.8184e-17 | 1.6391e-16 | 1.4435e-16 | -1.2293e-16 | 1.1688e-16 | 2.0163e-16 | -8.4285e-17
Prospective Commercial NVC Refrigerator | Baseline uncompeted | AIA CZ5 | Commercial (New), Commercial (Existing) | Refrigeration | -25.6384 | 999 | 728.2191 | 17913.4042 | 0.31528 | 0.31966 | 0.32139 | 0.32241 | 0.3241 | 0.32401 | 0.32057 | 0.31755 | 0.31518 | 0.31422 | 0.31249 | 0.3114 | 0.31119 | 0.31166 | 0.31327 | 0.31415 | 0.31493 | 0.31483 | 0.31592 | 0.3168 | 0.31826 | 0.32001 | 0.32132 | 0.32282 | 0.32466 | 0.32637 | 0.32794 | 0.32959 | 0.33138 | 0.3333 | 0.33528 | 0.33741 | 0.33985 | 0.34213 | 0.34456 | 0.34684
Prospective Commercial NVC Refrigerator | Efficient uncompeted | AIA CZ5 | Commercial (New), Commercial (Existing) | Refrigeration | -25.6384 | 999 | 728.2191 | 17913.4042 | 0.31528 | 0.31966 | 0.32139 | 0.32241 | 0.3241 | 0.31158 | 0.2978 | 0.28546 | 0.27466 | 0.26601 | 0.25696 | 0.24882 | 0.24213 | 0.23672 | 0.23274 | 0.23317 | 0.23403 | 0.23427 | 0.23548 | 0.2365 | 0.2387 | 0.24108 | 0.24303 | 0.24504 | 0.24722 | 0.24923 | 0.25108 | 0.25296 | 0.25489 | 0.25687 | 0.25887 | 0.26093 | 0.26321 | 0.26532 | 0.26752 | 0.26959
Prospective Commercial NVC Refrigerator | Baseline competed | AIA CZ5 | Commercial (New), Commercial (Existing) | Refrigeration | -25.6384 | 999 | 3687.4452 | 90707.1782 | 0.11365 | 0.11524 | 0.026211 | 0.026273 | 0.026382 | 0.052655 | 0.051957 | 0.051351 | 0.050871 | 0.05063 | 0.050281 | 0.050039 | 0.049943 | 0.049961 | 0.050169 | 0.050244 | 0.050307 | 0.050238 | 0.050364 | 0.050462 | 0.050661 | 0.050909 | 0.051092 | 0.051306 | 0.051582 | 0.051818 | 0.052037 | 0.052275 | 0.052533 | 0.052811 | 0.053106 | 0.053422 | 0.053789 | 0.054132 | 0.054491 | 0.054838
Prospective Commercial NVC Refrigerator | Efficient competed | AIA CZ5 | Commercial (New), Commercial (Existing) | Refrigeration | -25.6384 | 999 | 3687.4452 | 90707.1782 | 0.11365 | 0.11524 | 0.026211 | 0.026273 | 0.026382 | 0.050637 | 0.048256 | 0.046105 | 0.044163 | 0.04253 | 0.04084 | 0.039284 | 0.037932 | 0.036899 | 0.036161 | 0.035884 | 0.035692 | 0.03545 | 0.035469 | 0.03547 | 0.035636 | 0.035843 | 0.036001 | 0.036179 | 0.036397 | 0.036584 | 0.03676 | 0.036969 | 0.03719 | 0.037423 | 0.037665 | 0.03792 | 0.038209 | 0.038479 | 0.038759 | 0.039028
Prospective Commercial Occupancy Ctl. | Baseline uncompeted | AIA CZ5 | Commercial (New), Commercial (Existing) | Heating (Equip.), Cooling (Equip.), Ventilation, Lighting | 84.1367 | 1.1859 | 2.0278 | 48.2969 | 0.14 | 0.14056 | 0.13583 | 0.14074 | 0.13591 | 0.13707 | 0.13597 | 0.13494 | 0.13402 | 0.13346 | 0.13247 | 0.13079 | 0.12959 | 0.12875 | 0.12843 | 0.12746 | 0.12657 | 0.12546 | 0.12485 | 0.12434 | 0.12416 | 0.12416 | 0.12413 | 0.12425 | 0.12466 | 0.12474 | 0.12486 | 0.1252 | 0.1257 | 0.12637 | 0.12716 | 0.12812 | 0.1293 | 0.13051 | 0.13193 | 0.13351
Prospective Commercial Occupancy Ctl. | Efficient uncompeted | AIA CZ5 | Commercial (New), Commercial (Existing) | Heating (Equip.), Cooling (Equip.), Ventilation, Lighting | 84.1367 | 1.1859 | 2.0278 | 48.2969 | 0.14 | 0.14056 | 0.13583 | 0.14074 | 0.13591 | 0.13538 | 0.13279 | 0.13035 | 0.1281 | 0.12627 | 0.1241 | 0.12133 | 0.11907 | 0.11722 | 0.11589 | 0.11425 | 0.11274 | 0.11107 | 0.10989 | 0.10884 | 0.10812 | 0.10754 | 0.10705 | 0.10695 | 0.10714 | 0.10708 | 0.10709 | 0.1073 | 0.10765 | 0.10814 | 0.10874 | 0.10949 | 0.11041 | 0.11137 | 0.11251 | 0.11377
Prospective Commercial Occupancy Ctl. | Baseline competed | AIA CZ5 | Commercial (New), Commercial (Existing) | Heating (Equip.), Cooling (Equip.), Ventilation, Lighting | 84.1367 | 1.1859 | 9.9779 | 245.4457 | 0.01291 | 0.013163 | 0.011796 | 0.011667 | 0.011518 | 0.055586 | 0.056418 | 0.057195 | 0.057944 | 0.058801 | 0.056263 | 0.053144 | 0.050472 | 0.048166 | 0.046258 | 0.042414 | 0.039078 | 0.036091 | 0.033619 | 0.031473 | 0.029683 | 0.028234 | 0.027131 | 0.026478 | 0.026021 | 0.026209 | 0.025896 | 0.027507 | 0.029018 | 0.030451 | 0.031823 | 0.033167 | 0.034514 | 0.03581 | 0.036893 | 0.037984
Prospective Commercial Occupancy Ctl. | Efficient competed | AIA CZ5 | Commercial (New), Commercial (Existing) | Heating (Equip.), Cooling (Equip.), Ventilation, Lighting | 84.1367 | 1.1859 | 9.9779 | 245.4457 | 0.012912 | 0.013168 | 0.011802 | 0.011675 | 0.011526 | 0.054926 | 0.055135 | 0.055306 | 0.055466 | 0.055745 | 0.05286 | 0.049495 | 0.046609 | 0.044118 | 0.042037 | 0.038259 | 0.035011 | 0.032124 | 0.029738 | 0.027671 | 0.025945 | 0.02453 | 0.023468 | 0.022884 | 0.022477 | 0.022618 | 0.022343 | 0.023724 | 0.025016 | 0.02624 | 0.027409 | 0.028554 | 0.029703 | 0.030808 | 0.031737 | 0.032668
Prospective Commercial SSL | Baseline uncompeted | AIA CZ5 | Commercial (New), Commercial (Existing) | Lighting | 999 | 0 | -44.3056 | -1089.8701 | 0.26054 | 0.28147 | 0.27594 | 0.2286 | 0.20998 | 0.22719 | 0.22142 | 0.21641 | 0.21214 | 0.20969 | 0.20614 | 0.20332 | 0.20144 | 0.20055 | 0.20105 | 0.19648 | 0.19233 | 0.1877 | 0.1849 | 0.18236 | 0.18079 | 0.17979 | 0.1786 | 0.17774 | 0.17748 | 0.17355 | 0.17007 | 0.16746 | 0.1655 | 0.16389 | 0.16241 | 0.16132 | 0.16081 | 0.16029 | 0.16046 | 0.16097
Prospective Commercial SSL | Efficient uncompeted | AIA CZ5 | Commercial (New), Commercial (Existing) | Lighting | 999 | 0 | -44.3056 | -1089.8701 | 0.26054 | 0.28147 | 0.27594 | 0.2286 | 0.20998 | 0.21044 | 0.19154 | 0.17504 | 0.16058 | 0.14884 | 0.13636 | 0.12473 | 0.11453 | 0.10574 | 0.098508 | 0.096931 | 0.096314 | 0.09533 | 0.095701 | 0.096198 | 0.098208 | 0.10057 | 0.1026 | 0.10468 | 0.10703 | 0.10901 | 0.1109 | 0.11309 | 0.11545 | 0.11778 | 0.11993 | 0.12212 | 0.12453 | 0.12668 | 0.12922 | 0.13185
Prospective Commercial SSL | Baseline competed | AIA CZ5 | Commercial (New), Commercial (Existing) | Lighting | 999 | 0 | -46.3961 | -1141.2932 | 2.161e-16 | -5.2183e-16 | 1.0757e-16 | -1.4179e-16 | -2.1514e-16 | 0.026933 | 0.04898 | 0.067099 | 0.082103 | 0.095161 | 0.097101 | 0.098393 | 0.11403 | 0.12738 | 0.13938 | 0.14582 | 0.15065 | 0.15351 | 0.1566 | 0.1589 | 0.16125 | 0.16346 | 0.16498 | 0.16635 | 0.16793 | 0.16572 | 0.16363 | 0.16214 | 0.16109 | 0.16024 | 0.15938 | 0.1588 | 0.15871 | 0.15854 | 0.159 | 0.15975
Prospective Commercial SSL | Efficient competed | AIA CZ5 | Commercial (New), Commercial (Existing) | Lighting | 999 | 0 | -46.3961 | -1141.2932 | 2.161e-16 | -5.2183e-16 | 1.0757e-16 | -1.4179e-16 | -2.1514e-16 | 0.024878 | 0.042226 | 0.054118 | 0.062029 | 0.067474 | 0.064223 | 0.060449 | 0.065068 | 0.06757 | 0.068889 | 0.072377 | 0.075721 | 0.07812 | 0.081113 | 0.083818 | 0.087583 | 0.091425 | 0.094763 | 0.097965 | 0.10126 | 0.10408 | 0.10669 | 0.10949 | 0.11237 | 0.11515 | 0.11768 | 0.12021 | 0.1229 | 0.12529 | 0.12804 | 0.13085
Prospective Res. Comfort Ctl. 2030 | Baseline uncompeted | AIA CZ5 | Residential (New), Residential (Existing) | Heating (Equip.), Cooling (Equip.), Lighting | 147.5926 | 0.67746 | 1.6049 | 36.5593 | 1.9691 | 1.8159 | 1.6702 | 2.0474 | 1.8956 | 1.8547 | 1.8221 | 1.8016 | 1.7899 | 1.7821 | 1.7701 | 1.7599 | 1.7544 | 1.752 | 1.755 | 1.7563 | 1.7576 | 1.7543 | 1.7553 | 1.7578 | 1.7634 | 1.7699 | 1.7759 | 1.7826 | 1.7902 | 1.7972 | 1.8029 | 1.8099 | 1.8172 | 1.825 | 1.8326 | 1.8408 | 1.8489 | 1.8559 | 1.8639 | 1.8726
Prospective Res. Comfort Ctl. 2030 | Efficient uncompeted | AIA CZ5 | Residential (New), Residential (Existing) | Heating (Equip.), Cooling (Equip.), Lighting | 147.5926 | 0.67746 | 1.6049 | 36.5593 | 1.9691 | 1.8159 | 1.6702 | 2.0474 | 1.8956 | 1.8547 | 1.8221 | 1.8016 | 1.7899 | 1.7821 | 1.7701 | 1.7599 | 1.7544 | 1.752 | 1.755 | 1.7057 | 1.6594 | 1.6108 | 1.5654 | 1.5221 | 1.4827 | 1.445 | 1.4068 | 1.3689 | 1.3334 | 1.3012 | 1.2696 | 1.2395 | 1.2105 | 1.1857 | 1.1637 | 1.1502 | 1.1396 | 1.1304 | 1.1294 | 1.1306
Prospective Res. Comfort Ctl. 2030 | Baseline competed | AIA CZ5 | Residential (New), Residential (Existing) | Heating (Equip.), Cooling (Equip.), Lighting | 147.5926 | 0.67746 | 5.5572 | 128.5393 | 0.04454 | 0.027544 | 0.0071834 | -0.011302 | -0.010257 | -0.027929 | -0.027878 | -0.027138 | -0.026452 | -0.02588 | -0.025251 | -0.024669 | -0.02421 | -0.023819 | -0.023634 | 0.02223 | 0.046629 | 0.068097 | 0.10201 | 0.13543 | 0.17073 | 0.20949 | 0.24948 | 0.29305 | 0.33612 | 0.38416 | 0.43029 | 0.47486 | 0.51795 | 0.55902 | 0.59187 | 0.61871 | 0.64412 | 0.6676 | 0.68945 | 0.71041
Prospective Res. Comfort Ctl. 2030 | Efficient competed | AIA CZ5 | Residential (New), Residential (Existing) | Heating (Equip.), Cooling (Equip.), Lighting | 147.5926 | 0.67746 | 5.5572 | 128.5393 | 0.044519 | 0.027503 | 0.007102 | -0.011477 | -0.010478 | -0.027953 | -0.027905 | -0.027211 | -0.026578 | -0.026065 | -0.025497 | -0.024977 | -0.02458 | -0.02425 | -0.024113 | 0.016022 | 0.034799 | 0.050036 | 0.074322 | 0.096829 | 0.11946 | 0.14311 | 0.16643 | 0.19156 | 0.21506 | 0.24091 | 0.26432 | 0.28561 | 0.30507 | 0.32366 | 0.33748 | 0.35068 | 0.36417 | 0.37678 | 0.39069 | 0.40494
Prospective Res. Integrated ASHP (FS) | Baseline uncompeted | AIA CZ5 | Residential (New), Residential (Existing) | Heating (Equip.), Cooling (Equip.), Water Heating | -27.9085 | 999 | 863.968 | 2943.805 | 1.0027 | 0.95648 | 0.91965 | 1.0808 | 1.0041 | 1.0133 | 1.0124 | 1.0101 | 1.007 | 1.0046 | 1.0011 | 0.99887 | 0.99887 | 1.0002 | 1.0038 | 1.0076 | 1.0118 | 1.0142 | 1.0179 | 1.0224 | 1.0281 | 1.0341 | 1.0401 | 1.0465 | 1.0531 | 1.0599 | 1.0664 | 1.0732 | 1.0802 | 1.0873 | 1.0944 | 1.1019 | 1.1092 | 1.1161 | 1.123 | 1.1305
Prospective Res. Integrated ASHP (FS) | Efficient uncompeted | AIA CZ5 | Residential (New), Residential (Existing) | Heating (Equip.), Cooling (Equip.), Water Heating | -27.9085 | 999 | 863.968 | 2943.805 | 1.0027 | 0.95648 | 0.91965 | 1.0808 | 1.0041 | 1.0182 | 1.0198 | 1.0183 | 1.0151 | 1.0126 | 1.0079 | 1.0038 | 1.0016 | 1.0004 | 1.0026 | 1.0057 | 1.0081 | 1.0054 | 1.0036 | 1.0023 | 1.0036 | 1.0099 | 1.0166 | 1.0227 | 1.0258 | 1.0287 | 1.0309 | 1.0331 | 1.0355 | 1.038 | 1.0408 | 1.0442 | 1.0481 | 1.0513 | 1.0549 | 1.0587
Prospective Res. Integrated ASHP (FS) | Baseline competed | AIA CZ5 | Residential (New), Residential (Existing) | Heating (Equip.), Cooling (Equip.), Water Heating | -27.9085 | 999 | 1188120.6495 | 6396682.5603 | 0.0039264 | 0.0034993 | 0.0016036 | 0.0017147 | 0.0014902 | -0.00053412 | -0.00066489 | -0.0005876 | -0.00057985 | -0.00050009 | -0.00035598 | -0.00022306 | -0.00011 | -1.1238e-05 | 5.9227e-05 | 1.1288e-05 | 8.9479e-06 | 3.6414e-05 | 5.9303e-05 | 8.9206e-05 | 0.00012155 | 0.00013617 | 0.0001467 | 0.0001507 | 0.00014816 | 0.00013807 | 0.00012641 | 0.00011438 | 0.00010252 | 9.127e-05 | 8.0883e-05 | 7.1521e-05 | 6.3171e-05 | 5.5818e-05 | 5.0888e-05 | 4.7144e-05
Prospective Res. Integrated ASHP (FS) | Efficient competed | AIA CZ5 | Residential (New), Residential (Existing) | Heating (Equip.), Cooling (Equip.), Water Heating | -27.9085 | 999 | 1188120.6495 | 6396682.5603 | 0.0039236 | 0.0034941 | 0.0015815 | 0.0016637 | 0.0014196 | -0.00056791 | -0.00071968 | -0.00066091 | -0.00067034 | -0.00060335 | -0.00046483 | -0.00033431 | -0.00022227 | -0.00012277 | -5.1557e-05 | -9.4864e-05 | -9.0429e-05 | -5.4406e-05 | -2.3553e-05 | 1.5209e-05 | 6.1087e-05 | 8.5905e-05 | 0.00010437 | 0.0001154 | 0.00011896 | 0.00011541 | 0.00010928 | 0.0001018 | 9.38e-05 | 8.5787e-05 | 7.8066e-05 | 7.0953e-05 | 6.4507e-05 | 5.8647e-05 | 5.532e-05 | 5.288e-05
Prospective Res. Non-CO2 HPWH (FS) | Baseline uncompeted | AIA CZ5 | Residential (New), Residential (Existing) | Water Heating | 999 | 0 | -33.3307 | -299.0783 | 0.11417 | 0.11235 | 0.11092 | 0.11078 | 0.11098 | 0.11078 | 0.1105 | 0.11037 | 0.1104 | 0.1106 | 0.11103 | 0.11174 | 0.11269 | 0.11382 | 0.11514 | 0.11667 | 0.1182 | 0.11961 | 0.12097 | 0.12235 | 0.12375 | 0.12509 | 0.12639 | 0.12769 | 0.12897 | 0.13024 | 0.13156 | 0.13287 | 0.13422 | 0.13563 | 0.13712 | 0.13867 | 0.14026 | 0.14184 | 0.14339 | 0.14496
Prospective Res. Non-CO2 HPWH (FS) | Efficient uncompeted | AIA CZ5 | Residential (New), Residential (Existing) | Water Heating | 999 | 0 | -33.3307 | -299.0783 | 0.11417 | 0.11235 | 0.11092 | 0.11078 | 0.11098 | 0.10985 | 0.10847 | 0.10708 | 0.10576 | 0.10467 | 0.10362 | 0.1028 | 0.10217 | 0.1017 | 0.10148 | 0.10134 | 0.10107 | 0.10088 | 0.10154 | 0.10212 | 0.10288 | 0.10369 | 0.10433 | 0.10501 | 0.10573 | 0.10646 | 0.10723 | 0.10797 | 0.10877 | 0.10963 | 0.11055 | 0.11155 | 0.11267 | 0.11373 | 0.11481 | 0.11585
Prospective Res. Non-CO2 HPWH (FS) | Baseline competed | AIA CZ5 | Residential (New), Residential (Existing) | Water Heating | 999 | 0 | -160.3487 | -1439.3662 | -3.7253e-18 | -8.7166e-18 | -4.3074e-18 | 5.9954e-18 | 3.5507e-18 | 0.0025627 | 0.004807 | 0.0067997 | 0.0085824 | 0.0102 | 0.011701 | 0.013104 | 0.013924 | 0.015335 | 0.016663 | 0.017955 | 0.01917 | 0.020302 | 0.021362 | 0.022332 | 0.023275 | 0.024149 | 0.024965 | 0.025727 | 0.02643 | 0.027073 | 0.027695 | 0.028274 | 0.028823 | 0.029355 | 0.029879 | 0.030405 | 0.030923 | 0.031431 | 0.031909 | 0.032374
Prospective Res. Non-CO2 HPWH (FS) | Efficient competed | AIA CZ5 | Residential (New), Residential (Existing) | Water Heating | 999 | 0 | -160.3487 | -1439.3662 | -3.7253e-18 | -8.7166e-18 | -4.3074e-18 | 5.9954e-18 | 3.5507e-18 | 0.0025382 | 0.0047105 | 0.0065841 | 0.0082058 | 0.0096382 | 0.010907 | 0.012044 | 0.012618 | 0.0137 | 0.01469 | 0.015606 | 0.016409 | 0.017145 | 0.017949 | 0.018654 | 0.019362 | 0.020026 | 0.020613 | 0.021161 | 0.021669 | 0.022129 | 0.022574 | 0.022975 | 0.023357 | 0.023726 | 0.02409 | 0.024459 | 0.024841 | 0.025202 | 0.02555 | 0.025873
Prospective Res. Occupancy Ctl. 2030 | Baseline uncompeted | AIA CZ5 | Residential (New), Residential (Existing) | Heating (Equip.), Cooling (Equip.), Lighting | 142.3174 | 0.70255 | 1.6616 | 37.8235 | 1.9691 | 1.8159 | 1.6702 | 2.0474 | 1.8956 | 1.8547 | 1.8221 | 1.8016 | 1.7899 | 1.7821 | 1.7701 | 1.7599 | 1.7544 | 1.752 | 1.755 | 1.7563 | 1.7576 | 1.7543 | 1.7553 | 1.7578 | 1.7634 | 1.7699 | 1.7759 | 1.7826 | 1.7902 | 1.7972 | 1.8029 | 1.8099 | 1.8172 | 1.825 | 1.8326 | 1.8408 | 1.8489 | 1.8559 | 1.8639 | 1.8726
Prospective Res. Occupancy Ctl. 2030 | Efficient uncompeted | AIA CZ5 | Residential (New), Residential (Existing) | Heating (Equip.), Cooling (Equip.), Lighting | 142.3174 | 0.70255 | 1.6616 | 37.8235 | 1.9691 | 1.8159 | 1.6702 | 2.0474 | 1.8956 | 1.8547 | 1.8221 | 1.8016 | 1.7899 | 1.7821 | 1.7701 | 1.7599 | 1.7544 | 1.752 | 1.755 | 1.7188 | 1.6848 | 1.6479 | 1.6144 | 1.5829 | 1.555 | 1.5287 | 1.5018 | 1.4753 | 1.4509 | 1.4286 | 1.4065 | 1.3858 | 1.366 | 1.3495 | 1.335 | 1.3271 | 1.3212 | 1.3162 | 1.3175 | 1.3207
Prospective Res. Occupancy Ctl. 2030 | Baseline competed | AIA CZ5 | Residential (New), Residential (Existing) | Heating (Equip.), Cooling (Equip.), Lighting | 142.3174 | 0.70255 | 14.6795 | 343.0679 | 0.04454 | 0.027544 | 0.0071834 | -0.011302 | -0.010257 | -0.027929 | -0.027878 | -0.027138 | -0.026452 | -0.02588 | -0.025251 | -0.024669 | -0.02421 | -0.023819 | -0.023634 | -0.004589 | 0.0062807 | 0.01546 | 0.028112 | 0.040287 | 0.052836 | 0.066209 | 0.079827 | 0.094772 | 0.10961 | 0.12636 | 0.14237 | 0.15792 | 0.17312 | 0.18779 | 0.20008 | 0.21062 | 0.22074 | 0.23033 | 0.23942 | 0.24837
Prospective Res. Occupancy Ctl. 2030 | Efficient competed | AIA CZ5 | Residential (New), Residential (Existing) | Heating (Equip.), Cooling (Equip.), Lighting | 142.3174 | 0.70255 | 14.6795 | 343.0679 | 0.044519 | 0.027503 | 0.007102 | -0.011477 | -0.010478 | -0.027953 | -0.027905 | -0.027211 | -0.026578 | -0.026065 | -0.025497 | -0.024977 | -0.02458 | -0.02425 | -0.024113 | -0.0073073 | 0.0014776 | 0.0084859 | 0.018116 | 0.027006 | 0.03594 | 0.045117 | 0.054211 | 0.064193 | 0.073808 | 0.084642 | 0.094694 | 0.10417 | 0.11321 | 0.122 | 0.12921 | 0.13597 | 0.14276 | 0.14928 | 0.15611 | 0.16313
Prospective Residential Adv Refrigerator | Baseline uncompeted | AIA CZ5 | Residential (New), Residential (Existing) | Refrigeration | -4.1421 | 25.4147 | 38.8142 | 954.7885 | 0.14458 | 0.14457 | 0.14246 | 0.1411 | 0.14001 | 0.13877 | 0.13677 | 0.13493 | 0.13334 | 0.13248 | 0.13139 | 0.13051 | 0.12984 | 0.12939 | 0.12942 | 0.12947 | 0.12957 | 0.12933 | 0.12969 | 0.13011 | 0.13093 | 0.13198 | 0.13297 | 0.13414 | 0.13547 | 0.13688 | 0.13834 | 0.13988 | 0.14145 | 0.14305 | 0.14468 | 0.14634 | 0.14812 | 0.14979 | 0.15149 | 0.15309
Prospective Residential Adv Refrigerator | Efficient uncompeted | AIA CZ5 | Residential (New), Residential (Existing) | Refrigeration | -4.1421 | 25.4147 | 38.8142 | 954.7885 | 0.14458 | 0.14457 | 0.14246 | 0.1411 | 0.14001 | 0.13342 | 0.12667 | 0.12037 | 0.11456 | 0.10962 | 0.10468 | 0.1001 | 0.095872 | 0.091951 | 0.088496 | 0.085168 | 0.081972 | 0.078632 | 0.075591 | 0.072672 | 0.071863 | 0.072196 | 0.072497 | 0.072899 | 0.073388 | 0.073915 | 0.074478 | 0.075076 | 0.075694 | 0.076329 | 0.076973 | 0.07764 | 0.078504 | 0.079388 | 0.08029 | 0.081136
Prospective Residential Adv Refrigerator | Baseline competed | AIA CZ5 | Residential (New), Residential (Existing) | Refrigeration | -4.1421 | 25.4147 | 7245.1448 | 178222.7641 | -1.4901e-17 | -1.4435e-17 | 6.5193e-18 | 1.8626e-18 | -7.4506e-18 | 9.2425e-05 | 0.00016943 | 0.00023495 | 0.00029113 | 0.00034183 | 0.00038662 | 0.00042653 | 0.00046145 | 0.00049247 | 0.00052104 | 0.00053375 | 0.00053924 | 0.00056304 | 0.00058704 | 0.00060926 | 0.00063142 | 0.00065344 | 0.00067435 | 0.00069512 | 0.0007157 | 0.00073543 | 0.00075587 | 0.00077614 | 0.00079637 | 0.00081656 | 0.00082803 | 0.00084981 | 0.00087249 | 0.00089472 | 0.00091673 | 0.00093738
Prospective Residential Adv Refrigerator | Efficient competed | AIA CZ5 | Residential (New), Residential (Existing) | Refrigeration | -4.1421 | 25.4147 | 7245.1448 | 178222.7641 | -1.4901e-17 | -1.4435e-17 | 6.5193e-18 | 1.8626e-18 | -7.4506e-18 | 8.7915e-05 | 0.0001545 | 0.00020601 | 0.0002459 | 0.00027839 | 0.00030372 | 0.0003233 | 0.00033752 | 0.00034755 | 0.00035469 | 0.00035028 | 0.00034123 | 0.00034335 | 0.00034395 | 0.00034287 | 0.00034915 | 0.00035963 | 0.00036949 | 0.00037928 | 0.00038894 | 0.00039813 | 0.0004077 | 0.00041716 | 0.00042658 | 0.00043596 | 0.00044069 | 0.00045088 | 0.00046242 | 0.0004742 | 0.00048587 | 0.00049681
Prospective Residential AVCT HVAC | Baseline uncompeted | AIA CZ5 | Residential (New), Residential (Existing) | Heating (Equip.), Cooling (Equip.) | 999 | 0 | -2.6372 | -64.8713 | 0.265 | 0.26248 | 0.23295 | 0.29296 | 0.27058 | 0.27518 | 0.27547 | 0.27563 | 0.27468 | 0.2742 | 0.27239 | 0.27059 | 0.26929 | 0.26829 | 0.26812 | 0.26765 | 0.2669 | 0.26507 | 0.26406 | 0.26309 | 0.26269 | 0.26258 | 0.26228 | 0.26208 | 0.26201 | 0.26195 | 0.2617 | 0.26155 | 0.26152 | 0.26153 | 0.26148 | 0.26153 | 0.26162 | 0.26157 | 0.26177 | 0.26211
Prospective Residential AVCT HVAC | Efficient uncompeted | AIA CZ5 | Residential (New), Residential (Existing) | Heating (Equip.), Cooling (Equip.) | 999 | 0 | -2.6372 | -64.8713 | 0.265 | 0.26248 | 0.23295 | 0.29296 | 0.27058 | 0.2658 | 0.25764 | 0.24969 | 0.24123 | 0.23359 | 0.22521 | 0.21726 | 0.21011 | 0.20355 | 0.1979 | 0.1923 | 0.18669 | 0.18034 | 0.17489 | 0.1725 | 0.17248 | 0.17264 | 0.17268 | 0.17279 | 0.17298 | 0.17319 | 0.17327 | 0.17341 | 0.17362 | 0.17385 | 0.17422 | 0.1748 | 0.1754 | 0.17588 | 0.17653 | 0.17727
Prospective Residential AVCT HVAC | Baseline competed | AIA CZ5 | Residential (New), Residential (Existing) | Heating (Equip.), Cooling (Equip.) | 999 | 0 | -208.5068 | -5129.0422 | 0.00040534 | 0.00043727 | 0.00021124 | 0.00020926 | 0.00018032 | 0.0013604 | 0.0022809 | 0.0031494 | 0.0039084 | 0.0046365 | 0.0049031 | 0.0051672 | 0.0054248 | 0.0056817 | 0.0059189 | 0.0055726 | 0.0053842 | 0.0052025 | 0.0050885 | 0.004951 | 0.0048405 | 0.0047253 | 0.0045651 | 0.0044483 | 0.0042922 | 0.0040448 | 0.0037848 | 0.0035265 | 0.0032768 | 0.003035 | 0.002775 | 0.0025177 | 0.0022848 | 0.002074 | 0.0018868 | 0.001719
Prospective Residential AVCT HVAC | Efficient competed | AIA CZ5 | Residential (New), Residential (Existing) | Heating (Equip.), Cooling (Equip.) | 999 | 0 | -208.5068 | -5129.0422 | 0.00040508 | 0.00043667 | 0.00020961 | 0.00020619 | 0.0001764 | 0.0012945 | 0.0021157 | 0.0028518 | 0.0034639 | 0.004026 | 0.0041802 | 0.0043282 | 0.0044674 | 0.0046029 | 0.0047157 | 0.0043359 | 0.0040904 | 0.0038633 | 0.0037014 | 0.0035643 | 0.0034744 | 0.0033864 | 0.0032703 | 0.0031953 | 0.0030909 | 0.0029221 | 0.0027442 | 0.0025669 | 0.002395 | 0.0022283 | 0.0020469 | 0.0018658 | 0.0017012 | 0.0015513 | 0.0014179 | 0.0012978
Prospective Residential AVCT HVAC (FS) | Baseline uncompeted | AIA CZ5 | Residential (New), Residential (Existing) | Heating (Equip.), Cooling (Equip.) | 1.2687 | 14.3984 | 22.6964 | 411.6659 | 0.87284 | 0.83086 | 0.79738 | 0.95398 | 0.87684 | 0.88739 | 0.88708 | 0.88534 | 0.88247 | 0.88008 | 0.87644 | 0.87377 | 0.87309 | 0.87363 | 0.87618 | 0.87886 | 0.88188 | 0.88319 | 0.88588 | 0.8894 | 0.8941 | 0.89909 | 0.90416 | 0.90955 | 0.91517 | 0.92104 | 0.92649 | 0.93232 | 0.93819 | 0.9441 | 0.94991 | 0.95608 | 0.96203 | 0.96747 | 0.9731 | 0.97918
Prospective Residential AVCT HVAC (FS) | Efficient uncompeted | AIA CZ5 | Residential (New), Residential (Existing) | Heating (Equip.), Cooling (Equip.) | 1.2687 | 14.3984 | 22.6964 | 411.6659 | 0.87284 | 0.83086 | 0.79738 | 0.95398 | 0.87684 | 0.85602 | 0.82672 | 0.79687 | 0.7672 | 0.73924 | 0.7109 | 0.68435 | 0.66041 | 0.63829 | 0.61918 | 0.60174 | 0.58484 | 0.56677 | 0.55062 | 0.53665 | 0.52466 | 0.5161 | 0.50847 | 0.50368 | 0.50576 | 0.50815 | 0.51067 | 0.51358 | 0.51657 | 0.5197 | 0.52278 | 0.52621 | 0.52967 | 0.53268 | 0.53618 | 0.53994
Prospective Residential AVCT HVAC (FS) | Baseline competed | AIA CZ5 | Residential (New), Residential (Existing) | Heating (Equip.), Cooling (Equip.) | 1.2687 | 14.3984 | 3379.9481 | 68191.484 | 0.0018048 | 0.0017271 | 0.0011256 | 0.0012753 | 0.0011001 | 0.0021434 | 0.0035445 | 0.0049092 | 0.0061453 | 0.0073211 | 0.0079866 | 0.0086265 | 0.0092377 | 0.0098371 | 0.010622 | 0.0095387 | 0.0092238 | 0.0090551 | 0.008751 | 0.0085409 | 0.0083963 | 0.0082435 | 0.0080787 | 0.0079857 | 0.0078207 | 0.0074695 | 0.0070881 | 0.0067106 | 0.0063456 | 0.0059906 | 0.0055942 | 0.0051954 | 0.0048316 | 0.0044978 | 0.0041974 | 0.0039285
Prospective Residential AVCT HVAC (FS) | Efficient competed | AIA CZ5 | Residential (New), Residential (Existing) | Heating (Equip.), Cooling (Equip.) | 1.2687 | 14.3984 | 3379.9481 | 68191.484 | 0.001804 | 0.0017254 | 0.0011171 | 0.001255 | 0.0010733 | 0.0019853 | 0.0031565 | 0.0042183 | 0.0051102 | 0.0059061 | 0.0062574 | 0.0065723 | 0.0068531 | 0.0071154 | 0.0075119 | 0.0065935 | 0.0062532 | 0.0060192 | 0.0056972 | 0.0054673 | 0.005304 | 0.0051794 | 0.005057 | 0.0050016 | 0.0049071 | 0.004697 | 0.0044693 | 0.0042429 | 0.0040219 | 0.0038065 | 0.0035581 | 0.0033036 | 0.0030707 | 0.0028561 | 0.0026647 | 0.0024923
Prospective Residential CO2 HPWH | Baseline uncompeted | AIA CZ5 | Residential (New), Residential (Existing) | Water Heating | 38.5532 | 2.5564 | 4.5473 | 111.8577 | 0.34762 | 0.3481 | 0.3475 | 0.35124 | 0.35328 | 0.35281 | 0.34932 | 0.34715 | 0.34551 | 0.34473 | 0.3423 | 0.34009 | 0.3387 | 0.33792 | 0.33826 | 0.33838 | 0.33832 | 0.33723 | 0.33736 | 0.33744 | 0.33828 | 0.33938 | 0.33994 | 0.34063 | 0.34159 | 0.34272 | 0.34344 | 0.34432 | 0.34532 | 0.34653 | 0.34778 | 0.34911 | 0.35068 | 0.352 | 0.35367 | 0.35529
Prospective Residential CO2 HPWH | Efficient uncompeted | AIA CZ5 | Residential (New), Residential (Existing) | Water Heating | 38.5532 | 2.5564 | 4.5473 | 111.8577 | 0.34762 | 0.3481 | 0.3475 | 0.35124 | 0.35328 | 0.3295 | 0.30557 | 0.28381 | 0.26346 | 0.24458 | 0.22532 | 0.20709 | 0.19015 | 0.17387 | 0.15799 | 0.14252 | 0.12752 | 0.11919 | 0.11807 | 0.11695 | 0.1161 | 0.11535 | 0.11443 | 0.11356 | 0.1128 | 0.11262 | 0.11286 | 0.11315 | 0.11348 | 0.11388 | 0.11429 | 0.11472 | 0.11524 | 0.11567 | 0.11622 | 0.11675
Prospective Residential CO2 HPWH | Baseline competed | AIA CZ5 | Residential (New), Residential (Existing) | Water Heating | 38.5532 | 2.5564 | 187.5854 | 4614.4001 | 2.9802e-17 | 1.7229e-17 | 8.3819e-18 | -5.0291e-17 | 1.4901e-17 | 0.0010651 | 0.0019634 | 0.0027482 | 0.0034392 | 0.0040633 | 0.0046035 | 0.0050783 | 0.0053202 | 0.005766 | 0.0061707 | 0.0065268 | 0.0068378 | 0.0068631 | 0.0071394 | 0.0073821 | 0.0076108 | 0.0078203 | 0.0079969 | 0.0080369 | 0.0081838 | 0.0083079 | 0.0084122 | 0.0084465 | 0.0085296 | 0.0086061 | 0.0086455 | 0.0087176 | 0.0087913 | 0.0088541 | 0.0089181 | 0.008972
Prospective Residential CO2 HPWH | Efficient competed | AIA CZ5 | Residential (New), Residential (Existing) | Water Heating | 38.5532 | 2.5564 | 187.5854 | 4614.4001 | 2.9802e-17 | 1.7229e-17 | 8.3819e-18 | -5.0291e-17 | 1.4901e-17 | 0.0009844 | 0.0016919 | 0.0022107 | 0.0025829 | 0.0028457 | 0.0029998 | 0.0030713 | 0.0029752 | 0.0029655 | 0.00289 | 0.0027677 | 0.0026077 | 0.0024617 | 0.0025274 | 0.0025807 | 0.0026286 | 0.0026697 | 0.0026994 | 0.0026839 | 0.0027037 | 0.0027301 | 0.0027644 | 0.0027757 | 0.002803 | 0.0028281 | 0.0028411 | 0.0028648 | 0.002889 | 0.0029096 | 0.0029307 | 0.0029484
Prospective Residential CO2 HPWH (FS) | Baseline uncompeted | AIA CZ5 | Residential (New), Residential (Existing) | Water Heating | 999 | 0 | -10.3125 | -144.7121 | 0.11417 | 0.11235 | 0.11092 | 0.11078 | 0.11098 | 0.11078 | 0.1105 | 0.11037 | 0.1104 | 0.1106 | 0.11103 | 0.11174 | 0.11269 | 0.11382 | 0.11514 | 0.11667 | 0.1182 | 0.11961 | 0.12097 | 0.12235 | 0.12375 | 0.12509 | 0.12639 | 0.12769 | 0.12897 | 0.13024 | 0.13156 | 0.13287 | 0.13422 | 0.13563 | 0.13712 | 0.13867 | 0.14026 | 0.14184 | 0.14339 | 0.14496
Prospective Residential CO2 HPWH (FS) | Efficient uncompeted | AIA CZ5 | Residential (New), Residential (Existing) | Water Heating | 999 | 0 | -10.3125 | -144.7121 | 0.11417 | 0.11235 | 0.11092 | 0.11078 | 0.11098 | 0.10696 | 0.10308 | 0.099337 | 0.09577 | 0.092475 | 0.089318 | 0.086413 | 0.083729 | 0.081146 | 0.078681 | 0.076299 | 0.073837 | 0.07249 | 0.072795 | 0.073045 | 0.073425 | 0.073837 | 0.074127 | 0.074453 | 0.074803 | 0.075236 | 0.075779 | 0.076305 | 0.076868 | 0.077476 | 0.078124 | 0.078832 | 0.079627 | 0.080374 | 0.08114 | 0.081876
Prospective Residential CO2 HPWH (FS) | Baseline competed | AIA CZ5 | Residential (New), Residential (Existing) | Water Heating | 999 | 0 | -84.8184 | -1190.558 | -3.7253e-18 | -8.7166e-18 | -4.3074e-18 | 5.9954e-18 | 3.5507e-18 | 0.0015332 | 0.0028226 | 0.0039424 | 0.0049313 | 0.0058329 | 0.0066855 | 0.007495 | 0.0079672 | 0.0087878 | 0.0095584 | 0.01032 | 0.011044 | 0.011737 | 0.012394 | 0.012996 | 0.013577 | 0.014115 | 0.014619 | 0.015079 | 0.015488 | 0.015835 | 0.016176 | 0.016473 | 0.016742 | 0.016994 | 0.017242 | 0.017497 | 0.017755 | 0.018012 | 0.01825 | 0.01847
Prospective Residential CO2 HPWH (FS) | Efficient competed | AIA CZ5 | Residential (New), Residential (Existing) | Water Heating | 999 | 0 | -84.8184 | -1190.558 | -3.7253e-18 | -8.7166e-18 | -4.3074e-18 | 5.9954e-18 | 3.5507e-18 | 0.0014732 | 0.0026153 | 0.0035227 | 0.0042491 | 0.0048498 | 0.0053548 | 0.0057791 | 0.00591 | 0.0062635 | 0.0065382 | 0.0067651 | 0.0069269 | 0.0071455 | 0.0074848 | 0.0077801 | 0.008072 | 0.0083435 | 0.008582 | 0.0087967 | 0.0089847 | 0.0091474 | 0.0093174 | 0.00946 | 0.0095883 | 0.009707 | 0.0098241 | 0.0099473 | 0.01008 | 0.010207 | 0.010327 | 0.010432
Prospective Residential Comfort Ctl. | Baseline uncompeted | AIA CZ5 | Residential (New), Residential (Existing) | Heating (Equip.), Cooling (Equip.), Lighting | 94.437 | 1.0575 | 2.2586 | 50.8616 | 1.6686 | 1.5421 | 1.4294 | 1.7381 | 1.6086 | 1.5762 | 1.5491 | 1.5322 | 1.5228 | 1.5166 | 1.5069 | 1.4987 | 1.4944 | 1.4926 | 1.4952 | 1.4966 | 1.498 | 1.4955 | 1.4966 | 1.4991 | 1.5042 | 1.5103 | 1.5159 | 1.5221 | 1.5292 | 1.5356 | 1.5409 | 1.5472 | 1.5538 | 1.5606 | 1.5672 | 1.5744 | 1.5814 | 1.5874 | 1.5941 | 1.6015
Prospective Residential Comfort Ctl. | Efficient uncompeted | AIA CZ5 | Residential (New), Residential (Existing) | Heating (Equip.), Cooling (Equip.), Lighting | 94.437 | 1.0575 | 2.2586 | 50.8616 | 1.6686 | 1.5421 | 1.4294 | 1.7381 | 1.6086 | 1.5762 | 1.5491 | 1.5322 | 1.5228 | 1.5166 | 1.4839 | 1.4551 | 1.4309 | 1.4097 | 1.3933 | 1.3764 | 1.3598 | 1.3402 | 1.324 | 1.3097 | 1.2994 | 1.2902 | 1.2807 | 1.2716 | 1.2649 | 1.2586 | 1.255 | 1.2535 | 1.2533 | 1.256 | 1.259 | 1.2629 | 1.2666 | 1.2696 | 1.2736 | 1.2784
Prospective Residential Comfort Ctl. | Baseline competed | AIA CZ5 | Residential (New), Residential (Existing) | Heating (Equip.), Cooling (Equip.), Lighting | 94.437 | 1.0575 | 50.3666 | 1160.2613 | 0.051426 | 0.033629 | 0.01891 | 0.01406 | 0.013582 | -2.5844e-17 | -1.2573e-16 | 2.8871e-16 | -5.8208e-17 | 3.4668e-16 | 0.0082673 | 0.016464 | 0.024763 | 0.033233 | 0.04362 | 0.040481 | 0.040077 | 0.04026 | 0.040054 | 0.040216 | 0.040774 | 0.041559 | 0.042419 | 0.0439 | 0.045172 | 0.046321 | 0.047444 | 0.048651 | 0.049928 | 0.051232 | 0.052 | 0.052521 | 0.053136 | 0.053859 | 0.054635 | 0.055554
Prospective Residential Comfort Ctl. | Efficient competed | AIA CZ5 | Residential (New), Residential (Existing) | Heating (Equip.), Cooling (Equip.), Lighting | 94.437 | 1.0575 | 50.3666 | 1160.2613 | 0.051409 | 0.033598 | 0.018846 | 0.013921 | 0.013406 | -2.5844e-17 | -1.2573e-16 | 2.8871e-16 | -5.8208e-17 | 3.4668e-16 | 0.007295 | 0.014245 | 0.021028 | 0.027722 | 0.035918 | 0.032776 | 0.03198 | 0.031689 | 0.031081 | 0.030794 | 0.030864 | 0.031126 | 0.031466 | 0.032373 | 0.033164 | 0.0339 | 0.034767 | 0.035758 | 0.036823 | 0.037966 | 0.038704 | 0.039251 | 0.039887 | 0.040608 | 0.041423 | 0.042373
Prospective Residential HP Dryer | Baseline uncompeted | AIA CZ5 | Residential (New), Residential (Existing) | Other | 1.3458 | 11.8535 | 21.1258 | 519.671 | 0.15271 | 0.15511 | 0.15652 | 0.16016 | 0.16339 | 0.16553 | 0.16614 | 0.16689 | 0.16782 | 0.16921 | 0.16985 | 0.17058 | 0.17158 | 0.17291 | 0.17485 | 0.17672 | 0.17845 | 0.17954 | 0.18127 | 0.18298 | 0.18514 | 0.18747 | 0.18945 | 0.19147 | 0.19362 | 0.19585 | 0.19786 | 0.19993 | 0.20204 | 0.20422 | 0.20636 | 0.20851 | 0.21077 | 0.21284 | 0.21508 | 0.2173
Prospective Residential HP Dryer | Efficient uncompeted | AIA CZ5 | Residential (New), Residential (Existing) | Other | 1.3458 | 11.8535 | 21.1258 | 519.671 | 0.15271 | 0.15511 | 0.15652 | 0.16016 | 0.16339 | 0.15737 | 0.15062 | 0.14417 | 0.13808 | 0.1325 | 0.12648 | 0.1207 | 0.11528 | 0.11021 | 0.10551 | 0.10056 | 0.095619 | 0.093061 | 0.093527 | 0.093985 | 0.094674 | 0.095452 | 0.09606 | 0.096683 | 0.097381 | 0.098118 | 0.09893 | 0.099964 | 0.10102 | 0.10211 | 0.10318 | 0.10425 | 0.10538 | 0.10642 | 0.10754 | 0.10865
Prospective Residential HP Dryer | Baseline competed | AIA CZ5 | Residential (New), Residential (Existing) | Other | 1.3458 | 11.8535 | 999 | 999 | 0.050903 | 0.051703 | -2.0489e-17 | -1.6764e-17 | 2.5146e-17 | 6.6869e-16 | 1.2573e-15 | 1.749e-15 | 2.2668e-15 | 2.7046e-15 | 3.1367e-15 | 3.5688e-15 | 3.8631e-15 | 4.1537e-15 | 4.6156e-15 | 4.7572e-15 | 5.0813e-15 | 5.3458e-15 | 5.6773e-15 | 5.9381e-15 | 6.0424e-15 | 6.3181e-15 | 6.482e-15 | 6.6236e-15 | 6.8471e-15 | 7.011e-15 | 7.2345e-15 | 7.3686e-15 | 7.5474e-15 | 7.6294e-15 | 7.7561e-15 | 7.8827e-15 | 7.9945e-15 | 8.1286e-15 | 8.2403e-15 | 8.4192e-15
Prospective Residential HP Dryer | Efficient competed | AIA CZ5 | Residential (New), Residential (Existing) | Other | 1.3458 | 11.8535 | 999 | 999 | 0.050903 | 0.051703 | -2.0489e-17 | -1.6764e-17 | 2.5146e-17 | 6.0908e-16 | 1.0878e-15 | 1.5125e-15 | 1.8235e-15 | 2.0806e-15 | 2.3134e-15 | 2.4624e-15 | 2.604e-15 | 2.6766e-15 | 2.8089e-15 | 2.6897e-15 | 2.7493e-15 | 2.7977e-15 | 2.9542e-15 | 3.051e-15 | 3.0957e-15 | 3.2037e-15 | 3.3006e-15 | 3.3528e-15 | 3.4533e-15 | 3.5316e-15 | 3.6173e-15 | 3.6843e-15 | 3.7737e-15 | 3.8147e-15 | 3.8892e-15 | 3.9414e-15 | 3.9972e-15 | 4.0643e-15 | 4.1202e-15 | 4.2096e-15
Prospective Residential HP Dryer (FS) | Baseline uncompeted | AIA CZ5 | Residential (New), Residential (Existing) | Other | 999 | 999 | 999 | 82756.6732 | 0.0042635 | 0.0043876 | 0.0044684 | 0.0046076 | 0.0047646 | 0.0049084 | 0.0050396 | 0.0051712 | 0.0053039 | 0.0054387 | 0.005581 | 0.0057362 | 0.0059055 | 0.0060739 | 0.0062385 | 0.0064056 | 0.0065748 | 0.0067387 | 0.0068985 | 0.0070562 | 0.0072096 | 0.0073551 | 0.0075049 | 0.0076603 | 0.0078186 | 0.0079787 | 0.0081418 | 0.0083045 | 0.0084665 | 0.0086281 | 0.0087889 | 0.0089491 | 0.0091076 | 0.0092626 | 0.0094134 | 0.0095636
Prospective Residential HP Dryer (FS) | Efficient uncompeted | AIA CZ5 | Residential (New), Residential (Existing) | Other | 999 | 999 | 999 | 82756.6732 | 0.0042635 | 0.0043876 | 0.0044684 | 0.0046076 | 0.0047646 | 0.0051258 | 0.005444 | 0.0057508 | 0.0060511 | 0.0063592 | 0.0066614 | 0.0069758 | 0.0073074 | 0.0076386 | 0.0079819 | 0.0083269 | 0.0086646 | 0.0088962 | 0.0090809 | 0.009253 | 0.0094345 | 0.009614 | 0.0097853 | 0.0099682 | 0.010159 | 0.010348 | 0.010534 | 0.010712 | 0.010891 | 0.01107 | 0.011247 | 0.011427 | 0.011613 | 0.011789 | 0.011964 | 0.012132
Prospective Residential HP Dryer (FS) | Baseline competed | AIA CZ5 | Residential (New), Residential (Existing) | Other | 999 | 999 | 999 | 999 | 0.0008527 | 0.00087753 | -1.0186e-19 | -8.7311e-20 | -5.8208e-20 | 6.7428e-12 | 1.3361e-11 | 1.9814e-11 | 2.6169e-11 | 3.2346e-11 | 3.8374e-11 | 4.4144e-11 | 4.9817e-11 | 5.5305e-11 | 6.3262e-11 | 6.5701e-11 | 7.1839e-11 | 7.7679e-11 | 8.3341e-11 | 8.8823e-11 | 9.415e-11 | 9.9244e-11 | 1.0426e-10 | 1.0924e-10 | 1.1427e-10 | 1.195e-10 | 1.2455e-10 | 1.2972e-10 | 1.3498e-10 | 1.4033e-10 | 1.4339e-10 | 1.4896e-10 | 1.5447e-10 | 1.5998e-10 | 1.6565e-10 | 1.7151e-10
Prospective Residential HP Dryer (FS) | Efficient competed | AIA CZ5 | Residential (New), Residential (Existing) | Other | 999 | 999 | 999 | 999 | 0.0008527 | 0.00087753 | -1.0186e-19 | -8.7311e-20 | -5.8208e-20 | 7.0907e-12 | 1.4559e-11 | 2.2219e-11 | 3.0066e-11 | 3.8032e-11 | 4.5995e-11 | 5.3835e-11 | 6.1743e-11 | 6.9596e-11 | 8.0929e-11 | 8.5337e-11 | 9.4531e-11 | 1.0239e-10 | 1.0957e-10 | 1.1637e-10 | 1.2312e-10 | 1.2966e-10 | 1.3589e-10 | 1.4213e-10 | 1.4846e-10 | 1.5498e-10 | 1.6114e-10 | 1.6732e-10 | 1.7362e-10 | 1.8004e-10 | 1.835e-10 | 1.902e-10 | 1.9697e-10 | 2.0361e-10 | 2.1053e-10 | 2.1758e-10
Prospective Residential Integrated ASHP | Baseline uncompeted | AIA CZ5 | Residential (New), Residential (Existing) | Heating (Equip.), Cooling (Equip.), Water Heating | 0.12993 | 15.8247 | 24.9086 | 612.7247 | 0.265 | 0.26248 | 0.23295 | 0.29296 | 0.27058 | 0.27518 | 0.27547 | 0.27563 | 0.27468 | 0.2742 | 0.27239 | 0.27059 | 0.26929 | 0.26829 | 0.26812 | 0.26765 | 0.2669 | 0.26507 | 0.26406 | 0.26309 | 0.26269 | 0.26258 | 0.26228 | 0.26208 | 0.26201 | 0.26195 | 0.2617 | 0.26155 | 0.26152 | 0.26153 | 0.26148 | 0.26153 | 0.26162 | 0.26157 | 0.26177 | 0.26211
Prospective Residential Integrated ASHP | Efficient uncompeted | AIA CZ5 | Residential (New), Residential (Existing) | Heating (Equip.), Cooling (Equip.), Water Heating | 0.12993 | 15.8247 | 24.9086 | 612.7247 | 0.265 | 0.26248 | 0.23295 | 0.29296 | 0.27058 | 0.26348 | 0.25311 | 0.24295 | 0.2323 | 0.22248 | 0.21198 | 0.20195 | 0.19271 | 0.18405 | 0.17625 | 0.16852 | 0.16076 | 0.15233 | 0.14481 | 0.1413 | 0.1407 | 0.14025 | 0.1397 | 0.13921 | 0.13878 | 0.13835 | 0.13783 | 0.13736 | 0.13696 | 0.13658 | 0.13642 | 0.13649 | 0.13658 | 0.13659 | 0.13673 | 0.13694
Prospective Residential Integrated ASHP | Baseline competed | AIA CZ5 | Residential (New), Residential (Existing) | Heating (Equip.), Cooling (Equip.), Water Heating | 0.12993 | 15.8247 | 142810.0749 | 3512974.1465 | 0.00040534 | 0.00043727 | 0.00021124 | 0.00020926 | 0.00018032 | 1.5284e-05 | 2.5887e-05 | 3.5864e-05 | 4.4612e-05 | 5.3004e-05 | 5.6407e-05 | 5.973e-05 | 6.2937e-05 | 6.61e-05 | 6.8848e-05 | 6.3207e-05 | 5.9939e-05 | 5.7139e-05 | 5.5334e-05 | 5.3468e-05 | 5.2018e-05 | 5.0605e-05 | 4.8776e-05 | 4.7424e-05 | 4.5688e-05 | 4.3031e-05 | 4.0269e-05 | 3.7543e-05 | 3.492e-05 | 3.2389e-05 | 2.9662e-05 | 2.6958e-05 | 2.4514e-05 | 2.2305e-05 | 2.0347e-05 | 1.8591e-05
Prospective Residential Integrated ASHP | Efficient competed | AIA CZ5 | Residential (New), Residential (Existing) | Heating (Equip.), Cooling (Equip.), Water Heating | 0.12993 | 15.8247 | 142810.0749 | 3512974.1465 | 0.00040508 | 0.00043667 | 0.00020961 | 0.00020619 | 0.0001764 | 1.4117e-05 | 2.2712e-05 | 2.9966e-05 | 3.5603e-05 | 4.0455e-05 | 4.1198e-05 | 4.1765e-05 | 4.2148e-05 | 4.2407e-05 | 4.2289e-05 | 3.7252e-05 | 3.3765e-05 | 3.0668e-05 | 2.8337e-05 | 2.6826e-05 | 2.6002e-05 | 2.5224e-05 | 2.4265e-05 | 2.3616e-05 | 2.2773e-05 | 2.1474e-05 | 2.0126e-05 | 1.8797e-05 | 1.7521e-05 | 1.6292e-05 | 1.4977e-05 | 1.3676e-05 | 1.2494e-05 | 1.142e-05 | 1.0465e-05 | 9.6052e-06
Prospective Residential Integrated NGHP | Baseline uncompeted | AIA CZ5 | Residential (New), Residential (Existing) | Heating (Equip.), Cooling (Equip.), Water Heating | 2.2488 | 17.2054 | 20.2805 | 382.2425 | 0.52319 | 0.46663 | 0.45072 | 0.56567 | 0.54453 | 0.52292 | 0.52198 | 0.52075 | 0.51955 | 0.51823 | 0.51745 | 0.5171 | 0.5176 | 0.51832 | 0.51938 | 0.52078 | 0.52243 | 0.52378 | 0.52495 | 0.52651 | 0.52827 | 0.5299 | 0.53168 | 0.53365 | 0.53557 | 0.5374 | 0.53928 | 0.54123 | 0.54311 | 0.54505 | 0.54711 | 0.54924 | 0.55123 | 0.55323 | 0.5549 | 0.55673
Prospective Residential Integrated NGHP | Efficient uncompeted | AIA CZ5 | Residential (New), Residential (Existing) | Heating (Equip.), Cooling (Equip.), Water Heating | 2.2488 | 17.2054 | 20.2805 | 382.2425 | 0.52319 | 0.46663 | 0.45072 | 0.56567 | 0.54453 | 0.50551 | 0.48864 | 0.47206 | 0.45608 | 0.44053 | 0.42591 | 0.41212 | 0.39943 | 0.3872 | 0.37537 | 0.36404 | 0.35312 | 0.3438 | 0.33612 | 0.32954 | 0.3233 | 0.31719 | 0.3113 | 0.30717 | 0.30712 | 0.30715 | 0.30767 | 0.30825 | 0.3088 | 0.30944 | 0.31017 | 0.31094 | 0.31165 | 0.31237 | 0.31292 | 0.31357
Prospective Residential Integrated NGHP | Baseline competed | AIA CZ5 | Residential (New), Residential (Existing) | Heating (Equip.), Cooling (Equip.), Water Heating | 2.2488 | 17.2054 | 868.0953 | 16361.6595 | 0.0016354 | 0.0015434 | 0.0010212 | 0.0011627 | 0.00099964 | 0.0065334 | 0.0077657 | 0.0086258 | 0.0093366 | 0.0099521 | 0.010416 | 0.010848 | 0.011249 | 0.011619 | 0.011982 | 0.011394 | 0.010912 | 0.010529 | 0.010191 | 0.010075 | 0.010032 | 0.0099642 | 0.009972 | 0.010076 | 0.010147 | 0.009941 | 0.0096448 | 0.0093714 | 0.0091341 | 0.0089117 | 0.0086816 | 0.0084872 | 0.008318 | 0.0081562 | 0.0079829 | 0.0078431
Prospective Residential Integrated NGHP | Efficient competed | AIA CZ5 | Residential (New), Residential (Existing) | Heating (Equip.), Cooling (Equip.), Water Heating | 2.2488 | 17.2054 | 868.0953 | 16361.6595 | 0.0016346 | 0.0015419 | 0.0010134 | 0.0011436 | 0.00097444 | 0.0059858 | 0.0067409 | 0.0071048 | 0.0073072 | 0.00741 | 0.0073863 | 0.0073361 | 0.0072631 | 0.0071712 | 0.007077 | 0.0064388 | 0.005899 | 0.0054522 | 0.005059 | 0.0048936 | 0.0047777 | 0.0046665 | 0.0046023 | 0.0046207 | 0.0046592 | 0.0045619 | 0.0044265 | 0.0043048 | 0.0042028 | 0.0041151 | 0.0040237 | 0.0039516 | 0.0038938 | 0.0038408 | 0.0037859 | 0.0037504
Prospective Residential NG Sorption HPWH | Baseline uncompeted | AIA CZ5 | Residential (New), Residential (Existing) | Water Heating | 13.6614 | 5.9346 | 9.1536 | 172.5251 | 0.10355 | 0.10217 | 0.10112 | 0.1015 | 0.10225 | 0.10259 | 0.10274 | 0.10299 | 0.10337 | 0.10385 | 0.10455 | 0.10548 | 0.10661 | 0.10789 | 0.10933 | 0.11094 | 0.11256 | 0.11406 | 0.11552 | 0.117 | 0.1185 | 0.11994 | 0.12133 | 0.12273 | 0.1241 | 0.12546 | 0.12685 | 0.12823 | 0.12964 | 0.1311 | 0.13263 | 0.13421 | 0.13584 | 0.13744 | 0.13902 | 0.14061
Prospective Residential NG Sorption HPWH | Efficient uncompeted | AIA CZ5 | Residential (New), Residential (Existing) | Water Heating | 13.6614 | 5.9346 | 9.1536 | 172.5251 | 0.10355 | 0.10217 | 0.10112 | 0.1015 | 0.10225 | 0.097838 | 0.093719 | 0.089812 | 0.086125 | 0.082632 | 0.079377 | 0.076377 | 0.073571 | 0.070833 | 0.068054 | 0.065399 | 0.062756 | 0.061667 | 0.062193 | 0.062732 | 0.06328 | 0.063797 | 0.064293 | 0.064788 | 0.065271 | 0.065865 | 0.066594 | 0.067321 | 0.06806 | 0.068829 | 0.069629 | 0.070462 | 0.071313 | 0.072156 | 0.072983 | 0.073818
Prospective Residential NG Sorption HPWH | Baseline competed | AIA CZ5 | Residential (New), Residential (Existing) | Water Heating | 13.6614 | 5.9346 | 999 | 999 | 0 | 6.9849e-18 | -1.071e-17 | 1.0245e-17 | 9.3132e-19 | 1.809e-09 | 3.2184e-09 | 4.3636e-09 | 5.2826e-09 | 6.0687e-09 | 6.7899e-09 | 7.4851e-09 | 7.8972e-09 | 8.5689e-09 | 9.0446e-09 | 9.5223e-09 | 9.9701e-09 | 1.0391e-08 | 1.0768e-08 | 1.1111e-08 | 1.1408e-08 | 1.1661e-08 | 1.1885e-08 | 1.2071e-08 | 1.2201e-08 | 1.2244e-08 | 1.23e-08 | 1.2299e-08 | 1.2257e-08 | 1.2186e-08 | 1.2102e-08 | 1.2022e-08 | 1.1942e-08 | 1.1852e-08 | 1.1726e-08 | 1.1575e-08
Prospective Residential NG Sorption HPWH | Efficient competed | AIA CZ5 | Residential (New), Residential (Existing) | Water Heating | 13.6614 | 5.9346 | 999 | 999 | 0 | 6.9849e-18 | -1.071e-17 | 1.0245e-17 | 9.3132e-19 | 1.7137e-09 | 2.9084e-09 | 3.7677e-09 | 4.3612e-09 | 4.7912e-09 | 5.1244e-09 | 5.3981e-09 | 5.4377e-09 | 5.6238e-09 | 5.6373e-09 | 5.6304e-09 | 5.5864e-09 | 5.6481e-09 | 5.8209e-09 | 5.9755e-09 | 6.1052e-09 | 6.2122e-09 | 6.3033e-09 | 6.3753e-09 | 6.4179e-09 | 6.428e-09 | 6.4572e-09 | 6.457e-09 | 6.4351e-09 | 6.3977e-09 | 6.3535e-09 | 6.3113e-09 | 6.2696e-09 | 6.2221e-09 | 6.1562e-09 | 6.0766e-09
Prospective Residential NGHP | Baseline uncompeted | AIA CZ5 | Residential (New), Residential (Existing) | Heating (Equip.), Cooling (Equip.) | 15.5742 | 6.155 | 7.1905 | 135.5254 | 0.41964 | 0.36445 | 0.3496 | 0.46417 | 0.44228 | 0.42034 | 0.41924 | 0.41776 | 0.41618 | 0.41437 | 0.4129 | 0.41163 | 0.41099 | 0.41043 | 0.41005 | 0.40984 | 0.40986 | 0.40972 | 0.40943 | 0.40951 | 0.40978 | 0.40997 | 0.41035 | 0.41092 | 0.41147 | 0.41194 | 0.41243 | 0.413 | 0.41347 | 0.41395 | 0.41448 | 0.41502 | 0.41539 | 0.41579 | 0.41589 | 0.41613
Prospective Residential NGHP | Efficient uncompeted | AIA CZ5 | Residential (New), Residential (Existing) | Heating (Equip.), Cooling (Equip.) | 15.5742 | 6.155 | 7.1905 | 135.5254 | 0.41964 | 0.36445 | 0.3496 | 0.46417 | 0.44228 | 0.40823 | 0.39599 | 0.38379 | 0.37192 | 0.36026 | 0.34926 | 0.33879 | 0.32921 | 0.31998 | 0.31116 | 0.30268 | 0.29458 | 0.28663 | 0.2788 | 0.27195 | 0.26542 | 0.25903 | 0.25288 | 0.2484 | 0.24784 | 0.24725 | 0.24695 | 0.24672 | 0.24643 | 0.24622 | 0.24604 | 0.24589 | 0.24564 | 0.24542 | 0.24504 | 0.24475
Prospective Residential NGHP | Baseline competed | AIA CZ5 | Residential (New), Residential (Existing) | Heating (Equip.), Cooling (Equip.) | 15.5742 | 6.155 | 129.7587 | 2445.6623 | 0.0016354 | 0.0015434 | 0.0010212 | 0.0011627 | 0.00099964 | 0.010457 | 0.01246 | 0.013885 | 0.015076 | 0.016123 | 0.01693 | 0.017706 | 0.018451 | 0.019164 | 0.019858 | 0.018926 | 0.018174 | 0.017593 | 0.01708 | 0.016906 | 0.016849 | 0.016792 | 0.016865 | 0.017105 | 0.017291 | 0.017044 | 0.016663 | 0.016324 | 0.016047 | 0.015796 | 0.015546 | 0.015359 | 0.015217 | 0.015085 | 0.014927 | 0.014827
Prospective Residential NGHP | Efficient competed | AIA CZ5 | Residential (New), Residential (Existing) | Heating (Equip.), Cooling (Equip.) | 15.5742 | 6.155 | 129.7587 | 2445.6623 | 0.0016346 | 0.0015419 | 0.0010134 | 0.0011436 | 0.00097444 | 0.0095977 | 0.010839 | 0.011467 | 0.01184 | 0.012057 | 0.012072 | 0.012055 | 0.012011 | 0.011943 | 0.011862 | 0.010821 | 0.0099474 | 0.0092313 | 0.0086001 | 0.0083245 | 0.0081303 | 0.0079617 | 0.0078774 | 0.0079373 | 0.0080309 | 0.0079178 | 0.0077509 | 0.0076088 | 0.0075019 | 0.007423 | 0.0073472 | 0.0073066 | 0.0072925 | 0.0072856 | 0.007272 | 0.0072945
Prospective Residential Non-CO2 HPWH | Baseline uncompeted | AIA CZ5 | Residential (New), Residential (Existing) | Water Heating | 45.3698 | 2.1871 | 3.8903 | 95.6975 | 0.34762 | 0.3481 | 0.3475 | 0.35124 | 0.35328 | 0.35281 | 0.34932 | 0.34715 | 0.34551 | 0.34473 | 0.3423 | 0.34009 | 0.3387 | 0.33792 | 0.33826 | 0.33838 | 0.33832 | 0.33723 | 0.33736 | 0.33744 | 0.33828 | 0.33938 | 0.33994 | 0.34063 | 0.34159 | 0.34272 | 0.34344 | 0.34432 | 0.34532 | 0.34653 | 0.34778 | 0.34911 | 0.35068 | 0.352 | 0.35367 | 0.35529
Prospective Residential Non-CO2 HPWH | Efficient uncompeted | AIA CZ5 | Residential (New), Residential (Existing) | Water Heating | 45.3698 | 2.1871 | 3.8903 | 95.6975 | 0.34762 | 0.3481 | 0.3475 | 0.35124 | 0.35328 | 0.33424 | 0.31446 | 0.29668 | 0.28013 | 0.26492 | 0.24909 | 0.23411 | 0.22033 | 0.2072 | 0.19461 | 0.18231 | 0.17034 | 0.16348 | 0.16262 | 0.16173 | 0.16123 | 0.16085 | 0.16023 | 0.15969 | 0.15927 | 0.15936 | 0.1597 | 0.16011 | 0.16057 | 0.16114 | 0.16172 | 0.16233 | 0.16306 | 0.16368 | 0.16445 | 0.16521
Prospective Residential Non-CO2 HPWH | Baseline competed | AIA CZ5 | Residential (New), Residential (Existing) | Water Heating | 45.3698 | 2.1871 | 35.3454 | 869.4595 | 2.9802e-17 | 1.7229e-17 | 8.3819e-18 | -5.0291e-17 | 1.4901e-17 | 0.0045937 | 0.0085559 | 0.012051 | 0.015141 | 0.017922 | 0.020316 | 0.022422 | 0.023512 | 0.025535 | 0.027402 | 0.029056 | 0.030516 | 0.030638 | 0.031933 | 0.033083 | 0.03418 | 0.035194 | 0.036058 | 0.036251 | 0.037025 | 0.037722 | 0.038317 | 0.038492 | 0.039024 | 0.039527 | 0.039729 | 0.040202 | 0.04067 | 0.041079 | 0.04149 | 0.04186
Prospective Residential Non-CO2 HPWH | Efficient competed | AIA CZ5 | Residential (New), Residential (Existing) | Water Heating | 45.3698 | 2.1871 | 35.3454 | 869.4595 | 2.9802e-17 | 1.7229e-17 | 8.3819e-18 | -5.0291e-17 | 1.4901e-17 | 0.0043162 | 0.0076131 | 0.010173 | 0.012137 | 0.013643 | 0.014677 | 0.015361 | 0.015254 | 0.015652 | 0.015793 | 0.015721 | 0.015473 | 0.014982 | 0.015496 | 0.015937 | 0.016351 | 0.016724 | 0.017024 | 0.017011 | 0.017268 | 0.01754 | 0.017817 | 0.017899 | 0.018146 | 0.01838 | 0.018474 | 0.018694 | 0.018911 | 0.019102 | 0.019293 | 0.019464
Prospective Residential NVC HPWH | Baseline uncompeted | AIA CZ5 | Residential (New), Residential (Existing) | Water Heating | 70.8283 | 1.4105 | 2.509 | 61.7186 | 0.34762 | 0.3481 | 0.3475 | 0.35124 | 0.35328 | 0.35281 | 0.34932 | 0.34715 | 0.34551 | 0.34473 | 0.3423 | 0.34009 | 0.3387 | 0.33792 | 0.33826 | 0.33838 | 0.33832 | 0.33723 | 0.33736 | 0.33744 | 0.33828 | 0.33938 | 0.33994 | 0.34063 | 0.34159 | 0.34272 | 0.34344 | 0.34432 | 0.34532 | 0.34653 | 0.34778 | 0.34911 | 0.35068 | 0.352 | 0.35367 | 0.35529
Prospective Residential NVC HPWH | Efficient uncompeted | AIA CZ5 | Residential (New), Residential (Existing) | Water Heating | 70.8283 | 1.4105 | 2.509 | 61.7186 | 0.34762 | 0.3481 | 0.3475 | 0.35124 | 0.35328 | 0.33866 | 0.32276 | 0.30869 | 0.29569 | 0.28392 | 0.27128 | 0.25934 | 0.24851 | 0.23831 | 0.2288 | 0.21946 | 0.21033 | 0.20484 | 0.20421 | 0.20356 | 0.20337 | 0.20335 | 0.20301 | 0.20276 | 0.20267 | 0.20301 | 0.20343 | 0.20396 | 0.20455 | 0.20527 | 0.20601 | 0.20679 | 0.20773 | 0.20851 | 0.20949 | 0.21045
Prospective Residential NVC HPWH | Baseline competed | AIA CZ5 | Residential (New), Residential (Existing) | Water Heating | 70.8283 | 1.4105 | 3.4361 | 84.5247 | 2.9802e-17 | 1.7229e-17 | 8.3819e-18 | -5.0291e-17 | 1.4901e-17 | 0.029037 | 0.054614 | 0.077381 | 0.097573 | 0.1157 | 0.13122 | 0.14489 | 0.15206 | 0.16547 | 0.17802 | 0.18921 | 0.19918 | 0.20003 | 0.20886 | 0.21678 | 0.22441 | 0.23152 | 0.23764 | 0.23899 | 0.24479 | 0.25025 | 0.25496 | 0.25626 | 0.26077 | 0.26511 | 0.2666 | 0.27067 | 0.27464 | 0.27815 | 0.28166 | 0.28492
Prospective Residential NVC HPWH | Efficient competed | AIA CZ5 | Residential (New), Residential (Existing) | Water Heating | 70.8283 | 1.4105 | 3.4361 | 84.5247 | 2.9802e-17 | 1.7229e-17 | 8.3819e-18 | -5.0291e-17 | 1.4901e-17 | 0.0277 | 0.050029 | 0.068193 | 0.082825 | 0.094653 | 0.10347 | 0.11013 | 0.11136 | 0.11667 | 0.12055 | 0.12305 | 0.12437 | 0.12215 | 0.12695 | 0.13118 | 0.13523 | 0.13894 | 0.14206 | 0.14234 | 0.14526 | 0.14824 | 0.15102 | 0.15179 | 0.15447 | 0.15704 | 0.15792 | 0.16033 | 0.16268 | 0.16476 | 0.16684 | 0.16877
Prospective Residential NVC HPWH (FS) | Baseline uncompeted | AIA CZ5 | Residential (New), Residential (Existing) | Water Heating | -12.1343 | 0 | 999 | -708.6579 | 0.11417 | 0.11235 | 0.11092 | 0.11078 | 0.11098 | 0.11078 | 0.1105 | 0.11037 | 0.1104 | 0.1106 | 0.11103 | 0.11174 | 0.11269 | 0.11382 | 0.11514 | 0.11667 | 0.1182 | 0.11961 | 0.12097 | 0.12235 | 0.12375 | 0.12509 | 0.12639 | 0.12769 | 0.12897 | 0.13024 | 0.13156 | 0.13287 | 0.13422 | 0.13563 | 0.13712 | 0.13867 | 0.14026 | 0.14184 | 0.14339 | 0.14496
Prospective Residential NVC HPWH (FS) | Efficient uncompeted | AIA CZ5 | Residential (New), Residential (Existing) | Water Heating | -12.1343 | 0 | 999 | -708.6579 | 0.11417 | 0.11235 | 0.11092 | 0.11078 | 0.11098 | 0.11254 | 0.1135 | 0.11431 | 0.11509 | 0.11606 | 0.11698 | 0.11809 | 0.1194 | 0.12088 | 0.12276 | 0.12472 | 0.12649 | 0.12739 | 0.12838 | 0.12927 | 0.13039 | 0.13157 | 0.13253 | 0.13355 | 0.13462 | 0.13562 | 0.13659 | 0.13754 | 0.13856 | 0.13965 | 0.14082 | 0.1421 | 0.14353 | 0.14488 | 0.14626 | 0.14759
Prospective Residential NVC HPWH (FS) | Baseline competed | AIA CZ5 | Residential (New), Residential (Existing) | Water Heating | -12.1343 | 0 | 999 | -1280.3234 | -3.7253e-18 | -8.7166e-18 | -4.3074e-18 | 5.9954e-18 | 3.5507e-18 | 0.0066844 | 0.012763 | 0.018272 | 0.023259 | 0.027767 | 0.031874 | 0.035658 | 0.037872 | 0.04165 | 0.045214 | 0.048631 | 0.051807 | 0.054686 | 0.057353 | 0.059793 | 0.062178 | 0.064393 | 0.066454 | 0.06842 | 0.070301 | 0.072137 | 0.073897 | 0.075616 | 0.077302 | 0.078983 | 0.080639 | 0.082271 | 0.083847 | 0.085378 | 0.086838 | 0.088308
Prospective Residential NVC HPWH (FS) | Efficient competed | AIA CZ5 | Residential (New), Residential (Existing) | Water Heating | -12.1343 | 0 | 999 | -1280.3234 | -3.7253e-18 | -8.7166e-18 | -4.3074e-18 | 5.9954e-18 | 3.5507e-18 | 0.0068051 | 0.013143 | 0.018968 | 0.02429 | 0.029177 | 0.033613 | 0.037704 | 0.040139 | 0.044236 | 0.048202 | 0.051969 | 0.055415 | 0.058222 | 0.06085 | 0.063161 | 0.065507 | 0.067724 | 0.069679 | 0.07156 | 0.07338 | 0.075113 | 0.076727 | 0.078274 | 0.0798 | 0.081324 | 0.082819 | 0.084307 | 0.085805 | 0.087207 | 0.088575 | 0.089905
Prospective Residential NVC HVAC | Baseline uncompeted | AIA CZ5 | Residential (New), Residential (Existing) | Heating (Equip.), Cooling (Equip.) | 1829.6416 | 0.054656 | -0.012639 | -0.3109 | 0.265 | 0.26248 | 0.23295 | 0.29296 | 0.27058 | 0.27518 | 0.27547 | 0.27563 | 0.27468 | 0.2742 | 0.27239 | 0.27059 | 0.26929 | 0.26829 | 0.26812 | 0.26765 | 0.2669 | 0.26507 | 0.26406 | 0.26309 | 0.26269 | 0.26258 | 0.26228 | 0.26208 | 0.26201 | 0.26195 | 0.2617 | 0.26155 | 0.26152 | 0.26153 | 0.26148 | 0.26153 | 0.26162 | 0.26157 | 0.26177 | 0.26211
Prospective Residential NVC HVAC | Efficient uncompeted | AIA CZ5 | Residential (New), Residential (Existing) | Heating (Equip.), Cooling (Equip.) | 1829.6416 | 0.054656 | -0.012639 | -0.3109 | 0.265 | 0.26248 | 0.23295 | 0.29296 | 0.27058 | 0.26402 | 0.25424 | 0.2447 | 0.23472 | 0.22558 | 0.2158 | 0.20651 | 0.19804 | 0.1902 | 0.18326 | 0.17642 | 0.16959 | 0.16209 | 0.15551 | 0.15261 | 0.15247 | 0.15249 | 0.1524 | 0.15238 | 0.15242 | 0.15248 | 0.15244 | 0.15244 | 0.15252 | 0.15261 | 0.15289 | 0.1534 | 0.15392 | 0.15434 | 0.15491 | 0.15556
Prospective Residential NVC HVAC | Baseline competed | AIA CZ5 | Residential (New), Residential (Existing) | Heating (Equip.), Cooling (Equip.) | 1829.6416 | 0.054656 | -0.9615 | -23.6519 | 0.00040534 | 0.00043727 | 0.00021124 | 0.00020926 | 0.00018032 | 0.0013653 | 0.0022903 | 0.0031597 | 0.0039176 | 0.0046435 | 0.0049143 | 0.005181 | 0.0054397 | 0.0056963 | 0.0059309 | 0.0055515 | 0.005341 | 0.005145 | 0.005021 | 0.0048775 | 0.0047631 | 0.0046456 | 0.0044852 | 0.0043675 | 0.0042119 | 0.0039676 | 0.0037115 | 0.0034574 | 0.003212 | 0.0029746 | 0.0027195 | 0.002467 | 0.0022386 | 0.002032 | 0.0018486 | 0.0016841
Prospective Residential NVC HVAC | Efficient competed | AIA CZ5 | Residential (New), Residential (Existing) | Heating (Equip.), Cooling (Equip.) | 1829.6416 | 0.054656 | -0.9615 | -23.6519 | 0.00040508 | 0.00043667 | 0.00020961 | 0.00020619 | 0.0001764 | 0.0012857 | 0.0020825 | 0.0027796 | 0.0033439 | 0.0038503 | 0.0039658 | 0.004072 | 0.0041668 | 0.0042555 | 0.0043201 | 0.0039251 | 0.0036613 | 0.0034195 | 0.0032426 | 0.0031075 | 0.0030244 | 0.0029438 | 0.0028394 | 0.0027709 | 0.0026774 | 0.0025287 | 0.0023725 | 0.0022174 | 0.0020673 | 0.001922 | 0.0017649 | 0.0016086 | 0.0014665 | 0.0013372 | 0.0012221 | 0.0011185
Prospective Residential NVC HVAC (FS) | Baseline uncompeted | AIA CZ5 | Residential (New), Residential (Existing) | Heating (Equip.), Cooling (Equip.) | 2.0015 | 13.5761 | 21.4 | 401.3498 | 0.87284 | 0.83086 | 0.79738 | 0.95398 | 0.87684 | 0.88739 | 0.88708 | 0.88534 | 0.88247 | 0.88008 | 0.87644 | 0.87377 | 0.87309 | 0.87363 | 0.87618 | 0.87886 | 0.88188 | 0.88319 | 0.88588 | 0.8894 | 0.8941 | 0.89909 | 0.90416 | 0.90955 | 0.91517 | 0.92104 | 0.92649 | 0.93232 | 0.93819 | 0.9441 | 0.94991 | 0.95608 | 0.96203 | 0.96747 | 0.9731 | 0.97918
Prospective Residential NVC HVAC (FS) | Efficient uncompeted | AIA CZ5 | Residential (New), Residential (Existing) | Heating (Equip.), Cooling (Equip.) | 2.0015 | 13.5761 | 21.4 | 401.3498 | 0.87284 | 0.83086 | 0.79738 | 0.95398 | 0.87684 | 0.85147 | 0.81803 | 0.78423 | 0.75076 | 0.71912 | 0.68729 | 0.65735 | 0.63006 | 0.60465 | 0.58227 | 0.56181 | 0.54193 | 0.5211 | 0.50209 | 0.48554 | 0.47108 | 0.4609 | 0.45198 | 0.44606 | 0.44741 | 0.44906 | 0.45092 | 0.45316 | 0.45548 | 0.45794 | 0.46038 | 0.46314 | 0.46594 | 0.46835 | 0.47127 | 0.47444
Prospective Residential NVC HVAC (FS) | Baseline competed | AIA CZ5 | Residential (New), Residential (Existing) | Heating (Equip.), Cooling (Equip.) | 2.0015 | 13.5761 | 3183.0569 | 66206.5481 | 0.0018048 | 0.0017271 | 0.0011256 | 0.0012753 | 0.0011001 | 0.0020507 | 0.003388 | 0.0046892 | 0.0058669 | 0.0069874 | 0.0076221 | 0.0082324 | 0.0088145 | 0.0093848 | 0.01013 | 0.0090968 | 0.0087962 | 0.0086349 | 0.0083448 | 0.0081442 | 0.008006 | 0.0078599 | 0.0077024 | 0.0076134 | 0.0074557 | 0.0071201 | 0.0067558 | 0.0063952 | 0.0060464 | 0.0057073 | 0.0053287 | 0.0049481 | 0.0046008 | 0.0042822 | 0.0039954 | 0.0037386
Prospective Residential NVC HVAC (FS) | Efficient competed | AIA CZ5 | Residential (New), Residential (Existing) | Heating (Equip.), Cooling (Equip.) | 2.0015 | 13.5761 | 3183.0569 | 66206.5481 | 0.001804 | 0.0017254 | 0.0011171 | 0.001255 | 0.0010733 | 0.0018849 | 0.0029722 | 0.0039413 | 0.0047389 | 0.0054373 | 0.0057199 | 0.0059647 | 0.0061736 | 0.0063613 | 0.0066631 | 0.0058017 | 0.0054564 | 0.0052075 | 0.0048861 | 0.0046573 | 0.0044925 | 0.0043746 | 0.004264 | 0.004211 | 0.0041274 | 0.0039469 | 0.0037525 | 0.0035598 | 0.0033719 | 0.0031891 | 0.0029794 | 0.002765 | 0.0025689 | 0.0023883 | 0.0022276 | 0.0020829
Prospective Residential NVC Refrigerator | Baseline uncompeted | AIA CZ5 | Residential (New), Residential (Existing) | Refrigeration | -0.49012 | 17.7737 | 27.1447 | 667.7313 | 0.14458 | 0.14457 | 0.14246 | 0.1411 | 0.14001 | 0.13877 | 0.13677 | 0.13493 | 0.13334 | 0.13248 | 0.13139 | 0.13051 | 0.12984 | 0.12939 | 0.12942 | 0.12947 | 0.12957 | 0.12933 | 0.12969 | 0.13011 | 0.13093 | 0.13198 | 0.13297 | 0.13414 | 0.13547 | 0.13688 | 0.13834 | 0.13988 | 0.14145 | 0.14305 | 0.14468 | 0.14634 | 0.14812 | 0.14979 | 0.15149 | 0.15309
Prospective Residential NVC Refrigerator | Efficient uncompeted | AIA CZ5 | Residential (New), Residential (Existing) | Refrigeration | -0.49012 | 17.7737 | 27.1447 | 667.7313 | 0.14458 | 0.14457 | 0.14246 | 0.1411 | 0.14001 | 0.1325 | 0.12495 | 0.11789 | 0.11137 | 0.10573 | 0.10013 | 0.094925 | 0.09009 | 0.085579 | 0.081531 | 0.077627 | 0.07387 | 0.070003 | 0.066382 | 0.062894 | 0.061809 | 0.06202 | 0.062204 | 0.062475 | 0.06282 | 0.063199 | 0.063608 | 0.064046 | 0.064502 | 0.064971 | 0.065448 | 0.065945 | 0.066655 | 0.067405 | 0.06817 | 0.068889
Prospective Residential NVC Refrigerator | Baseline competed | AIA CZ5 | Residential (New), Residential (Existing) | Refrigeration | -0.49012 | 17.7737 | 537.5942 | 13224.2381 | -1.4901e-17 | -1.4435e-17 | 6.5193e-18 | 1.8626e-18 | -7.4506e-18 | 0.00091072 | 0.0016594 | 0.0022904 | 0.0028271 | 0.0033097 | 0.0037356 | 0.0041139 | 0.0044418 | 0.0047308 | 0.0049943 | 0.0051106 | 0.0051603 | 0.0053736 | 0.0055894 | 0.0057886 | 0.0059875 | 0.006186 | 0.0063755 | 0.0065644 | 0.0067519 | 0.0069313 | 0.00712 | 0.0073078 | 0.0074964 | 0.0076858 | 0.0077939 | 0.0080022 | 0.008221 | 0.0084372 | 0.008652 | 0.0088537
Prospective Residential NVC Refrigerator | Efficient competed | AIA CZ5 | Residential (New), Residential (Existing) | Refrigeration | -0.49012 | 17.7737 | 537.5942 | 13224.2381 | -1.4901e-17 | -1.4435e-17 | 6.5193e-18 | 1.8626e-18 | -7.4506e-18 | 0.00085873 | 0.0014883 | 0.0019602 | 0.002313 | 0.0025909 | 0.0027982 | 0.0029487 | 0.0030457 | 0.0031016 | 0.0031282 | 0.0030548 | 0.0029429 | 0.00292 | 0.0028808 | 0.0028266 | 0.002855 | 0.0029309 | 0.0030025 | 0.0030738 | 0.0031444 | 0.0032111 | 0.003282 | 0.0033524 | 0.0034229 | 0.0034936 | 0.0035274 | 0.0036063 | 0.0036994 | 0.0037967 | 0.0038934 | 0.0039842
Prospective Residential Occupancy Ctl. | Baseline uncompeted | AIA CZ5 | Residential (New), Residential (Existing) | Heating (Equip.), Cooling (Equip.), Lighting | 89.0097 | 1.1215 | 2.345 | 52.382 | 1.6686 | 1.5421 | 1.4294 | 1.7381 | 1.6086 | 1.5762 | 1.5491 | 1.5322 | 1.5228 | 1.5166 | 1.5069 | 1.4987 | 1.4944 | 1.4926 | 1.4952 | 1.4966 | 1.498 | 1.4955 | 1.4966 | 1.4991 | 1.5042 | 1.5103 | 1.5159 | 1.5221 | 1.5292 | 1.5356 | 1.5409 | 1.5472 | 1.5538 | 1.5606 | 1.5672 | 1.5744 | 1.5814 | 1.5874 | 1.5941 | 1.6015
Prospective Residential Occupancy Ctl. | Efficient uncompeted | AIA CZ5 | Residential (New), Residential (Existing) | Heating (Equip.), Cooling (Equip.), Lighting | 89.0097 | 1.1215 | 2.345 | 52.382 | 1.6686 | 1.5421 | 1.4294 | 1.7381 | 1.6086 | 1.5518 | 1.5113 | 1.4812 | 1.4575 | 1.437 | 1.4137 | 1.3923 | 1.3751 | 1.3606 | 1.3511 | 1.3417 | 1.3325 | 1.3202 | 1.3112 | 1.3048 | 1.3017 | 1.3018 | 1.3025 | 1.3045 | 1.3091 | 1.3135 | 1.3172 | 1.3218 | 1.3266 | 1.3316 | 1.3366 | 1.342 | 1.3473 | 1.3518 | 1.357 | 1.3629
Prospective Residential Occupancy Ctl. | Baseline competed | AIA CZ5 | Residential (New), Residential (Existing) | Heating (Equip.), Cooling (Equip.), Lighting | 89.0097 | 1.1215 | 31.9949 | 752.3754 | 0.051426 | 0.033629 | 0.01891 | 0.01406 | 0.013582 | -0.01361 | 0.011857 | 0.030293 | 0.044062 | 0.055648 | 0.059023 | 0.062552 | 0.066219 | 0.069952 | 0.074394 | 0.06872 | 0.067347 | 0.067318 | 0.065128 | 0.063375 | 0.061982 | 0.060469 | 0.058862 | 0.057847 | 0.05696 | 0.055727 | 0.054395 | 0.053132 | 0.051951 | 0.050797 | 0.049323 | 0.047842 | 0.046553 | 0.045486 | 0.044546 | 0.04382
Prospective Residential Occupancy Ctl. | Efficient competed | AIA CZ5 | Residential (New), Residential (Existing) | Heating (Equip.), Cooling (Equip.), Lighting | 89.0097 | 1.1215 | 31.9949 | 752.3754 | 0.051409 | 0.033598 | 0.018846 | 0.013921 | 0.013406 | -0.015363 | 0.0078001 | 0.023676 | 0.034808 | 0.043651 | 0.045426 | 0.047332 | 0.049343 | 0.05141 | 0.054073 | 0.04885 | 0.047146 | 0.046556 | 0.044713 | 0.04334 | 0.042335 | 0.041409 | 0.040502 | 0.040178 | 0.03993 | 0.039453 | 0.038908 | 0.038406 | 0.03796 | 0.037535 | 0.036821 | 0.036065 | 0.035448 | 0.034978 | 0.034613 | 0.034411
Prospective Residential SSL | Baseline uncompeted | AIA CZ5 | Residential (New), Residential (Existing) | Lighting | 999 | 0 | -4.6996 | -115.6056 | 0.29252 | 0.23577 | 0.22046 | 0.21427 | 0.20396 | 0.16531 | 0.13927 | 0.12701 | 0.12486 | 0.12416 | 0.12347 | 0.12289 | 0.1228 | 0.1231 | 0.12382 | 0.12334 | 0.1228 | 0.12195 | 0.12171 | 0.12156 | 0.12188 | 0.12239 | 0.12283 | 0.12343 | 0.12424 | 0.12367 | 0.1232 | 0.12293 | 0.1228 | 0.1228 | 0.12283 | 0.12292 | 0.12312 | 0.12327 | 0.12356 | 0.12387
Prospective Residential SSL | Efficient uncompeted | AIA CZ5 | Residential (New), Residential (Existing) | Lighting | 999 | 0 | -4.6996 | -115.6056 | 0.29252 | 0.23577 | 0.22046 | 0.21427 | 0.20396 | 0.1127 | 0.10114 | 0.10064 | 0.098075 | 0.093963 | 0.088704 | 0.083772 | 0.079419 | 0.075485 | 0.073064 | 0.072356 | 0.071541 | 0.070498 | 0.069725 | 0.068901 | 0.068312 | 0.067756 | 0.067213 | 0.067028 | 0.066903 | 0.065805 | 0.065544 | 0.065348 | 0.065217 | 0.065147 | 0.065093 | 0.065067 | 0.065105 | 0.06512 | 0.065213 | 0.065323
Prospective Residential SSL | Baseline competed | AIA CZ5 | Residential (New), Residential (Existing) | Lighting | 999 | 0 | -6.2911 | -154.7545 | 0.049396 | 0.028245 | 0.02826 | 0.028516 | 0.027949 | 0.10205 | 0.083739 | 0.077165 | 0.079393 | 0.081557 | 0.082292 | 0.083875 | 0.085511 | 0.086195 | 0.088126 | 0.088632 | 0.088304 | 0.087778 | 0.087719 | 0.087761 | 0.088123 | 0.088641 | 0.089133 | 0.089874 | 0.09067 | 0.090799 | 0.090681 | 0.090705 | 0.090867 | 0.091247 | 0.091633 | 0.091998 | 0.092364 | 0.092805 | 0.09331 | 0.093796
Prospective Residential SSL | Efficient competed | AIA CZ5 | Residential (New), Residential (Existing) | Lighting | 999 | 0 | -6.2911 | -154.7545 | 0.049396 | 0.028245 | 0.02826 | 0.028516 | 0.027949 | 0.076403 | 0.064281 | 0.06407 | 0.062715 | 0.060981 | 0.058266 | 0.056182 | 0.05419 | 0.051719 | 0.0507 | 0.050591 | 0.050154 | 0.049547 | 0.049124 | 0.048635 | 0.048281 | 0.047936 | 0.047628 | 0.047749 | 0.047811 | 0.047571 | 0.047522 | 0.047509 | 0.047575 | 0.04777 | 0.047959 | 0.048125 | 0.04828 | 0.048453 | 0.048667 | 0.048877
Res. Air Sealing (Exist), IECC c. 2018 | Baseline uncompeted | AIA CZ5 | Residential (New), Residential (Existing) | Heating (Env.), Cooling (Env.) | 6.0516 | 16.478 | 18.367 | 398.255 | 0.51982 | 0.46362 | 0.41663 | 0.54772 | 0.50313 | 0.47958 | 0.46784 | 0.45618 | 0.44489 | 0.43464 | 0.42358 | 0.41319 | 0.40419 | 0.39593 | 0.3889 | 0.38178 | 0.37468 | 0.36707 | 0.36028 | 0.35378 | 0.34786 | 0.34221 | 0.33655 | 0.33108 | 0.32592 | 0.32097 | 0.31579 | 0.31093 | 0.30612 | 0.30136 | 0.29658 | 0.29189 | 0.28717 | 0.28242 | 0.27823 | 0.27443
Res. Air Sealing (Exist), IECC c. 2018 | Efficient uncompeted | AIA CZ5 | Residential (New), Residential (Existing) | Heating (Env.), Cooling (Env.) | 6.0516 | 16.478 | 18.367 | 398.255 | 0.51982 | 0.46362 | 0.41161 | 0.53465 | 0.48519 | 0.45681 | 0.4401 | 0.42374 | 0.40801 | 0.39348 | 0.37846 | 0.3643 | 0.35159 | 0.33972 | 0.3291 | 0.31856 | 0.30822 | 0.29762 | 0.28786 | 0.27849 | 0.26972 | 0.2613 | 0.25301 | 0.24498 | 0.23732 | 0.22992 | 0.22249 | 0.21539 | 0.20844 | 0.20164 | 0.19494 | 0.18841 | 0.18197 | 0.17563 | 0.16973 | 0.16417
Res. Air Sealing (Exist), IECC c. 2018 | Baseline competed | AIA CZ5 | Residential (New), Residential (Existing) | Heating (Env.), Cooling (Env.) | 6.0516 | 16.478 | 29.8887 | 636.0711 | 0.12464 | 0.10816 | 0.28887 | 0.40691 | 0.38084 | 0.35559 | 0.33674 | 0.32004 | 0.30677 | 0.29504 | 0.2847 | 0.27446 | 0.26505 | 0.256 | 0.24767 | 0.24028 | 0.23083 | 0.22057 | 0.21094 | 0.20137 | 0.19162 | 0.18198 | 0.17207 | 0.16032 | 0.15025 | 0.14064 | 0.13156 | 0.12321 | 0.11549 | 0.10866 | 0.10245 | 0.097055 | 0.092038 | 0.087475 | 0.083887 | 0.0807
Res. Air Sealing (Exist), IECC c. 2018 | Efficient competed | AIA CZ5 | Residential (New), Residential (Existing) | Heating (Env.), Cooling (Env.) | 6.0516 | 16.478 | 29.8887 | 636.0711 | 0.12457 | 0.10804 | 0.28431 | 0.39513 | 0.36468 | 0.33489 | 0.31177 | 0.29115 | 0.27421 | 0.25901 | 0.24551 | 0.23236 | 0.2202 | 0.2086 | 0.19783 | 0.18811 | 0.17676 | 0.16503 | 0.1541 | 0.14352 | 0.13309 | 0.12306 | 0.11314 | 0.10242 | 0.093234 | 0.084691 | 0.076852 | 0.069795 | 0.063418 | 0.057907 | 0.053003 | 0.048816 | 0.045018 | 0.041633 | 0.039018 | 0.036731
Res. Air Sealing (New), IECC c. 2018 | Baseline uncompeted | AIA CZ5 | Residential (New), Residential (Existing) | Heating (Env.), Cooling (Env.) | 999 | 0 | 999 | 999 | 0 | 0.0068071 | 0.012646 | 0.026396 | 0.033896 | 0.0418 | 0.050174 | 0.058241 | 0.065913 | 0.073361 | 0.080429 | 0.087178 | 0.093791 | 0.10028 | 0.10694 | 0.11353 | 0.12 | 0.12591 | 0.13195 | 0.13803 | 0.14422 | 0.1503 | 0.15619 | 0.162 | 0.16777 | 0.17355 | 0.1791 | 0.1847 | 0.19028 | 0.19589 | 0.20148 | 0.20712 | 0.21267 | 0.21805 | 0.22307 | 0.22783
Res. Air Sealing (New), IECC c. 2018 | Efficient uncompeted | AIA CZ5 | Residential (New), Residential (Existing) | Heating (Env.), Cooling (Env.) | 999 | 0 | 999 | 999 | 0 | 0.0068071 | 0.012646 | 0.026396 | 0.033896 | 0.0418 | 0.050174 | 0.058251 | 0.065945 | 0.073434 | 0.080579 | 0.087448 | 0.094233 | 0.10097 | 0.10797 | 0.11499 | 0.12202 | 0.12861 | 0.13545 | 0.1425 | 0.14986 | 0.15726 | 0.16471 | 0.17231 | 0.1801 | 0.18821 | 0.19641 | 0.20495 | 0.2139 | 0.22333 | 0.23314 | 0.24359 | 0.25458 | 0.26591 | 0.27762 | 0.2899
Res. Air Sealing (New), IECC c. 2018 | Baseline competed | AIA CZ5 | Residential (New), Residential (Existing) | Heating (Env.), Cooling (Env.) | 999 | 0 | 0 | 0 | 0 | 0.0018394 | 0.004151 | 0.0076963 | 0.0094692 | 0.011177 | 0.012962 | 0.014669 | 0.016319 | 0.017926 | 0.019494 | 0.020971 | 0.022419 | 0.023824 | 0.025239 | 0.026521 | 0.027396 | 0.027932 | 0.028253 | 0.028318 | 0.028204 | 0.027976 | 0.027569 | 0.026852 | 0.026006 | 0.025072 | 0.02417 | 0.023277 | 0.022287 | 0.021198 | 0.020943 | 0.021113 | 0.02114 | 0.021035 | 0.020895 | 0.020669
Res. Air Sealing (New), IECC c. 2018 | Efficient competed | AIA CZ5 | Residential (New), Residential (Existing) | Heating (Env.), Cooling (Env.) | 999 | 0 | 0 | 0 | 0 | 0.0018204 | 0.0040335 | 0.0074609 | 0.0091553 | 0.01069 | 0.012278 | 0.013786 | 0.015251 | 0.016686 | 0.018109 | 0.019456 | 0.020787 | 0.022095 | 0.023434 | 0.02461 | 0.025339 | 0.025741 | 0.02592 | 0.025849 | 0.025621 | 0.025318 | 0.024871 | 0.024127 | 0.023281 | 0.022405 | 0.021598 | 0.020836 | 0.020036 | 0.019194 | 0.019084 | 0.019373 | 0.019577 | 0.019696 | 0.0199 | 0.020121
Residential Floors, IECC c. 2018 | Baseline uncompeted | AIA CZ5 | Residential (New), Residential (Existing) | Heating (Env.), Cooling (Env.) | 999 | 0 | 0 | 0 | 0.11421 | 0.090662 | 0.08354 | 0.13043 | 0.12978 | 0.11221 | 0.10999 | 0.10804 | 0.10639 | 0.10491 | 0.10347 | 0.10197 | 0.10065 | 0.099308 | 0.09807 | 0.096793 | 0.095489 | 0.094161 | 0.092821 | 0.091499 | 0.090208 | 0.088923 | 0.087604 | 0.086335 | 0.0851 | 0.083822 | 0.082557 | 0.081325 | 0.080078 | 0.078862 | 0.077683 | 0.076459 | 0.075224 | 0.07407 | 0.072822 | 0.071572
Residential Floors, IECC c. 2018 | Efficient uncompeted | AIA CZ5 | Residential (New), Residential (Existing) | Heating (Env.), Cooling (Env.) | 999 | 0 | 0 | 0 | 0.11421 | 0.090662 | 0.08354 | 0.12748 | 0.12385 | 0.10451 | 0.099987 | 0.095871 | 0.092177 | 0.08877 | 0.085504 | 0.082332 | 0.079448 | 0.076662 | 0.074057 | 0.071506 | 0.06904 | 0.066692 | 0.06443 | 0.062275 | 0.060235 | 0.058306 | 0.056459 | 0.054745 | 0.053143 | 0.051603 | 0.050158 | 0.048809 | 0.047529 | 0.046338 | 0.045233 | 0.044172 | 0.043172 | 0.042283 | 0.041437 | 0.040664
Residential Floors, IECC c. 2018 | Baseline competed | AIA CZ5 | Residential (New), Residential (Existing) | Heating (Env.), Cooling (Env.) | 999 | 0 | 0 | 0 | 0.029882 | 0.023787 | -3.0996e-17 | 0.0021462 | 0.0043711 | 0.005448 | 0.0067263 | 0.0078871 | 0.0089336 | 0.0099118 | 0.010843 | 0.011665 | 0.012436 | 0.013143 | 0.01384 | 0.01429 | 0.014834 | 0.015335 | 0.015926 | 0.016604 | 0.017356 | 0.018114 | 0.01878 | 0.019467 | 0.020094 | 0.020687 | 0.021134 | 0.021497 | 0.021795 | 0.022052 | 0.021703 | 0.020924 | 0.020068 | 0.01919 | 0.018288 | 0.017315
Residential Floors, IECC c. 2018 | Efficient competed | AIA CZ5 | Residential (New), Residential (Existing) | Heating (Env.), Cooling (Env.) | 999 | 0 | 0 | 0 | 0.029879 | 0.023787 | -3.0996e-17 | 0.0017202 | 0.0030799 | 0.0034801 | 0.0039789 | 0.0043849 | 0.0047122 | 0.0049949 | 0.005245 | 0.00544 | 0.005608 | 0.0057445 | 0.0058859 | 0.0059018 | 0.005972 | 0.0060166 | 0.0060835 | 0.0061995 | 0.006364 | 0.0065496 | 0.0067224 | 0.0069439 | 0.0071609 | 0.0073767 | 0.0075543 | 0.0077008 | 0.0078198 | 0.0079284 | 0.0079264 | 0.007812 | 0.0076607 | 0.0075101 | 0.0074036 | 0.0072799
Residential Oil WH, 90.1 c. 2016 | Baseline uncompeted | AIA CZ5 | Residential (New), Residential (Existing) | Water Heating | -20.4447 | 90.7671 | 358.869 | 5332.4226 | 0.00099796 | 0.00097327 | 0.0009273 | 0.00086291 | 0.0007984 | 0.00074026 | 0.00069112 | 0.00064781 | 0.00060838 | 0.00057254 | 0.00054188 | 0.0005157 | 0.00049336 | 0.00047546 | 0.00046148 | 0.00045176 | 0.00044136 | 0.0004304 | 0.00041888 | 0.00040742 | 0.00039594 | 0.00038424 | 0.00037306 | 0.00036216 | 0.00035157 | 0.00034128 | 0.00033156 | 0.00032229 | 0.00031363 | 0.00030556 | 0.00029794 | 0.00029075 | 0.00028392 | 0.00027736 | 0.0002711 | 0.00026511
Residential Oil WH, 90.1 c. 2016 | Efficient uncompeted | AIA CZ5 | Residential (New), Residential (Existing) | Water Heating | -20.4447 | 90.7671 | 358.869 | 5332.4226 | 0.00099661 | 0.00097055 | 0.0009234 | 0.0008581 | 0.00079288 | 0.00073418 | 0.00068457 | 0.00064089 | 0.00060117 | 0.00056511 | 0.00053426 | 0.0005079 | 0.00048565 | 0.00046802 | 0.00045426 | 0.0004447 | 0.00043446 | 0.00042367 | 0.00041233 | 0.00040105 | 0.00038975 | 0.00037823 | 0.00036723 | 0.0003565 | 0.00034608 | 0.00033594 | 0.00032638 | 0.00031725 | 0.00030872 | 0.00030078 | 0.00029328 | 0.0002862 | 0.00027948 | 0.00027302 | 0.00026687 | 0.00026096
Residential Oil WH, 90.1 c. 2016 | Baseline competed | AIA CZ5 | Residential (New), Residential (Existing) | Water Heating | -20.4447 | 90.7671 | 999 | 999 | 1.0926e-09 | 1.5648e-09 | 1.4088e-09 | 1.192e-09 | 1.0029e-09 | 8.4576e-10 | 7.1966e-10 | 6.16e-10 | 5.2959e-10 | 4.574e-10 | 3.9824e-10 | 3.4964e-10 | 3.2067e-10 | 2.7984e-10 | 2.6957e-10 | 2.388e-10 | 2.3157e-10 | 2.0472e-10 | 1.8077e-10 | 1.7489e-10 | 1.5438e-10 | 1.3619e-10 | 1.2025e-10 | 1.0621e-10 | 9.3854e-11 | 9.0847e-11 | 8.0377e-11 | 7.1166e-11 | 6.9092e-11 | 6.1328e-11 | 5.9664e-11 | 5.3057e-11 | 4.722e-11 | 4.2052e-11 | 3.7481e-11 | 3.3431e-11
Residential Oil WH, 90.1 c. 2016 | Efficient competed | AIA CZ5 | Residential (New), Residential (Existing) | Water Heating | -20.4447 | 90.7671 | 999 | 999 | 1.0911e-09 | 1.5595e-09 | 1.4022e-09 | 1.1849e-09 | 9.9569e-10 | 8.3866e-10 | 7.1274e-10 | 6.0935e-10 | 5.2326e-10 | 4.5143e-10 | 3.9261e-10 | 3.4435e-10 | 3.1565e-10 | 2.7546e-10 | 2.6535e-10 | 2.3507e-10 | 2.2795e-10 | 2.0152e-10 | 1.7794e-10 | 1.7215e-10 | 1.5197e-10 | 1.3406e-10 | 1.1837e-10 | 1.0455e-10 | 9.2386e-11 | 8.9427e-11 | 7.912e-11 | 7.0053e-11 | 6.8011e-11 | 6.0369e-11 | 5.8732e-11 | 5.2227e-11 | 4.6482e-11 | 4.1395e-11 | 3.6895e-11 | 3.2908e-11
Residential Roof, IECC c. 2018 | Baseline uncompeted | AIA CZ5 | Residential (New), Residential (Existing) | Heating (Env.), Cooling (Env.) | -13.8967 | 999 | 391.9804 | 8648.3643 | 0.31599 | 0.29116 | 0.26719 | 0.34771 | 0.32198 | 0.31902 | 0.31771 | 0.31615 | 0.31441 | 0.31318 | 0.31115 | 0.30934 | 0.30828 | 0.30764 | 0.30787 | 0.30801 | 0.30806 | 0.30739 | 0.30736 | 0.30754 | 0.3082 | 0.30898 | 0.30963 | 0.31036 | 0.31124 | 0.31226 | 0.31296 | 0.3139 | 0.31486 | 0.31589 | 0.31684 | 0.31788 | 0.31884 | 0.31967 | 0.32062 | 0.32167
Residential Roof, IECC c. 2018 | Efficient uncompeted | AIA CZ5 | Residential (New), Residential (Existing) | Heating (Env.), Cooling (Env.) | -13.8967 | 999 | 391.9804 | 8648.3643 | 0.31599 | 0.29116 | 0.26422 | 0.34014 | 0.31162 | 0.30555 | 0.30122 | 0.29681 | 0.29239 | 0.28859 | 0.2842 | 0.28018 | 0.277 | 0.27433 | 0.27258 | 0.27085 | 0.26919 | 0.26701 | 0.2655 | 0.26429 | 0.26361 | 0.26312 | 0.26262 | 0.26379 | 0.26509 | 0.26652 | 0.26768 | 0.26903 | 0.27041 | 0.27185 | 0.27324 | 0.2747 | 0.27609 | 0.27737 | 0.27876 | 0.28024
Residential Roof, IECC c. 2018 | Baseline competed | AIA CZ5 | Residential (New), Residential (Existing) | Heating (Env.), Cooling (Env.) | -13.8967 | 999 | 1302.0906 | 28283.9904 | 0.073114 | 0.06547 | 0.069274 | 0.097078 | 0.091309 | 0.088341 | 0.085658 | 0.08322 | 0.081463 | 0.079983 | 0.078742 | 0.07745 | 0.076311 | 0.075222 | 0.074286 | 0.073374 | 0.071659 | 0.069541 | 0.067413 | 0.065086 | 0.062566 | 0.059991 | 0.057241 | 0.053735 | 0.050555 | 0.04743 | 0.044477 | 0.041833 | 0.039185 | 0.036782 | 0.035328 | 0.034525 | 0.03373 | 0.032865 | 0.0323 | 0.031781
Residential Roof, IECC c. 2018 | Efficient competed | AIA CZ5 | Residential (New), Residential (Existing) | Heating (Env.), Cooling (Env.) | -13.8967 | 999 | 1302.0906 | 28283.9904 | 0.073068 | 0.065371 | 0.068163 | 0.094326 | 0.087574 | 0.083432 | 0.079659 | 0.076203 | 0.073499 | 0.071121 | 0.069067 | 0.067022 | 0.06517 | 0.06342 | 0.061848 | 0.060308 | 0.058047 | 0.055499 | 0.052983 | 0.050354 | 0.047618 | 0.04491 | 0.042126 | 0.039076 | 0.036325 | 0.033663 | 0.031186 | 0.028988 | 0.026852 | 0.024968 | 0.023746 | 0.023001 | 0.022291 | 0.021562 | 0.021135 | 0.020787
Residential Walls, IECC c. 2018 | Baseline uncompeted | AIA CZ5 | Residential (New), Residential (Existing) | Heating (Env.), Cooling (Env.) | 999 | 0 | 0 | 0 | 0.32142 | 0.29153 | 0.26852 | 0.35499 | 0.33538 | 0.32271 | 0.32023 | 0.31771 | 0.31519 | 0.31324 | 0.31066 | 0.30825 | 0.30657 | 0.30524 | 0.30467 | 0.30399 | 0.30327 | 0.30192 | 0.30112 | 0.30049 | 0.30028 | 0.3002 | 0.29999 | 0.29989 | 0.29993 | 0.30004 | 0.29996 | 0.30006 | 0.30018 | 0.30035 | 0.30051 | 0.30072 | 0.30089 | 0.30098 | 0.30112 | 0.30135
Residential Walls, IECC c. 2018 | Efficient uncompeted | AIA CZ5 | Residential (New), Residential (Existing) | Heating (Env.), Cooling (Env.) | 999 | 0 | 0 | 0 | 0.32142 | 0.29153 | 0.26852 | 0.35202 | 0.3299 | 0.31497 | 0.3102 | 0.30551 | 0.30096 | 0.29707 | 0.29272 | 0.28865 | 0.28541 | 0.2826 | 0.28063 | 0.27869 | 0.27684 | 0.27453 | 0.27285 | 0.27148 | 0.27061 | 0.26998 | 0.26936 | 0.26897 | 0.26883 | 0.26889 | 0.26892 | 0.26923 | 0.2697 | 0.27038 | 0.27118 | 0.27219 | 0.27332 | 0.27449 | 0.27577 | 0.27721
Residential Walls, IECC c. 2018 | Baseline competed | AIA CZ5 | Residential (New), Residential (Existing) | Heating (Env.), Cooling (Env.) | 999 | 0 | 0 | 0 | 0.077407 | 0.068736 | -1.4334e-16 | 0.010236 | 0.019498 | 0.027134 | 0.034275 | 0.040755 | 0.046793 | 0.052461 | 0.057906 | 0.062783 | 0.067342 | 0.071558 | 0.075612 | 0.079501 | 0.082226 | 0.083991 | 0.085281 | 0.085947 | 0.086086 | 0.085856 | 0.085033 | 0.083178 | 0.081217 | 0.078997 | 0.0767 | 0.07437 | 0.071864 | 0.069277 | 0.068048 | 0.067578 | 0.066878 | 0.066014 | 0.065278 | 0.064443
Residential Walls, IECC c. 2018 | Efficient competed | AIA CZ5 | Residential (New), Residential (Existing) | Heating (Env.), Cooling (Env.) | 999 | 0 | 0 | 0 | 0.077368 | 0.068656 | -1.4334e-16 | 0.0099463 | 0.018766 | 0.025745 | 0.032097 | 0.037715 | 0.04286 | 0.047608 | 0.052147 | 0.056126 | 0.05979 | 0.063132 | 0.066325 | 0.069356 | 0.071177 | 0.072082 | 0.072513 | 0.072349 | 0.071715 | 0.070805 | 0.069398 | 0.067141 | 0.064825 | 0.062378 | 0.059963 | 0.057604 | 0.055193 | 0.052813 | 0.051594 | 0.051046 | 0.050364 | 0.049595 | 0.049077 | 0.048575
[9 empty] | 4.304% | 7.254% | 10.36% | 15.77% | 20.47% | 20.85% | 22.75% | 24.22% | 25.3% | 25.97% | 24.78% | 23.47% | 22.21% | 21% | 19.82% | 17.55% | 15.1% | 12.57% | 9.923% | 7.279% | 4.665% | 2.131% | -0.2956% | -2.6% | -4.765% | -8.605% | -12.3% | -15.82% | -19.11% | -22.17% | -24.99% | -27.55% | -29.85% | -31.93% | -33.73% | -35.29%
5.028%
0%

## CZ5_sqft_bldg type (hidden)
AIA_CZ5 | total square footage | 2015 | 2016 | 2017 | 2018 | 2019 | 2020 | 2021 | 2022 | 2023 | 2024 | 2025 | 2026 | 2027 | 2028 | 2029 | 2030 | 2031 | 2032 | 2033 | 2034 | 2035 | 2036 | 2037 | 2038 | 2039 | 2040 | 2041 | 2042 | 2043 | 2044 | 2045 | 2046 | 2047 | 2048 | 2049 | 2050
| assembly | 1582.2463 | 1594.0613 | 1605.8638 | 1618.3632 | 1632.0179 | 1649.2075 | 1666.0695 | 1682.5925 | 1698.782 | 1714.6483 | 1730.3463 | 1746.053 | 1761.8511 | 1777.7302 | 1793.6694 | 1809.6976 | 1825.8532 | 1842.0585 | 1858.2829 | 1874.4423 | 1890.468 | 1906.3589 | 1922.1345 | 1937.8429 | 1953.564 | 1969.3372 | 1985.1098 | 2000.8926 | 2016.7051 | 2032.5664 | 2048.5361 | 2064.5985 | 2080.7456 | 2096.956 | 2113.1754 | 2129.3512
| education | 2288.8745 | 2328.0908 | 2370.3861 | 2417.9045 | 2470.6376 | 2506.3552 | 2542.1818 | 2577.6651 | 2612.8935 | 2647.6726 | 2682.3425 | 2717.1213 | 2751.5285 | 2785.5666 | 2819.3132 | 2852.8644 | 2886.547 | 2920.0128 | 2953.4365 | 2986.8715 | 3019.9286 | 3052.8414 | 3085.4757 | 3118.1983 | 3150.7453 | 3183.3153 | 3215.7428 | 3248.2303 | 3280.7264 | 3313.1627 | 3345.5922 | 3377.9886 | 3410.4958 | 3443.09 | 3475.8788 | 3508.8656
| food sales | 168.603 | 170.2278 | 172.2793 | 174.7811 | 177.5995 | 180.2298 | 182.6687 | 184.899 | 186.9551 | 188.897 | 190.8257 | 192.8502 | 195.0224 | 197.3096 | 199.6534 | 202.026 | 204.4271 | 206.8329 | 209.2164 | 211.5447 | 213.7921 | 215.9593 | 218.0792 | 220.1852 | 222.332 | 224.5399 | 226.7773 | 229.0212 | 231.2739 | 233.5441 | 235.8611 | 238.2241 | 240.6198 | 243.0278 | 245.4151 | 247.7496
| food service | 302.567 | 305.4465 | 309.1147 | 313.5746 | 318.5905 | 323.349 | 327.7623 | 331.7983 | 335.5146 | 339.0136 | 342.4749 | 346.0955 | 349.9741 | 354.057 | 358.245 | 362.4926 | 366.8016 | 371.1247 | 375.4174 | 379.6107 | 383.6589 | 387.5603 | 391.3712 | 395.151 | 398.9992 | 402.9528 | 406.9577 | 410.9755 | 415.011 | 419.0821 | 423.2413 | 427.4857 | 431.7919 | 436.1253 | 440.4241 | 444.6294
| health care | 377.8287 | 384.2706 | 390.7593 | 398.1646 | 406.7977 | 413.4651 | 420.0373 | 426.5298 | 432.9446 | 439.2941 | 445.6164 | 451.9567 | 458.34 | 464.7539 | 471.1896 | 477.6492 | 484.138 | 490.6384 | 497.1382 | 503.6133 | 510.0513 | 516.4495 | 522.8176 | 529.1682 | 535.5266 | 541.9013 | 548.2755 | 554.6501 | 561.033 | 567.4276 | 573.85 | 580.2941 | 586.7558 | 593.2271 | 599.6916 | 606.1333
| large office | 1088.9211 | 1101.7501 | 1115.1176 | 1129.8634 | 1144.5917 | 1159.2172 | 1173.6941 | 1187.9212 | 1201.8832 | 1215.5983 | 1229.1645 | 1242.7496 | 1256.489 | 1270.4181 | 1284.5154 | 1298.7566 | 1313.1188 | 1327.5396 | 1341.9565 | 1356.3017 | 1370.5173 | 1384.5842 | 1398.5247 | 1412.3893 | 1426.2586 | 1440.188 | 1454.1794 | 1468.2171 | 1482.2952 | 1496.4142 | 1510.6003 | 1524.8532 | 1539.1545 | 1553.4843 | 1567.8003 | 1582.0495
| lodging | 909.3297 | 928.355 | 948.1133 | 967.5188 | 987.2176 | 1002.9225 | 1017.6799 | 1031.0122 | 1043.2735 | 1054.9256 | 1066.755 | 1079.4059 | 1093.0242 | 1107.3076 | 1121.7868 | 1136.2398 | 1150.6808 | 1164.9294 | 1178.9716 | 1192.706 | 1205.9849 | 1218.9652 | 1231.7791 | 1244.7188 | 1257.9543 | 1271.6446 | 1285.5081 | 1299.3752 | 1313.1873 | 1326.9985 | 1340.9917 | 1355.1817 | 1369.4914 | 1383.8111 | 1397.9854 | 1411.8703
| mercantile/service | 2561.954 | 2598.5217 | 2639.9976 | 2686.8255 | 2736.9456 | 2778.9319 | 2818.2022 | 2854.4907 | 2888.1715 | 2919.9352 | 2951.1208 | 2983.3244 | 3017.3708 | 3052.8876 | 3089.1898 | 3125.9885 | 3163.3258 | 3200.8151 | 3238.0865 | 3274.5749 | 3309.8882 | 3343.9688 | 3377.2385 | 3410.1325 | 3443.4729 | 3477.543 | 3511.9307 | 3546.3735 | 3580.9279 | 3615.7361 | 3651.2413 | 3687.4289 | 3724.1068 | 3761.0391 | 3797.7224 | 3833.6682
| other | 1476.058 | 1493.3041 | 1509.5652 | 1526.8353 | 1542.5222 | 1565.7339 | 1589.5882 | 1613.8068 | 1638.5233 | 1663.7405 | 1690.6466 | 1718.6519 | 1745.5799 | 1771.8567 | 1797.8097 | 1823.3792 | 1849.0738 | 1873.9529 | 1899.343 | 1925.0632 | 1950.3854 | 1975.9889 | 2001.4747 | 2027.6816 | 2053.384 | 2079.0572 | 2103.9567 | 2129.3813 | 2154.8986 | 2180.0504 | 2205.2392 | 2229.9004 | 2254.9255 | 2279.8414 | 2305.3477 | 2331.2135
| small office | 1402.4661 | 1419.7467 | 1437.6464 | 1457.4924 | 1477.6847 | 1496.9867 | 1516.082 | 1534.855 | 1553.2921 | 1571.4198 | 1589.3617 | 1607.3322 | 1625.4947 | 1643.8861 | 1662.479 | 1681.2459 | 1700.1602 | 1719.1466 | 1738.1272 | 1757.0153 | 1775.7397 | 1794.279 | 1812.6611 | 1830.9484 | 1849.2442 | 1867.6164 | 1886.0579 | 1904.5513 | 1923.0924 | 1941.6842 | 1960.363 | 1979.1254 | 1997.9474 | 2016.808 | 2035.6468 | 2054.4005
| warehouse | 2319.6368 | 2371.8431 | 2420.3854 | 2468.575 | 2517.2464 | 2556.9774 | 2596.2339 | 2634.4896 | 2671.8325 | 2708.5719 | 2745.2201 | 2782.2174 | 2819.7815 | 2857.7831 | 2896.0674 | 2934.5866 | 2973.3148 | 3012.1081 | 3050.8163 | 3089.3572 | 3127.6466 | 3165.7756 | 3203.8351 | 3241.9464 | 3280.2262 | 3318.7561 | 3357.4406 | 3396.1648 | 3434.9377 | 3473.7432 | 3512.6831 | 3551.6939 | 3590.7146 | 3629.7101 | 3668.6702 | 3707.5738
| total for CZ5 | 14478.4852 | 14695.6176 | 14919.2287 | 15159.8985 | 15411.8515 | 15633.3762 | 15850.1999 | 16060.0602 | 16264.0658 | 16463.7169 | 16663.8744 | 16867.7582 | 17074.4563 | 17283.5566 | 17493.9187 | 17704.9266 | 17917.4409 | 18129.1591 | 18340.7924 | 18551.1005 | 18758.0609 | 18962.7311 | 19165.3914 | 19368.3625 | 19571.7075 | 19776.8518 | 19981.9364 | 20187.8329 | 20394.0886 | 20600.4095 | 20808.1993 | 21016.7745 | 21226.749 | 21437.1201 | 21647.7578 | 21857.5049
% of Total Sq Ft
|  | 2015 | 2016 | 2017 | 2018 | 2019 | 2020 | 2021 | 2022 | 2023 | 2024 | 2025 | 2026 | 2027 | 2028 | 2029 | 2030 | 2031 | 2032 | 2033 | 2034 | 2035 | 2036 | 2037 | 2038 | 2039 | 2040 | 2041 | 2042 | 2043 | 2044 | 2045 | 2046 | 2047 | 2048 | 2049 | 2050
| assembly | 10.93% | 10.85% | 10.76% | 10.68% | 10.59% | 10.55% | 10.51% | 10.48% | 10.45% | 10.41% | 10.38% | 10.35% | 10.32% | 10.29% | 10.25% | 10.22% | 10.19% | 10.16% | 10.13% | 10.1% | 10.08% | 10.05% | 10.03% | 10.01% | 9.982% | 9.958% | 9.935% | 9.911% | 9.889% | 9.867% | 9.845% | 9.824% | 9.802% | 9.782% | 9.762% | 9.742%
| education | 15.81% | 15.84% | 15.89% | 15.95% | 16.03% | 16.03% | 16.04% | 16.05% | 16.07% | 16.08% | 16.1% | 16.11% | 16.11% | 16.12% | 16.12% | 16.11% | 16.11% | 16.11% | 16.1% | 16.1% | 16.1% | 16.1% | 16.1% | 16.1% | 16.1% | 16.1% | 16.09% | 16.09% | 16.09% | 16.08% | 16.08% | 16.07% | 16.07% | 16.06% | 16.06% | 16.05%
| food sales | 1.165% | 1.158% | 1.155% | 1.153% | 1.152% | 1.153% | 1.152% | 1.151% | 1.149% | 1.147% | 1.145% | 1.143% | 1.142% | 1.142% | 1.141% | 1.141% | 1.141% | 1.141% | 1.141% | 1.14% | 1.14% | 1.139% | 1.138% | 1.137% | 1.136% | 1.135% | 1.135% | 1.134% | 1.134% | 1.134% | 1.134% | 1.133% | 1.134% | 1.134% | 1.134% | 1.133%
| food service | 2.09% | 2.078% | 2.072% | 2.068% | 2.067% | 2.068% | 2.068% | 2.066% | 2.063% | 2.059% | 2.055% | 2.052% | 2.05% | 2.049% | 2.048% | 2.047% | 2.047% | 2.047% | 2.047% | 2.046% | 2.045% | 2.044% | 2.042% | 2.04% | 2.039% | 2.037% | 2.037% | 2.036% | 2.035% | 2.034% | 2.034% | 2.034% | 2.034% | 2.034% | 2.035% | 2.034%
| health care | 2.61% | 2.615% | 2.619% | 2.626% | 2.64% | 2.645% | 2.65% | 2.656% | 2.662% | 2.668% | 2.674% | 2.679% | 2.684% | 2.689% | 2.693% | 2.698% | 2.702% | 2.706% | 2.711% | 2.715% | 2.719% | 2.723% | 2.728% | 2.732% | 2.736% | 2.74% | 2.744% | 2.747% | 2.751% | 2.754% | 2.758% | 2.761% | 2.764% | 2.767% | 2.77% | 2.773%
| large office | 7.521% | 7.497% | 7.474% | 7.453% | 7.427% | 7.415% | 7.405% | 7.397% | 7.39% | 7.383% | 7.376% | 7.368% | 7.359% | 7.35% | 7.343% | 7.336% | 7.329% | 7.323% | 7.317% | 7.311% | 7.306% | 7.302% | 7.297% | 7.292% | 7.287% | 7.282% | 7.277% | 7.273% | 7.268% | 7.264% | 7.26% | 7.255% | 7.251% | 7.247% | 7.242% | 7.238%
| lodging | 6.281% | 6.317% | 6.355% | 6.382% | 6.406% | 6.415% | 6.421% | 6.42% | 6.415% | 6.408% | 6.402% | 6.399% | 6.402% | 6.407% | 6.412% | 6.418% | 6.422% | 6.426% | 6.428% | 6.429% | 6.429% | 6.428% | 6.427% | 6.427% | 6.427% | 6.43% | 6.433% | 6.436% | 6.439% | 6.442% | 6.445% | 6.448% | 6.452% | 6.455% | 6.458% | 6.459%
| mercantile/service | 17.69% | 17.68% | 17.7% | 17.72% | 17.76% | 17.78% | 17.78% | 17.77% | 17.76% | 17.74% | 17.71% | 17.69% | 17.67% | 17.66% | 17.66% | 17.66% | 17.66% | 17.66% | 17.66% | 17.65% | 17.65% | 17.63% | 17.62% | 17.61% | 17.59% | 17.58% | 17.58% | 17.57% | 17.56% | 17.55% | 17.55% | 17.55% | 17.54% | 17.54% | 17.54% | 17.54%
| other | 10.19% | 10.16% | 10.12% | 10.07% | 10.01% | 10.02% | 10.03% | 10.05% | 10.07% | 10.11% | 10.15% | 10.19% | 10.22% | 10.25% | 10.28% | 10.3% | 10.32% | 10.34% | 10.36% | 10.38% | 10.4% | 10.42% | 10.44% | 10.47% | 10.49% | 10.51% | 10.53% | 10.55% | 10.57% | 10.58% | 10.6% | 10.61% | 10.62% | 10.64% | 10.65% | 10.67%
| small office | 9.687% | 9.661% | 9.636% | 9.614% | 9.588% | 9.576% | 9.565% | 9.557% | 9.55% | 9.545% | 9.538% | 9.529% | 9.52% | 9.511% | 9.503% | 9.496% | 9.489% | 9.483% | 9.477% | 9.471% | 9.467% | 9.462% | 9.458% | 9.453% | 9.449% | 9.443% | 9.439% | 9.434% | 9.43% | 9.425% | 9.421% | 9.417% | 9.412% | 9.408% | 9.403% | 9.399%
| warehouse | 16.02% | 16.14% | 16.22% | 16.28% | 16.33% | 16.36% | 16.38% | 16.4% | 16.43% | 16.45% | 16.47% | 16.49% | 16.51% | 16.53% | 16.55% | 16.57% | 16.59% | 16.61% | 16.63% | 16.65% | 16.67% | 16.69% | 16.72% | 16.74% | 16.76% | 16.78% | 16.8% | 16.82% | 16.84% | 16.86% | 16.88% | 16.9% | 16.92% | 16.93% | 16.95% | 16.96%
| total for CZ5 | 100% | 100% | 100% | 100% | 100% | 100% | 100% | 100% | 100% | 100% | 100% | 100% | 100% | 100% | 100% | 100% | 100% | 100% | 100% | 100% | 100% | 100% | 100% | 100% | 100% | 100% | 100% | 100% | 100% | 100% | 100% | 100% | 100% | 100% | 100% | 100%

## ComRefBldg_Miami (hidden)
| 1 |  |  | 2 |  |  | 3 |  |  | 4 |  |  | 5 |  |  | 6 |  | 7 |  | 8 |  |  | 9 |  | 10 |  | 11 |  | 12 |  | 13
|  | Warehouse |  | Hospitals |  |  | Medium Office |  |  | Small Office |  |  | Small Hotel |  |  | MidRiseApt |  | Lg Office |  | Lg Hotel |  |  | 2nd School |  | Primary School |  | Standalone Retail |  | Quick Service Restaurant |  | Supermarket |  | Full Service Restaurant |  | Outpatient Healthcare |  | Retail Stripmall
pre 1980 | Electricity (kWh) |  |  | Electricity (kWh) |  |  | Electricity (kWh) |  |  | Electricity (kWh) |  |  | Electricity (kWh) |  |  | Electricity (kWh) |  | Electricity (kWh) |  | Electricity (kWh) |  |  | Electricity (kWh) |  | Electricity (kWh) |  | Electricity (kWh) |  | Electricity (kWh) |  | Electricity (kWh) |  | Electricity (kWh) |  | Electricity (kWh) |  | Electricity (kWh)
| Heating | 0 |  | Heating | 0 |  | Heating | 0 |  | Heating | 0 |  | Heating | 19.4444 |  | Heating | 0 | Heating | 0 | Heating | 0 |  | Heating | 0 | Heating | 0 | Heating | 38.8889 | Heating | 0 | Heating | 0 | Heating | 0 | Heating | 10488.8973 | Heating | 0
| Cooling | 19680.5556 |  | Cooling | 6041913.8889 |  | Cooling | 301736.1111 |  | Cooling | 33680.5556 |  | Cooling | 267991.6667 |  | Cooling | 158791.6667 | Cooling | 3586430.5556 | Cooling | 5082066.6667 |  | Cooling | 1485355.5556 | Cooling | 485038.8889 | Cooling | 182338.8889 | Cooling | 43372.2222 | Cooling | 163205.5556 | Cooling | 106444.5296 | Cooling | 742989.4833 | Cooling | 175339.0292
| Interior Lighting | 88561.1111 |  | Interior Lighting | 2326391.6667 |  | Interior Lighting | 264338.8889 |  | Interior Lighting | 28511.1111 |  | Interior Lighting | 272316.6667 |  | Interior Lighting | 63638.8889 | Interior Lighting | 2348469.4444 | Interior Lighting | 628386.1111 |  | Interior Lighting | 1137911.1111 | Interior Lighting | 514130.5556 | Interior Lighting | 269744.4444 | Interior Lighting | 47966.6667 | Interior Lighting | 420180.5556 | Interior Lighting | 80500.0644 | Interior Lighting | 221016.8435 | Interior Lighting | 292500.234
| Exterior Lighting | 47897.2222 |  | Exterior Lighting | 91075 |  | Exterior Lighting | 77844.4444 |  | Exterior Lighting | 12088.8889 |  | Exterior Lighting | 73086.1111 |  | Exterior Lighting | 28130.5556 | Exterior Lighting | 269230.5556 | Exterior Lighting | 121627.7778 |  | Exterior Lighting | 95611.1111 | Exterior Lighting | 45977.7778 | Exterior Lighting | 43688.8889 | Exterior Lighting | 12955.5556 | Exterior Lighting | 71716.6667 | Exterior Lighting | 22216.6844 | Exterior Lighting | 74091.7259 | Exterior Lighting | 59002.825
| Interior Equipment | 29005.5556 |  | Interior Equipment | 1817169.4444 |  | Interior Equipment | 296255.5556 |  | Interior Equipment | 24369.4444 |  | Interior Equipment | 225616.6667 |  | Interior Equipment | 124500 | Interior Equipment | 2328883.3333 | Interior Equipment | 542272.2222 |  | Interior Equipment | 632727.7778 | Interior Equipment | 341730.5556 | Interior Equipment | 55225 | Interior Equipment | 113711.1111 | Interior Equipment | 218247.2222 | Interior Equipment | 166402.9109 | Interior Equipment | 499778.1776 | Interior Equipment | 41477.811
| Exterior Equipment | 0 |  | Exterior Equipment | 694291.6667 |  | Exterior Equipment | 0 |  | Exterior Equipment | 0 |  | Exterior Equipment | 0 |  | Exterior Equipment | 0 | Exterior Equipment | 526411.1111 | Exterior Equipment | 263205.5556 |  | Exterior Equipment | 0 | Exterior Equipment | 0 | Exterior Equipment | 0 | Exterior Equipment | 0 | Exterior Equipment | 0 | Exterior Equipment | 0 | Exterior Equipment | 0 | Exterior Equipment | 0
| Fans | 16633.3333 |  | Fans | 1111300 |  | Fans | 204141.6667 |  | Fans | 21769.4444 |  | Fans | 32991.6667 |  | Fans | 30672.2222 | Fans | 242766.6667 | Fans | 400194.4444 |  | Fans | 602627.7778 | Fans | 72625 | Fans | 116488.8889 | Fans | 19363.8889 | Fans | 146100 | Fans | 64338.9404 | Fans | 287047.4519 | Fans | 84797.2901
| Pumps | 0 |  | Pumps | 536961.1111 |  | Pumps | 75 |  | Pumps | 0 |  | Pumps | 475 |  | Pumps | 0 | Pumps | 349536.1111 | Pumps | 30922.2222 |  | Pumps | 1027.7778 | Pumps | 11.1111 | Pumps | 0 | Pumps | 0 | Pumps | 0 | Pumps | 0 | Pumps | 6038.8937 | Pumps | 0
| Heat Rejection | 0 |  | Heat Rejection | 370891.6667 |  | Heat Rejection | 0 |  | Heat Rejection | 0 |  | Heat Rejection | 0 |  | Heat Rejection | 0 | Heat Rejection | 273372.2222 | Heat Rejection | 0 |  | Heat Rejection | 0 | Heat Rejection | 0 | Heat Rejection | 0 | Heat Rejection | 0 | Heat Rejection | 0 | Heat Rejection | 0 | Heat Rejection | 0 | Heat Rejection | 0
| Humidification | 0 |  | Humidification | 7797.2222 |  | Humidification | 0 |  | Humidification | 0 |  | Humidification | 0 |  | Humidification | 0 | Humidification | 0 | Humidification | 0 |  | Humidification | 0 | Humidification | 0 | Humidification | 0 | Humidification | 0 | Humidification | 0 | Humidification | 0 | Humidification | 1536.1123 | Humidification | 0
| Heat Recovery | 0 |  | Heat Recovery | 0 |  | Heat Recovery | 0 |  | Heat Recovery | 0 |  | Heat Recovery | 0 |  | Heat Recovery | 0 | Heat Recovery | 0 | Heat Recovery | 0 |  | Heat Recovery | 0 | Heat Recovery | 0 | Heat Recovery | 0 | Heat Recovery | 0 | Heat Recovery | 0 | Heat Recovery | 0 | Heat Recovery | 0 | Heat Recovery | 0
| Water Systems | 0 |  | Water Systems | 0 |  | Water Systems | 0 |  | Water Systems | 0 |  | Water Systems | 0 |  | Water Systems | 0 | Water Systems | 0 | Water Systems | 0 |  | Water Systems | 0 | Water Systems | 0 | Water Systems | 0 | Water Systems | 0 | Water Systems | 0 | Water Systems | 0 | Water Systems | 0 | Water Systems | 0
| Refrigeration | 0 |  | Refrigeration | 56830.5556 |  | Refrigeration | 0 |  | Refrigeration | 0 |  | Refrigeration | 0 |  | Refrigeration | 0 | Refrigeration | 0 | Refrigeration | 22238.8889 |  | Refrigeration | 43808.3333 | Refrigeration | 21808.3333 | Refrigeration | 0 | Refrigeration | 19136.1111 | Refrigeration | 1253950 | Refrigeration | 18711.1261 | Refrigeration | 0 | Refrigeration | 0
| Generators | 0 |  | Generators | 0 |  | Generators | 0 |  | Generators | 0 |  | Generators | 0 |  | Generators | 0 | Generators | 0 | Generators | 0 |  | Generators | 0 | Generators | 0 | Generators | 0 | Generators | 0 | Generators | 0 | Generators | 0 | Generators | 0 | Generators | 0
Post 1980 | Electricity (kWh) |  |  | Electricity (kWh) |  |  | Electricity (kWh) |  |  | Electricity (kWh) |  |  | Electricity (kWh) |  |  | Electricity (kWh) |  | Electricity (kWh) |  | Electricity (kWh) |  |  | Electricity (kWh) |  | Electricity (kWh) |  | Electricity (kWh) |  | Electricity (kWh) |  | Electricity (kWh) |  | Electricity (kWh) |  | Electricity (kWh) |  | Electricity (kWh)
| Heating | 0 |  | Heating | 0 |  | Heating | 15858.3333 |  | Heating | 0 |  | Heating | 166.6667 |  | Heating | 0 | Heating | 0 | Heating | 400 |  | Heating | 0 | Heating | 0 | Heating | 13.8889 | Heating | 0 | Heating | 0 | Heating | 0 | Heating | 13044.4549 | Heating | 0
| Cooling | 21788.8889 |  | Cooling | 6291316.6667 |  | Cooling | 345730.5556 |  | Cooling | 29050 |  | Cooling | 325050 |  | Cooling | 181630.5556 | Cooling | 3200219.4444 | Cooling | 5548369.4444 |  | Cooling | 4551300 | Cooling | 447433.3333 | Cooling | 166186.1111 | Cooling | 37533.3333 | Cooling | 155175 | Cooling | 103127.8603 | Cooling | 834647.8899 | Cooling | 184266.8141
| Interior Lighting | 88561.1111 |  | Interior Lighting | 2326391.6667 |  | Interior Lighting | 264338.8889 |  | Interior Lighting | 28511.1111 |  | Interior Lighting | 272316.6667 |  | Interior Lighting | 63638.8889 | Interior Lighting | 2348469.4444 | Interior Lighting | 628386.1111 |  | Interior Lighting | 1137911.1111 | Interior Lighting | 514130.5556 | Interior Lighting | 269744.4444 | Interior Lighting | 24083.3333 | Interior Lighting | 420180.5556 | Interior Lighting | 80500.0644 | Interior Lighting | 221016.8435 | Interior Lighting | 292500.234
| Exterior Lighting | 47897.2222 |  | Exterior Lighting | 91075 |  | Exterior Lighting | 77844.4444 |  | Exterior Lighting | 12088.8889 |  | Exterior Lighting | 73086.1111 |  | Exterior Lighting | 28130.5556 | Exterior Lighting | 269230.5556 | Exterior Lighting | 121627.7778 |  | Exterior Lighting | 95611.1111 | Exterior Lighting | 45977.7778 | Exterior Lighting | 43688.8889 | Exterior Lighting | 12955.5556 | Exterior Lighting | 71716.6667 | Exterior Lighting | 22216.6844 | Exterior Lighting | 74091.7259 | Exterior Lighting | 59002.825
| Interior Equipment | 29005.5556 |  | Interior Equipment | 1817169.4444 |  | Interior Equipment | 296255.5556 |  | Interior Equipment | 24369.4444 |  | Interior Equipment | 225616.6667 |  | Interior Equipment | 124500 | Interior Equipment | 2328883.3333 | Interior Equipment | 542272.2222 |  | Interior Equipment | 632727.7778 | Interior Equipment | 341730.5556 | Interior Equipment | 55225 | Interior Equipment | 113711.1111 | Interior Equipment | 218247.2222 | Interior Equipment | 166402.9109 | Interior Equipment | 499778.1776 | Interior Equipment | 41477.811
| Exterior Equipment | 0 |  | Exterior Equipment | 694291.6667 |  | Exterior Equipment | 0 |  | Exterior Equipment | 0 |  | Exterior Equipment | 0 |  | Exterior Equipment | 0 | Exterior Equipment | 526411.1111 | Exterior Equipment | 263205.5556 |  | Exterior Equipment | 0 | Exterior Equipment | 0 | Exterior Equipment | 0 | Exterior Equipment | 0 | Exterior Equipment | 0 | Exterior Equipment | 0 | Exterior Equipment | 0 | Exterior Equipment | 0
| Fans | 17333.3333 |  | Fans | 1050097.2222 |  | Fans | 29280.5556 |  | Fans | 15622.2222 |  | Fans | 85413.8889 |  | Fans | 32661.1111 | Fans | 209547.2222 | Fans | 318902.7778 |  | Fans | 371638.8889 | Fans | 68077.7778 | Fans | 103811.1111 | Fans | 18527.7778 | Fans | 146575 | Fans | 61208.3823 | Fans | 295391.903 | Fans | 104269.5279
| Pumps | 0 |  | Pumps | 522341.6667 |  | Pumps | 75 |  | Pumps | 0 |  | Pumps | 475 |  | Pumps | 0 | Pumps | 316616.6667 | Pumps | 31280.5556 |  | Pumps | 23536.1111 | Pumps | 13.8889 | Pumps | 0 | Pumps | 0 | Pumps | 0 | Pumps | 0 | Pumps | 5941.6714 | Pumps | 0
| Heat Rejection | 0 |  | Heat Rejection | 363850 |  | Heat Rejection | 0 |  | Heat Rejection | 0 |  | Heat Rejection | 0 |  | Heat Rejection | 0 | Heat Rejection | 247950 | Heat Rejection | 0 |  | Heat Rejection | 0 | Heat Rejection | 0 | Heat Rejection | 0 | Heat Rejection | 0 | Heat Rejection | 0 | Heat Rejection | 0 | Heat Rejection | 0 | Heat Rejection | 0
| Humidification | 0 |  | Humidification | 7213.8889 |  | Humidification | 0 |  | Humidification | 0 |  | Humidification | 0 |  | Humidification | 0 | Humidification | 0 | Humidification | 0 |  | Humidification | 0 | Humidification | 0 | Humidification | 0 | Humidification | 0 | Humidification | 0 | Humidification | 0 | Humidification | 1600.0013 | Humidification | 0
| Heat Recovery | 0 |  | Heat Recovery | 0 |  | Heat Recovery | 0 |  | Heat Recovery | 0 |  | Heat Recovery | 0 |  | Heat Recovery | 0 | Heat Recovery | 0 | Heat Recovery | 0 |  | Heat Recovery | 0 | Heat Recovery | 0 | Heat Recovery | 0 | Heat Recovery | 0 | Heat Recovery | 0 | Heat Recovery | 0 | Heat Recovery | 0 | Heat Recovery | 0
| Water Systems | 0 |  | Water Systems | 0 |  | Water Systems | 0 |  | Water Systems | 0 |  | Water Systems | 0 |  | Water Systems | 0 | Water Systems | 0 | Water Systems | 0 |  | Water Systems | 0 | Water Systems | 0 | Water Systems | 0 | Water Systems | 0 | Water Systems | 0 | Water Systems | 0 | Water Systems | 0 | Water Systems | 0
| Refrigeration | 0 |  | Refrigeration | 57044.4444 |  | Refrigeration | 0 |  | Refrigeration | 0 |  | Refrigeration | 0 |  | Refrigeration | 0 | Refrigeration | 0 | Refrigeration | 21830.5556 |  | Refrigeration | 43705.5556 | Refrigeration | 21819.4444 | Refrigeration | 0 | Refrigeration | 19133.3333 | Refrigeration | 1255050 | Refrigeration | 18741.6817 | Refrigeration | 0 | Refrigeration | 0
| Generators | 0 |  | Generators | 0 |  | Generators | 0 |  | Generators | 0 |  | Generators | 0 |  | Generators | 0 | Generators | 0 | Generators | 0 |  | Generators | 0 | Generators | 0 | Generators | 0 | Generators | 0 | Generators | 0 | Generators | 0 | Generators | 0 | Generators | 0
New | Energy - End Uses
| Electricity (kWh) |  |  | Electricity (kWh) |  |  | Electricity (kWh) |  |  | Electricity (kWh) |  |  | Electricity (kWh) |  |  | Electricity (kWh) |  | Electricity (kWh) |  | Electricity (kWh) |  |  | Electricity (kWh) |  | Electricity (kWh) |  | Electricity (kWh) |  | Electricity (kWh) |  | Electricity (kWh) |  | Electricity (kWh) |  | Electricity (kWh) |  | Electricity (kWh)
| Heating | 0 |  | Heating | 0 |  | Heating | 4102.7778 |  | Heating | 0 |  | Heating | 0 |  | Heating | 0 | Heating | 0 | Heating | 13.8889 |  | Heating | 0 | Heating | 0 | Heating | 13.8889 | Heating | 0 | Heating | 0 | Heating | 0 | Heating | 2750.0022 | Heating | 0
| Cooling | 102244.4444 |  | Cooling | 4772450 |  | Cooling | 234680.5556 |  | Cooling | 19244.4444 |  | Cooling | 226927.7778 |  | Cooling | 101216.6667 | Cooling | 2737244.4444 | Cooling | 2473577.7778 |  | Cooling | 3335219.4444 | Cooling | 343791.6667 | Cooling | 122847.2222 | Cooling | 33450 | Cooling | 103819.4444 | Cooling | 83427.8445 | Cooling | 591175.4729 | Cooling | 99236.1905
| Interior Lighting | 151402.7778 |  | Interior Lighting | 1156866.6667 |  | Interior Lighting | 168400 |  | Interior Lighting | 15747.2222 |  | Interior Lighting | 174538.8889 |  | Interior Lighting | 48194.4444 | Interior Lighting | 1565647.2222 | Interior Lighting | 403711.1111 |  | Interior Lighting | 939483.3333 | Interior Lighting | 342513.8889 | Interior Lighting | 138966.6667 | Interior Lighting | 26644.4444 | Interior Lighting | 259377.7778 | Interior Lighting | 65897.2749 | Interior Lighting | 156236.2361 | Interior Lighting | 132725.1062
| Exterior Lighting | 39002.7778 |  | Exterior Lighting | 67375 |  | Exterior Lighting | 64708.3333 |  | Exterior Lighting | 10066.6667 |  | Exterior Lighting | 32950 |  | Exterior Lighting | 23416.6667 | Exterior Lighting | 224066.6667 | Exterior Lighting | 73227.7778 |  | Exterior Lighting | 78358.3333 | Exterior Lighting | 37480.5556 | Exterior Lighting | 36130.5556 | Exterior Lighting | 11058.3333 | Exterior Lighting | 59366.6667 | Exterior Lighting | 18516.6815 | Exterior Lighting | 61608.3826 | Exterior Lighting | 50200.0402
| Interior Equipment | 29005.5556 |  | Interior Equipment | 1817169.4444 |  | Interior Equipment | 296255.5556 |  | Interior Equipment | 24369.4444 |  | Interior Equipment | 225616.6667 |  | Interior Equipment | 124500 | Interior Equipment | 2328883.3333 | Interior Equipment | 542272.2222 |  | Interior Equipment | 632727.7778 | Interior Equipment | 341730.5556 | Interior Equipment | 55225 | Interior Equipment | 113711.1111 | Interior Equipment | 218247.2222 | Interior Equipment | 166402.9109 | Interior Equipment | 499778.1776 | Interior Equipment | 41477.811
| Exterior Equipment | 0 |  | Exterior Equipment | 694291.6667 |  | Exterior Equipment | 0 |  | Exterior Equipment | 0 |  | Exterior Equipment | 0 |  | Exterior Equipment | 0 | Exterior Equipment | 526411.1111 | Exterior Equipment | 263205.5556 |  | Exterior Equipment | 0 | Exterior Equipment | 0 | Exterior Equipment | 0 | Exterior Equipment | 0 | Exterior Equipment | 0 | Exterior Equipment | 0 | Exterior Equipment | 0 | Exterior Equipment | 0
| Fans | 108011.1111 |  | Fans | 913508.3333 |  | Fans | 23405.5556 |  | Fans | 12083.3333 |  | Fans | 66786.1111 |  | Fans | 21072.2222 | Fans | 186461.1111 | Fans | 309716.6667 |  | Fans | 339963.8889 | Fans | 57466.6667 | Fans | 80744.4444 | Fans | 16036.1111 | Fans | 108875 | Fans | 30211.1353 | Fans | 234483.5209 | Fans | 47202.8155
| Pumps | 0 |  | Pumps | 459938.8889 |  | Pumps | 75 |  | Pumps | 0 |  | Pumps | 475 |  | Pumps | 0 | Pumps | 284602.7778 | Pumps | 27263.8889 |  | Pumps | 16827.7778 | Pumps | 2.7778 | Pumps | 0 | Pumps | 0 | Pumps | 0 | Pumps | 0 | Pumps | 5430.5599 | Pumps | 0
| Heat Rejection | 0 |  | Heat Rejection | 317330.5556 |  | Heat Rejection | 0 |  | Heat Rejection | 0 |  | Heat Rejection | 0 |  | Heat Rejection | 0 | Heat Rejection | 223216.6667 | Heat Rejection | 0 |  | Heat Rejection | 0 | Heat Rejection | 0 | Heat Rejection | 0 | Heat Rejection | 0 | Heat Rejection | 0 | Heat Rejection | 0 | Heat Rejection | 0 | Heat Rejection | 0
| Humidification | 0 |  | Humidification | 5886.1111 |  | Humidification | 0 |  | Humidification | 0 |  | Humidification | 0 |  | Humidification | 0 | Humidification | 0 | Humidification | 0 |  | Humidification | 0 | Humidification | 0 | Humidification | 0 | Humidification | 0 | Humidification | 0 | Humidification | 0 | Humidification | 997.223 | Humidification | 0
| Heat Recovery | 0 |  | Heat Recovery | 0 |  | Heat Recovery | 0 |  | Heat Recovery | 0 |  | Heat Recovery | 0 |  | Heat Recovery | 0 | Heat Recovery | 0 | Heat Recovery | 0 |  | Heat Recovery | 0 | Heat Recovery | 0 | Heat Recovery | 0 | Heat Recovery | 0 | Heat Recovery | 0 | Heat Recovery | 0 | Heat Recovery | 0 | Heat Recovery | 0
| Water Systems | 0 |  | Water Systems | 0 |  | Water Systems | 0 |  | Water Systems | 0 |  | Water Systems | 0 |  | Water Systems | 0 | Water Systems | 0 | Water Systems | 0 |  | Water Systems | 0 | Water Systems | 0 | Water Systems | 0 | Water Systems | 0 | Water Systems | 0 | Water Systems | 0 | Water Systems | 0 | Water Systems | 0
| Refrigeration | 0 |  | Refrigeration | 57080.5556 |  | Refrigeration | 0 |  | Refrigeration | 0 |  | Refrigeration | 0 |  | Refrigeration | 0 | Refrigeration | 0 | Refrigeration | 21802.7778 |  | Refrigeration | 43672.2222 | Refrigeration | 21841.6667 | Refrigeration | 0 | Refrigeration | 19200 | Refrigeration | 1246013.8889 | Refrigeration | 18819.4595 | Refrigeration | 0 | Refrigeration | 0
| Generators | 0 |  | Generators | 0 |  | Generators | 0 |  | Generators | 0 |  | Generators | 0 |  | Generators | 0 | Generators | 0 | Generators | 0 |  | Generators | 0 | Generators | 0 | Generators | 0 | Generators | 0 | Generators | 0 | Generators | 0 | Generators | 0 | Generators | 0
Pre 1980 | 40%
Post 1980 | 40%
New | 20% |  |  |  | Average Loads across construction date | [11 empty] | 102244.5262
| Area (sqft): | 52045 | 241887 | 53628 | 5500 | 43200 | 33740 | 498588 | 122120 | 210887 | 73960 | 24962 | 2500 | 45000 | 5500 | 40946 | 22500
|  | Warehouse | Hospitals | Medium Office | Small Office | Small Hotel | MidRiseApt | Lg Office | Lg Hotel | 2nd School | Primary School | Standalone Retail | Quick Service Restaurant | Supermarket | Full Service Restaurant | Outpatient Healthcare | Retail Stripmall
Electricity (kWh)
| Heating | 0 | 0 | 7163.8889 | 0 | 74.4444 | 0 | 0 | 162.7778 | 0 | 0 | 23.8889 | 0 | 0 | 0 | 9963.3413 | 0
| Cooling | 37036.6667 | 5887782.2222 | 305922.7778 | 28941.1111 | 282602.2222 | 156412.2222 | 3262108.8889 | 4746890 | 3081706.1111 | 441747.2222 | 163979.4444 | 39052.2222 | 148116.1111 | 100514.5249 | 749290.0439 | 163689.5754
| Interior Lighting | 101129.4444 | 2092486.6667 | 245151.1111 | 25958.3333 | 252761.1111 | 60550 | 2191905 | 583451.1111 | 1098225.5556 | 479807.2222 | 243588.8889 | 34148.8889 | 388020 | 77579.5065 | 208060.722 | 260545.2084
| Exterior Lighting | 46118.3333 | 86335 | 75217.2222 | 11684.4444 | 65058.8889 | 27187.7778 | 260197.7778 | 111947.7778 | 92160.5556 | 44278.3333 | 42177.2222 | 12576.1111 | 69246.6667 | 21476.6838 | 71595.0573 | 57242.268
| Interior Equipment | 29005.5556 | 1817169.4444 | 296255.5556 | 24369.4444 | 225616.6667 | 124500 | 2328883.3333 | 542272.2222 | 632727.7778 | 341730.5556 | 55225 | 113711.1111 | 218247.2222 | 166402.9109 | 499778.1776 | 41477.811
| Exterior Equipment | 0 | 694291.6667 | 0 | 0 | 0 | 0 | 526411.1111 | 263205.5556 | 0 | 0 | 0 | 0 | 0 | 0 | 0 | 0
| Fans | 35188.8889 | 1047260.5556 | 98050 | 17373.3333 | 60719.4444 | 29547.7778 | 218217.7778 | 349582.2222 | 457699.4444 | 67774.4444 | 104268.8889 | 18363.8889 | 138845 | 56261.1561 | 279872.4461 | 85067.2903
| Pumps | 0 | 515708.8889 | 75 | 0 | 475 | 0 | 323381.6667 | 30333.8889 | 13191.1111 | 10.5556 | 0 | 0 | 0 | 0 | 5878.338 | 0
| Heat Rejection | 0 | 357362.7778 | 0 | 0 | 0 | 0 | 253172.2222 | 0 | 0 | 0 | 0 | 0 | 0 | 0 | 0 | 0
| Humidification | 0 | 7181.6667 | 0 | 0 | 0 | 0 | 0 | 0 | 0 | 0 | 0 | 0 | 0 | 0 | 1453.8901 | 0
| Heat Recovery | 0 | 0 | 0 | 0 | 0 | 0 | 0 | 0 | 0 | 0 | 0 | 0 | 0 | 0 | 0 | 0
| Water Systems | 0 | 0 | 0 | 0 | 0 | 0 | 0 | 0 | 0 | 0 | 0 | 0 | 0 | 0 | 0 | 0
| Refrigeration | 0 | 56966.1111 | 0 | 0 | 0 | 0 | 0 | 21988.3333 | 43740 | 21819.4444 | 0 | 19147.7778 | 1252802.7778 | 18745.015 | 0 | 0
| Generators | 0 | 0 | 0 | 0 | 0 | 0 | 0 | 0 | 0 | 0 | 0 | 0 | 0 | 0 | 0 | 0
| SCOUT BUILDING TYPES | Assembly | Education | Food Sales | Food Service | Health Care | Large Office | Lodging | Mercantile/Service | Other | Small Office | Warehouse |  |  |  | SCOUT DEFINITIONS
| Electricity (kWh) | 0 | 0 | 0 | 0 | 4981.6707 | 716.3889 | 139.8111 | 12.6611 | 1086.7713 | 8767.7403 | 0 |  |  |  | assembly | hospital |  |  |  |  | Hospital
| Heating | 5887782.2222 | 2395316.8 | 148116.1111 | 81461.211 | 3318536.133 | 2966490.2778 | 3586175.1778 | 163843.206 | 1224736.9604 | 662848.1719 | 37036.6667 |  |  |  | education | "PrimarySchool": 0.26, |  |  |  |  | Primary School
| Cooling | 2092486.6667 | 937436.7889 | 388020 | 64116.015 | 1150273.6943 | 1997229.6111 | 497471.7111 | 251558.3591 | 521460.5481 | 186208.4354 | 101129.4444 |  |  |  |  | "SecondarySchool": 0.74}, |  |  |  |  | Secondary School
| Interior Lighting | 86335 | 79711.1778 | 69246.6667 | 18717.5063 | 78965.0286 | 241699.7222 | 99756.6667 | 49257.7937 | 68406.2575 | 64405.7837 | 46118.3333 |  |  |  | food sales | Supermarket |  |  |  |  | Supermarket
| Exterior Lighting | 1817169.4444 | 557068.5 | 218247.2222 | 150068.453 | 1158473.811 | 2125620.5556 | 459941.7778 | 48763.8212 | 466085.7993 | 442729.1296 | 29005.5556 |  |  |  | food service | "QuickServiceRestaurant": 0.31, |  |  |  |  | Quick Service Rest
| Interior Equipment | 694291.6667 | 0 | 0 | 0 | 347145.8333 | 473770 | 194772.1111 | 0 | 92744.2708 | 0 | 0 |  |  |  |  | "FullServiceRestaurant": 0.69}, |  |  |  |  | Full Service Rest
| Exterior Equipment | 1047260.5556 | 356318.9444 | 138845 | 44513.0033 | 663566.5008 | 206201 | 274477.9 | 95244.1375 | 191505.7849 | 248372.5526 | 35188.8889 |  |  |  | "health care": null, |  | #we defined as "Hospital": 0.5, "OutpatientHealthcare": 0.5 |  |  |  | Outpatient
| Fans | 515708.8889 | 9764.1667 | 0 | 0 | 260793.6135 | 291051 | 22570.5778 | 0 | 55565.9031 | 5172.9375 | 0 |  |  |  | lodging | "SmallHotel": 0.26, |  |  |  |  | Small Hotel
| Pumps | 357362.7778 | 0 | 0 | 0 | 178681.3889 | 227855 | 0 | 0 | 38158.4375 | 0 | 0 |  |  |  |  | "LargeHotel": 0.74}, |  |  |  |  | Large Hotel
| Heat Rejection | 7181.6667 | 0 | 0 | 0 | 4317.7784 | 0 | 0 | 0 | 539.7223 | 1279.4232 | 0 |  |  |  | large office | "LargeOffice": 0.9, |  |  |  |  | Large Office
| Humidification | 0 | 0 | 0 | 0 | 0 | 0 | 0 | 0 | 0 | 0 | 0 |  |  |  |  | "MediumOffice": 0.1}, |  |  |  |  | Medium Office
| Heat Recovery | 0 | 0 | 0 | 0 | 0 | 0 | 0 | 0 | 0 | 0 | 0 |  |  |  | small office | "SmallOffice": 0.12, |  |  |  |  | Small Office
| Water Systems | 56966.1111 | 38040.6556 | 1252802.7778 | 18869.8715 | 28483.0556 | 0 | 16271.3667 | 0 | 89700.5912 | 0 | 0 |  |  |  |  | "OutpatientHealthcare": 0.88},
| Refrigeration | 0 | 0 | 0 | 0 | 0 | 0 | 0 | 0 | 0 | 0 | 0 |  |  |  | mercantile/service | "RetailStandalone": 0.53,
| Generators | 0 | 0 | 0 | 0 | 0 | 0 | 0 | 0 | 0 | 0 | 0 |  |  |  |  | "RetailStripmall": 0.47},
[13 empty] | TOTAL E USE | % OF TOTAL |  | warehouse | "Warehouse": 1},
| % of total sqft | 10.55% | 16.03% | 1.153% | 2.068% | 2.645% | 7.415% | 6.415% | 17.78% | 10.02% | 9.576% | 16.36% | 100% | 100% |  | "other": null}}, |  | #we defined as average of all DOE ref buildings
0.03018% | Heating | 0 | 0 | 0 | 0 | 131.7532 | 53.1203 | 8.9693 | 2.2506 | 108.8437 | 839.5621 | 0 | 1144.4992 | 0.03018% |  | "source": {
46.61% | Cooling | 621118.2209 | 384019.079 | 1707.5607 | 1684.8824 | 87767.2815 | 219965.7024 | 230062.6355 | 29124.1699 | 122661.4207 | 63471.5678 | 6057.6755 | 1767640.1963 | 46.61% |  | "residential": "U.S. Department of Energy, National Energy and Cost Savings for Single-and Multifamily Homes: A Comparison of the 2006, 2009, and 2012 Editions of the IECC, 2012, p.A.2",
18.95% | Interior Lighting | 220742.1312 | 150290.6055 | 4473.2994 | 1326.1274 | 30421.9665 | 148094.8775 | 31914.1278 | 44716.0951 | 52225.983 | 17830.5407 | 16540.6182 | 718576.3723 | 18.95% |  | "commercial": "1) Deru et al., U.S. Department of Energy Commercial Reference Building Models of the National Building Stock, 2011, Tables 1 and 13, 2) EIA, Commercial Buildings Energy Consumption Survey (CBECs), Building Definitions, 3) Navigant Consulting, Analysis and Representation of Miscellaneous Electric Loads in NEMS, 2013, p.18"},
2.078% | Exterior Lighting | 9107.7149 | 12779.3589 | 798.3121 | 387.1388 | 2088.4347 | 17922.0709 | 6399.6544 | 8755.8855 | 6851.1109 | 6167.2284 | 7543.0627 | 78799.9722 | 2.078% |  | "notes": {
16% | Interior Equipment | 191698.1658 | 89309.6614 | 2516.0692 | 3103.903 | 30638.8398 | 157615.0854 | 29506.4832 | 8668.0787 | 46680.0204 | 42393.8892 | 4744.116 | 606874.3122 | 16% |  | "residential": "Single-Family and Multifamily are EnergyPlus model names cited in the source, but are not yet formal EnergyPlus reference building types",
3.674% | Exterior Equipment | 73242.7234 | 0 | 0 | 0 | 9181.1705 | 35130.1171 | 12495.1468 | 0 | 9288.6427 | 0 | 0 | 139337.8005 | 3.674% |  | "commercial": "Source 1 (Table 1) used to map from EnergyPlus building reference type to CBECs
7.547% | Fans | 110478.3751 | 57125.3343 | 1600.6785 | 920.6735 | 17549.7344 | 15289.8353 | 17608.4842 | 16930.25 | 19179.932 | 23783.1165 | 5755.4551 | 286221.869 | 7.547%
2.425% | Pumps | 54403.5386 | 1565.3989 | 0 | 0 | 6897.3624 | 21581.4756 | 1447.9623 | 0 | 5565.1073 | 495.3389 | 0 | 91956.1841 | 2.425%
1.665% | Heat Rejection | 37699.1751 | 0 | 0 | 0 | 4725.692 | 16895.4827 | 0 | 0 | 3821.6926 | 0 | 0 | 63142.0424 | 1.665%
0.02764% | Humidification | 757.6136 | 0 | 0 | 0 | 114.1948 | 0 | 0 | 0 | 54.055 | 122.5122 | 0 | 1048.3756 | 0.02764%
0% | Heat Recovery | 0 | 0 | 0 | 0 | 0 | 0 | 0 | 0 | 0 | 0 | 0 | 0 | 0%
0% | Water Systems | 0 | 0 | 0 | 0 | 0 | 0 | 0 | 0 | 0 | 0 | 0 | 0 | 0%
0.9947% | Refrigeration | 6009.5106 | 6098.7079 | 14442.9719 | 390.2902 | 753.3082 | 0 | 1043.8513 | 0 | 8983.8082 | 0 | 0 | 37722.4483 | 0.9947%
0% | Generators | 0 | 0 | 0 | 0 | 0 | 0 | 0 | 0 | 0 | 0 | 0 | 0 | 0%
[13 empty] | 3792464.072 | 100%
Comm Ref
|  | Total Comm Sector | X | % of sqft | x | EUI
|  | kWh |  |  |  | kWh/sqft
[load weighted by EUI and sqft]
[9 empty] | average % of energy use per building type | kWh/building
| Assembly | 2000 |  | 50% | 1000 | 90 |  | 45 | 0.75 | 12562545 | 9421908.75
| Warehouse | 2000 |  | 50% | 1000 | 30 |  | 15 | 0.25 | 248478.8889 | 62119.7222
60
|  | Assembly | Education | Food Sales | Food Service | Health Care | Large Office | Lodging | Mercantile/Service | Other | Small Office | Warehouse | SUM
| % of sector sqft | 10.55% | 16.03% | 1.153% | 2.068% | 2.645% | 7.415% | 6.415% | 17.78% | 10.02% | 9.576% | 16.36%
| E use (kWh) | 12562545 | 4373657.0333 | 2215277.7778 | 377746.0601 | 7194218.5081 | 8530633.5556 | 5151577.1 | 608679.9786 | 2749991.0465 | 1619784.1743 | 248478.8889
| Area (sqft) | 241887 | 175285.98 | 45000 | 4570 | 141416.5 | 454092 | 101600.8 | 23804.86 | 92310.1875 | 36692.48 | 52045
| EUI (kWh/sqft) | 51.9356 | 24.9516 | 49.2284 | 82.6578 | 50.8726 | 18.7861 | 50.7041 | 25.5696 | 29.7908 | 44.1449 | 4.7743
| EUI x % sqft | 5.4788 | 4.0003 | 0.56753 | 1.7096 | 1.3455 | 1.393 | 3.2528 | 4.5452 | 2.9836 | 4.2271 | 0.78088 | 30.2843
| Average % of Energy Use by Building Type | 18.09% | 13.21% | 1.874% | 5.645% | 4.443% | 4.6% | 10.74% | 15.01% | 9.852% | 13.96% | 2.578% |  | check=0
| Total E use (kWh) | 1718163643.9076 | 1254481541.6734 | 177978043.3688 | 536141429.175 | 421935947.1684 | 436843992.3334 | 1020080763.6566 | 1425362714.0216 | 935672152.5952 | 1325629436.1307 | 244884608.1398 | 9497174272.1706 | 0

## Scout-ComRefBldgs (hidden)
assembly | hospital
education | "PrimarySchool": 0.26,
"SecondarySchool": 0.74},
food sales | Supermarket
food service | "QuickServiceRestaurant": 0.31,
"FullServiceRestaurant": 0.69},
"health care": null,
lodging | "SmallHotel": 0.26,
"LargeHotel": 0.74},
large office | "LargeOffice": 0.9,
"MediumOffice": 0.1},
small office | "SmallOffice": 0.12,
"OutpatientHealthcare": 0.88},
mercantile/service | "RetailStandalone": 0.53,
"RetailStripmall": 0.47},
warehouse | "Warehouse": 1},
"other": null}},
"source": {
"residential": "U.S. Department of Energy, National Energy and Cost Savings for Single-and Multifamily Homes: A Comparison of the 2006, 2009, and 2012 Editions of the IECC, 2012, p.A.2",
"commercial": "1) Deru et al., U.S. Department of Energy Commercial Reference Building Models of the National Building Stock, 2011, Tables 1 and 13, 2) EIA, Commercial Buildings Energy Consumption Survey (CBECs), Building Definitions, 3) Navigant Consulting, Analysis and Representation of Miscellaneous Electric Loads in NEMS, 2013, p.18"},
"notes": {
"residential": "Single-Family and Multifamily are EnergyPlus model names cited in the source, but are not yet formal EnergyPlus reference building types",
"commercial": "Source 1 (Table 1) used to map from EnergyPlus building reference type to CBECs

## ComRefBldg_Miami2 (hidden)
1
Electricity (kWh) |  | Warehouse | Hospitals | Lg Office | Medium Office | Small Office | Lg Hotel | Small Hotel | MidRiseApt | 2nd School | Primary School | Standalone Retail | Quick Service Restaurant | Supermarket
pre 1980 | Electricity (kWh)
| Heating | 0 | 0 | 0 | 0 | 0 | 0 | 19.4444 | 0 | 0 | 0 | 38.8889 | 0 | 0
| Cooling | 19680.5556 | 6041913.8889 | 3586430.5556 | 301736.1111 | 33680.5556 | 5082066.6667 | 267991.6667 | 158791.6667 | 1485355.5556 | 485038.8889 | 182338.8889 | 43372.2222 | 163205.5556
| Interior Lighting | 88561.1111 | 2326391.6667 | 2348469.4444 | 264338.8889 | 28511.1111 | 628386.1111 | 272316.6667 | 63638.8889 | 1137911.1111 | 514130.5556 | 269744.4444 | 47966.6667 | 420180.5556
| Exterior Lighting | 47897.2222 | 91075 | 269230.5556 | 77844.4444 | 12088.8889 | 121627.7778 | 73086.1111 | 28130.5556 | 95611.1111 | 45977.7778 | 43688.8889 | 12955.5556 | 71716.6667
| Interior Equipment | 29005.5556 | 1817169.4444 | 2328883.3333 | 296255.5556 | 24369.4444 | 542272.2222 | 225616.6667 | 124500 | 632727.7778 | 341730.5556 | 55225 | 113711.1111 | 218247.2222
| Exterior Equipment | 0 | 694291.6667 | 526411.1111 | 0 | 0 | 263205.5556 | 0 | 0 | 0 | 0 | 0 | 0 | 0
| Fans | 16633.3333 | 1111300 | 242766.6667 | 204141.6667 | 21769.4444 | 400194.4444 | 32991.6667 | 30672.2222 | 602627.7778 | 72625 | 116488.8889 | 19363.8889 | 146100
| Pumps | 0 | 536961.1111 | 349536.1111 | 75 | 0 | 30922.2222 | 475 | 0 | 1027.7778 | 11.1111 | 0 | 0 | 0
| Heat Rejection | 0 | 370891.6667 | 273372.2222 | 0 | 0 | 0 | 0 | 0 | 0 | 0 | 0 | 0 | 0
| Humidification | 0 | 7797.2222 | 0 | 0 | 0 | 0 | 0 | 0 | 0 | 0 | 0 | 0 | 0
| Heat Recovery | 0 | 0 | 0 | 0 | 0 | 0 | 0 | 0 | 0 | 0 | 0 | 0 | 0
| Water Systems | 0 | 0 | 0 | 0 | 0 | 0 | 0 | 0 | 0 | 0 | 0 | 0 | 0
| Refrigeration | 0 | 56830.5556 | 0 | 0 | 0 | 22238.8889 | 0 | 0 | 43808.3333 | 21808.3333 | 0 | 19136.1111 | 1253950
| Generators | 0 | 0 | 0 | 0 | 0 | 0 | 0 | 0 | 0 | 0 | 0 | 0 | 0
Post 1980 | Heating | 0 | 0 | 0 | 15858.3333 | 0 | 400 | 166.6667 | 0 | 0 | 0 | 13.8889 | 0 | 0
| Cooling | 21788.8889 | 6291316.6667 | 3200219.4444 | 345730.5556 | 29050 | 5548369.4444 | 325050 | 181630.5556 | 4551300 | 447433.3333 | 166186.1111 | 37533.3333 | 155175
| Interior Lighting | 88561.1111 | 2326391.6667 | 2348469.4444 | 264338.8889 | 28511.1111 | 628386.1111 | 272316.6667 | 63638.8889 | 1137911.1111 | 514130.5556 | 269744.4444 | 24083.3333 | 420180.5556
| Exterior Lighting | 47897.2222 | 91075 | 269230.5556 | 77844.4444 | 12088.8889 | 121627.7778 | 73086.1111 | 28130.5556 | 95611.1111 | 45977.7778 | 43688.8889 | 12955.5556 | 71716.6667
| Interior Equipment | 29005.5556 | 1817169.4444 | 2328883.3333 | 296255.5556 | 24369.4444 | 542272.2222 | 225616.6667 | 124500 | 632727.7778 | 341730.5556 | 55225 | 113711.1111 | 218247.2222
| Exterior Equipment | 0 | 694291.6667 | 526411.1111 | 0 | 0 | 263205.5556 | 0 | 0 | 0 | 0 | 0 | 0 | 0
| Fans | 17333.3333 | 1050097.2222 | 209547.2222 | 29280.5556 | 15622.2222 | 318902.7778 | 85413.8889 | 32661.1111 | 371638.8889 | 68077.7778 | 103811.1111 | 18527.7778 | 146575
| Pumps | 0 | 522341.6667 | 316616.6667 | 75 | 0 | 31280.5556 | 475 | 0 | 23536.1111 | 13.8889 | 0 | 0 | 0
| Heat Rejection | 0 | 363850 | 247950 | 0 | 0 | 0 | 0 | 0 | 0 | 0 | 0 | 0 | 0
| Humidification | 0 | 7213.8889 | 0 | 0 | 0 | 0 | 0 | 0 | 0 | 0 | 0 | 0 | 0
| Heat Recovery | 0 | 0 | 0 | 0 | 0 | 0 | 0 | 0 | 0 | 0 | 0 | 0 | 0
| Water Systems | 0 | 0 | 0 | 0 | 0 | 0 | 0 | 0 | 0 | 0 | 0 | 0 | 0
| Refrigeration | 0 | 57044.4444 | 0 | 0 | 0 | 21830.5556 | 0 | 0 | 43705.5556 | 21819.4444 | 0 | 19133.3333 | 1255050
| Generators | 0 | 0 | 0 | 0 | 0 | 0 | 0 | 0 | 0 | 0 | 0 | 0 | 0
New | Energy - End Uses
Electricity (kWh)
|  | Heating | 0 | 0 | 4102.7778 | 0 | 13.8889 | 0 | 0 | 0 | 0 | 13.8889 | 0 | 0
|  | Cooling | 4772450 | 2737244.4444 | 234680.5556 | 19244.4444 | 2473577.7778 | 226927.7778 | 101216.6667 | 3335219.4444 | 343791.6667 | 122847.2222 | 33450 | 103819.4444
|  | Interior Lighting | 1156866.6667 | 1565647.2222 | 168400 | 15747.2222 | 403711.1111 | 174538.8889 | 48194.4444 | 939483.3333 | 342513.8889 | 138966.6667 | 26644.4444 | 259377.7778
|  | Exterior Lighting | 67375 | 224066.6667 | 64708.3333 | 10066.6667 | 73227.7778 | 32950 | 23416.6667 | 78358.3333 | 37480.5556 | 36130.5556 | 11058.3333 | 59366.6667
|  | Interior Equipment | 1817169.4444 | 2328883.3333 | 296255.5556 | 24369.4444 | 542272.2222 | 225616.6667 | 124500 | 632727.7778 | 341730.5556 | 55225 | 113711.1111 | 218247.2222
|  | Exterior Equipment | 694291.6667 | 526411.1111 | 0 | 0 | 263205.5556 | 0 | 0 | 0 | 0 | 0 | 0 | 0
|  | Fans | 913508.3333 | 186461.1111 | 23405.5556 | 12083.3333 | 309716.6667 | 66786.1111 | 21072.2222 | 339963.8889 | 57466.6667 | 80744.4444 | 16036.1111 | 108875
|  | Pumps | 459938.8889 | 284602.7778 | 75 | 0 | 27263.8889 | 475 | 0 | 16827.7778 | 2.7778 | 0 | 0 | 0
|  | Heat Rejection | 317330.5556 | 223216.6667 | 0 | 0 | 0 | 0 | 0 | 0 | 0 | 0 | 0 | 0
|  | Humidification | 5886.1111 | 0 | 0 | 0 | 0 | 0 | 0 | 0 | 0 | 0 | 0 | 0
|  | Heat Recovery | 0 | 0 | 0 | 0 | 0 | 0 | 0 | 0 | 0 | 0 | 0 | 0
|  | Water Systems | 0 | 0 | 0 | 0 | 0 | 0 | 0 | 0 | 0 | 0 | 0 | 0
|  | Refrigeration | 57080.5556 | 0 | 0 | 0 | 21802.7778 | 0 | 0 | 43672.2222 | 21841.6667 | 0 | 19200 | 1246013.8889
|  | Generators | 0 | 0 | 0 | 0 | 0 | 0 | 0 | 0 | 0 | 0 | 0 | 0

## Industrial
| Industrial Energy Efficiency Measures | [30 empty] | Notes:
Industrial makes up only ~13% of PR's elec load
Industrial measures might have to be specially tailored to each customer
So lots of effort to target a small % of load
[7 empty] | 100% adoption | [24 empty] | But potential to still significantly reduce this load
| Total Percent Reduction in Industrial Electricity Consumption in 2040 Compared to Baseline: |  | Set Overall Adoption Percentage for Efficiency Measures: |  |  |  | 2020 | 2021 | 2022 | 2023 | 2024 | 2025 | 2026 | 2027 | 2028 | 2029 | 2030 | 2031 | 2032 | 2033 | 2034 | 2035 | 2036 | 2037 | 2038 | 2039 | 2040
| 16.28% |  | 50% |  |  | Linear | 0.7752% | 0.7752% | 0.7752% | 0.7752% | 0.7752% | 0.7752% | 0.7752% | 0.7752% | 0.7752% | 0.7752% | 0.7752% | 0.7752% | 0.7752% | 0.7752% | 0.7752% | 0.7752% | 0.7752% | 0.7752% | 0.7752% | 0.7752% | 0.7752%
| Column 1 | Column 2 | Column 3 | Column 4 | Column 5 | S curve % of 100% | 1% | 3% | 6% | 10% | 15% | 21% | 28% | 36% | 45% | 55% | 64% | 72% | 79% | 85% | 90% | 94% | 97% | 99% | 100% | 100% | 100%
| IAC Industrial EE Measure | % Electricity Savings Compared to Baseline | % of Industrial Customers Adopting End-Use Efficiency Measures by 2040* | % of Industrial Customers for Whom Measure is Viable** | % Reduction in Industrial Electricity Consumption in 2040 Compared to Baseline
1 | ANALYZE FLUE GAS FOR PROPER AIR/FUEL RATIO | 0% | 50% | 0% | 0% |  | Linear | % Adoption | 2020 | 2021 | 2022 | 2023 | 2024 | 2025 | 2026 | 2027 | 2028 | 2029 | 2030 | 2031 | 2032 | 2033 | 2034 | 2035 | 2036 | 2037 | 2038 | 2039 | 2040
2 | USE HEAT FROM BOILER BLOWDOWN TO PREHEAT BOILER FEED WATER | 0% | 50% | 0% | 0% |  | Low | 33% | 0.2558% | 0.2558% | 0.2558% | 0.2558% | 0.2558% | 0.2558% | 0.2558% | 0.2558% | 0.2558% | 0.2558% | 0.2558% | 0.2558% | 0.2558% | 0.2558% | 0.2558% | 0.2558% | 0.2558% | 0.2558% | 0.2558% | 0.2558% | 0.2558%
3 | USE WASTE HEAT FROM HOT FLUE GASES TO PREHEAT | 0% | 50% | 0% | 0% |  | Med | 67% | 0.5194% | 0.5194% | 0.5194% | 0.5194% | 0.5194% | 0.5194% | 0.5194% | 0.5194% | 0.5194% | 0.5194% | 0.5194% | 0.5194% | 0.5194% | 0.5194% | 0.5194% | 0.5194% | 0.5194% | 0.5194% | 0.5194% | 0.5194% | 0.5194%
4 | PAY UTILITY BILLS ON TIME | 0% | 50% | 0% | 0% |  | High | 100% | 0.7752% | 0.7752% | 0.7752% | 0.7752% | 0.7752% | 0.7752% | 0.7752% | 0.7752% | 0.7752% | 0.7752% | 0.7752% | 0.7752% | 0.7752% | 0.7752% | 0.7752% | 0.7752% | 0.7752% | 0.7752% | 0.7752% | 0.7752% | 0.7752%
5 | CLOSELY MONITOR CHEMICAL ADDITIONS TO INCREASE BATH LIFE | 0% | 50% | 0% | 0%
6 | REPAIR OR REPLACE STEAM TRAPS | 0% | 50% | 0% | 0%
7 | OPTIMIZE PLANT POWER FACTOR | 0% | 50% | 0% | 0% |  | S-Curve | % Adoption | 2020 | 2021 | 2022 | 2023 | 2024 | 2025 | 2026 | 2027 | 2028 | 2029 | 2030 | 2031 | 2032 | 2033 | 2034 | 2035 | 2036 | 2037 | 2038 | 2039 | 2040 | Total % Sector Savings | IRP Industrial Estimates
8 | ISOLATE HOT OR COLD EQUIPMENT | 0% | 50% | 0% | 0% |  | Low | 33%
9 | USE OPTIMUM THICKNESS INSULATION | 0% | 50% | 0% | 0% |  | Med | 67%
10 | REPLACE TREATED WATER WITH WELL / SURFACE WATER | 0% | 50% | 0% | 0% |  | Low | 33% | #REF! | #REF! | #REF! | #REF! | #REF! | #REF! | #REF! | #REF! | #REF! | #REF! | #REF! | #REF! | #REF! | #REF! | #REF! | #REF! | #REF! | #REF! | #REF! | #REF! | #REF! | #REF!
11 | REDUCE EXCESSIVE BOILER BLOWDOWN | 0% | 50% | 0% | 0% |  | Med | 67% | #REF! | #REF! | #REF! | #REF! | #REF! | #REF! | #REF! | #REF! | #REF! | #REF! | #REF! | #REF! | #REF! | #REF! | #REF! | #REF! | #REF! | #REF! | #REF! | #REF! | #REF! | #REF!
12 | CHANGE RATE SCHEDULES OR OTHER CHANGES IN UTILITY SERVICE | 1.45% | 0% | 0% | 0% |  | High | 100% | #REF! | #REF! | #REF! | #REF! | #REF! | #REF! | #REF! | #REF! | #REF! | #REF! | #REF! | #REF! | #REF! | #REF! | #REF! | #REF! | #REF! | #REF! | #REF! | #REF! | #REF! | #REF!
13 | USE A FOSSIL FUEL ENGINE TO COGENERATE ELECTRICITY OR MOTIVE POWER; AND UTILIZE HEAT | 49.94% | 50% | 15% | 3.746%
14 | USE PHOTOCELL CONTROLS | 0.07514% | 50% | 10% | 0.003757%
15 | AVOID INTRODUCING HOT, HUMID, OR DIRTY AIR INTO HVAC SYSTEM | 0.2294% | 50% | 5% | 0.005735%
16 | UTILIZE ENERGY-EFFICIENT BELTS AND OTHER IMPROVED MECHANISMS | 0.09944% | 50% | 15% | 0.007458%
17 | UTILIZE ENERGY-EFFICIENT BELTS AND OTHER IMPROVED MECHANISMS | 0.09944% | 50% | 15% | 0.007458%
18 | UTILIZE DAYLIGHT WHENEVER POSSIBLE IN LIEU OF ARTIFICIAL LIGHT | 0.1625% | 50% | 10% | 0.008127%
19 | RECOVER WASTE HEAT FROM EQUIPMENT | 0.3873% | 50% | 5% | 0.009681% |  | High | 100% | #REF! | #REF! | #REF! | #REF! | #REF! | #REF! | #REF! | #REF! | #REF! | #REF! | #REF! | #REF! | #REF! | #REF! | #REF! | #REF! | #REF! | #REF! | #REF! | #REF! | #REF!
20 | REPLACE EXISTING HVAC UNIT WITH HIGH EFFICIENCY MODEL | 0.7084% | 50% | 5% | 0.01771%
21 | UPGRADE OBSOLETE EQUIPMENT | 0.9001% | 50% | 5% | 0.0225%
22 | USE SOLAR HEAT TO HEAT WATER | 0.9208% | 50% | 5% | 0.02302%
23 | MAINTAIN AIR FILTERS BY CLEANING OR REPLACEMENT | 0.312% | 50% | 15% | 0.0234%
24 | USE MOST EFFICIENT TYPE OF ELECTRIC MOTORS | 1.436% | 50% | 5% | 0.0359%
25 | RE-USE OR RECYCLE HOT OR COLD PROCESS EXHAUST AIR | 1.663% | 50% | 5% | 0.04158%
26 | INSTALL OCCUPANCY SENSORS | 0.2095% | 50% | 40% | 0.0419%
27 | INSTALL PARTITIONS TO REDUCE SIZE OF CONDITIONED SPACE | 0.8261% | 50% | 15% | 0.06196%
28 | USE OPTIMUM SIZE AND CAPACITY EQUIPMENT | 0.4178% | 50% | 35% | 0.07312%
29 | INSTALL VINYL STRIP / HIGH SPEED / AIR CURTAIN DOORS | 0.7268% | 50% | 25% | 0.09085%
30 | UTILIZE A LESS EXPENSIVE COOLING METHOD | 2.446% | 50% | 10% | 0.1223%
31 | INSULATE GLAZING, WALLS, CEILINGS, AND ROOFS*** | 5.148% | 50% | 5% | 0.1287%
32 | CLOSE HOLES AND OPENINGS IN BUILDING SUCH AS BROKEN WINDOWS | 5.711% | 50% | 5% | 0.1428% | [27 empty] | USE ADJUSTABLE FREQUENCY DRIVE MOTORS | 2.792% | use adjustable frequency drive motors | Use adjustable frequency drive motors | 2.792%
33 | INSTALL / REPAIR INSULATION ON STEAM LINES | 2.834% | 50% | 15% | 0.2126% | [27 empty] | INSTALL / REPAIR INSULATION ON STEAM LINES | 2.834% | install / repair insulation on steam lines | Install / repair insulation on steam lines | 2.834%
34 | ELIMINATE OR REDUCE COMPRESSED AIR USAGE | 0.8835% | 50% | 55% | 0.243% | [27 empty] | IMPLEMENT ENERGY MONITORING SYSTEM | 4% | implement energy monitoring system | Implement energy monitoring system | 4%
35 | USE OR REPLACE WITH ENERGY EFFICIENT SUBSTITUTES | 2.47% | 50% | 20% | 0.247% |  | S-Curve | % Adoption | 2020 | 2021 | 2022 | 2023 | 2024 | 2025 | 2026 | 2027 | 2028 | 2029 | 2030 | 2031 | 2032 | 2033 | 2034 | 2035 | 2036 | 2037 | 2038 | 2039 | 2040 |  |  |  | CLEAN OR COLOR ROOF TO REDUCE SOLAR LOAD | 5.097% | clean or color roof to reduce solar load | Clean or color roof to reduce solar load | 5.097%
36 | UTILIZE AN EVAPORATIVE AIR PRE-COOLER OR OTHER HEAT EXCHANGER IN AC SYSTEM | 8.397% | 50% | 10% | 0.4199% |  | Low | 33% | #REF! | #REF! | #REF! | #REF! | #REF! | #REF! | #REF! | #REF! | #REF! | #REF! | #REF! | #REF! | #REF! | #REF! | #REF! | #REF! | #REF! | #REF! | #REF! | #REF! | #REF! |  |  |  | INSULATE GLAZING, WALLS, CEILINGS, AND ROOFS | 5.148% | insulate glazing, walls, ceilings, and roofs | Insulate glazing, walls, ceilings, and roofs | 5.148%
37 | INSTALL WASTE HEAT BOILER TO PRODUCE STEAM | 19.6% | 50% | 5% | 0.4899% |  | Med | 67% | #REF! | #REF! | #REF! | #REF! | #REF! | #REF! | #REF! | #REF! | #REF! | #REF! | #REF! | #REF! | #REF! | #REF! | #REF! | #REF! | #REF! | #REF! | #REF! | #REF! | #REF! |  |  |  | TURN OFF EQUIPMENT WHEN NOT IN USE | 5.692% | turn off equipment when not in use | Turn off equipment when not in use | 5.692%
38 | REPLACE EXISTING CHILLER WITH HIGH EFFICIENCY MODEL | 10.57% | 50% | 10% | 0.5285% |  | High | 100% | #REF! | #REF! | #REF! | #REF! | #REF! | #REF! | #REF! | #REF! | #REF! | #REF! | #REF! | #REF! | #REF! | #REF! | #REF! | #REF! | #REF! | #REF! | #REF! | #REF! | #REF! |  |  |  | CLOSE HOLES AND OPENINGS IN BUILDING | 5.711% | close holes and openings in building | Close holes and openings in building | 5.711%
39 | UTILIZE HIGHER EFFICIENCY LAMPS AND/OR BALLASTS | 2.206% | 50% | 50% | 0.5514% |  | Med | 0% | [24 empty] | HIRE ENERGY PROGRAM MANAGEMENT | 6% | hire energy program management | Hire energy program management | 6% | bar: 2020 to 2040
40 | ELIMINATE LEAKS IN INERT GAS AND COMPRESSED AIR LINES/ VALVES | 1.231% | 50% | 95% | 0.5847% | [27 empty] | UTILIZE AN EVAPORATIVE AIR PRE-COOLER | 8.397% | utilize an evaporative air pre-cooler | Utilize an evaporative air pre-cooler | 8.397%
41 | LOWER TEMPERATURE DURING THE WINTER SEASON AND VICE-VERSA | 2.252% | 50% | 60% | 0.6757% | [27 empty] | REPLACE CHILLER WITH HIGH EFFICIENCY MODEL | 10.57% | replace chiller with high efficiency model | Replace chiller with high efficiency model | 10.57%
42 | USE ADJUSTABLE FREQUENCY DRIVE OR MULTIPLE SPEED MOTORS ON EXISTING SYSTEM | 2.792% | 50% | 50% | 0.6979% | [27 empty] | INSTALL WASTE HEAT BOILER TO PRODUCE STEAM | 19.6% | install waste heat boiler to produce steam | Install waste heat boiler to produce steam | 19.6%
43 | TURN OFF EQUIPMENT WHEN NOT IN USE | 5.692% | 50% | 35% | 0.996% | [27 empty] | USE A FOSSIL FUEL ENGINE TO COGENERATE | 49.94% | use a fossil fuel engine to cogenerate | Use a fossil fuel engine to cogenerate | 49.94%
44 | CLEAN OR COLOR ROOF TO REDUCE SOLAR LOAD | 5.097% | 50% | 40% | 1.019%
45 | IMPLEMENT ENERGY MONITORING SYSTEM**** | 4% | 50% | 100% | 2%
46 | HIRE (IN HOUSE OR CONTRACT) ENERGY PROGRAM MANAGEMENT**** | 6% | 50% | 100% | 3%
For source data, see "IAC Industrial Averages" Tab
Key:
* "% ADOPTION" refers to the percentage of customers adopting a measure by 2040, among those customers for whom the measure is viable
** "% VIABLE" refers to the percentage of industrial customers for whom this measure is financially viable. Some may have already taken this measure. It may not apply to others. Or it may just not be cost effective for others.
*** IAC value adjusted based on feedback provided from local industry experts
**** Not included in IAC audits. Added based on conversation with local industry experts
[33 empty] | USE OR REPLACE WITH ENERGY EFFICIENT SUBSTITUTES | 0.004941 | use or replace with energy efficient substitutes | Use energy efficient substitutes
[33 empty] | UTILIZE AN EVAPORATIVE AIR PRE-COOLER OR OTHER HEAT EXCHANGER IN AC SYSTEM | 0.008397 | utilize an evaporative air pre-cooler or other heat exchanger in ac system | Utilize an evaporative air pre-cooler | 0.8397%
[33 empty] | INSTALL WASTE HEAT BOILER TO PRODUCE STEAM | 0.0097979 | install waste heat boiler to produce steam | Install waste heat boiler to produce steam | 0.9798%
[33 empty] | REPLACE EXISTING CHILLER WITH HIGH EFFICIENCY MODEL | 0.01057 | replace existing chiller with high efficiency model | Replace chiller with high efficiency model | 1.057%
[33 empty] | UTILIZE HIGHER EFFICIENCY LAMPS AND/OR BALLASTS | 0.011028 | utilize higher efficiency lamps and/or ballasts | Utilize higher efficiency lamps/ballasts | 1.103%
[33 empty] | ELIMINATE LEAKS IN INERT GAS AND COMPRESSED AIR LINES/ VALVES | 0.011694 | eliminate leaks in inert gas and compressed air lines/ valves | Eliminate leaks in gas and air lines/valves | 1.169%
[33 empty] | LOWER TEMPERATURE DURING THE WINTER SEASON AND VICE-VERSA | 0.013513 | lower temperature during the winter season and vice-versa | Adjust seasonal temperature setpoints | 1.351%
[33 empty] | USE ADJUSTABLE FREQUENCY DRIVE OR MULTIPLE SPEED MOTORS ON EXISTING SYSTEM | 0.013958 | use adjustable frequency drive or multiple speed motors on existing system | Use adjustable frequency drive motors | 1.396%
[33 empty] | TURN OFF EQUIPMENT WHEN NOT IN USE | 0.01992 | turn off equipment when not in use | Turn off equipment when not in use | 1.992%
[33 empty] | CLEAN OR COLOR ROOF TO REDUCE SOLAR LOAD | 0.02039 | clean or color roof to reduce solar load | Clean or color roof to reduce solar load | 2.039%
[33 empty] | IMPLEMENT ENERGY MONITORING SYSTEM**** | 0.04 | implement energy monitoring system**** | Implement energy monitoring system | 4%
[33 empty] | HIRE (IN HOUSE OR CONTRACT) ENERGY PROGRAM MANAGEMENT**** | 0.06 | hire (in house or contract) energy program management**** | Hire energy program management | 6%

## IAC Industrial Averages (hidden)
| Count | Average E savings | Weighted Average | Difference in averages | 359 | 319 | 162 | 339 | 351 | 230 | 181 | 171 | 185 | 177 | 365 | 341 | 311 | 300 | 340 | 356 | 173 | 233 | 184 | 164
Baseline E use |  |  |  |  | 25381322 | 28882368 | 17041200 | 21357534 | 22239838 | 14929200 | 15493680 | 12876600 | 11702400 | 11186340 | 7629666 | 8073604 | 12047520 | 10066672 | 9134928 | 6691875 | 3307800 | 5418475 | 6433416 | 7244820 | 257.1393 | GWh | Rank | ID | Year | E Use (kWh/year)
TOTAL |  |  |  |  | 25.74% | 8.037% | 23.53% | 43.81% | 5.939% | 15.99% | 16.21% | 29.25% | 6.213% | 3.102% | 76.86% | 26.42% | 7.619% | 21.12% | 111.5% | 5.58% | 4.449% | 31.56% | 9.857% | 19.03% | 12.08% | % of industrial load total (2018) | 21 | 315 | 2017 | 6931663
2.2622 REPLACE EXISTING CHILLER WITH HIGH EFFICIENCY MODEL | 2 | 10.07% | 10.57% | 0.5011% | 11.6% | [6 empty] | 8.536% | [14 empty] | 22 | 317 | 2017 | 6711941
2.7425 CLEAN OR COLOR ROOF TO REDUCE SOLAR LOAD | 8 | 5.347% | 5.097% | -0.2497% | 5.956% | 6.013% |  |  |  | 3.783% |  |  |  |  | 0.7539% | 3.362% | 1.447% | 5.413% |  |  |  | 16.05% |  |  |  |  | 23 | 355 | 2019 | 5962683
2.4146 USE ADJUSTABLE FREQUENCY DRIVE OR MULTIPLE SPEED MOTORS ON EXISTING SYSTEM | 10 | 2.906% | 2.792% | -0.114% | 3.861% | 1.76% |  |  |  | 1.198% | 2.186% |  |  |  | 1.363% | 6.203% |  | 4.143% | 3.957% | 3.901% |  | 0.4824% |  |  |  |  | 24 | 152 | 2007 | 5907990
2.2437 RECOVER WASTE HEAT FROM EQUIPMENT | 1 | 0.3873% | 0.3873% | 0% |  |  |  |  | 0.3873% | [17 empty] | 25 | 151 | 2007 | 5313000
2.4133 USE MOST EFFICIENT TYPE OF ELECTRIC MOTORS | 1 | 1.436% | 1.436% | 0% | 1.436% | [21 empty] | 26 | 176 | 2009 | 5088600
2.1233 ANALYZE FLUE GAS FOR PROPER AIR/FUEL RATIO | 0 |  | 0% | 0% | [21 empty] | 257 | 27 | 254 | 2014 | 4363841
2.4236 ELIMINATE LEAKS IN INERT GAS AND COMPRESSED AIR LINES/ VALVES | 19 | 1.405% | 1.231% | -0.1739% | 1.14% | 0.264% | 0.3312% | 0.8876% | 1.207% | 0.7285% | 0.08739% | 1.458% | 2.265% | 0.4666% | 0.3645% | 9.246% | 3.797% | 1.271% |  | 0.5796% | 0.5689% | 0.841% | 0.4463% | 0.7428% |  |  | 28 | 153 | 2007 | 4242750
2.1243 USE HEAT FROM BOILER BLOWDOWN TO PREHEAT BOILER FEED WATER | 0 |  | 0% | 0% | [22 empty] | 29 | 324 | 2017 | 3689275
2.2414 USE WASTE HEAT FROM HOT FLUE GASES TO PREHEAT | 0 |  | 0% | 0% | [22 empty] | 30 | 159 | 2008 | 3335267
2.9112 USE SOLAR HEAT TO HEAT WATER | 1 | 0.9208% | 0.9208% | 0% |  |  |  |  | 0.9208% | [17 empty] | 31 | 160 | 2008 | 3302640
2.4239 ELIMINATE OR REDUCE COMPRESSED AIR USAGE | 11 | 0.9937% | 0.8835% | -0.1102% | 0.6945% |  | 0.1369% |  |  | 0.1365% | 0.01366% |  | 3.732% | 0.8585% |  |  |  | 1.688% |  |  | 1.294% | 0.1938% | 0.4406% | 1.742% |  |  | 32 | 318 | 2017 | 3081434
2.7447 INSTALL VINYL STRIP / HIGH SPEED / AIR CURTAIN DOORS | 5 | 0.8594% | 0.7268% | -0.1326% | 0.5534% |  |  |  |  | 0.2303% |  |  |  |  | 0.5628% | 2.592% | [5 empty] | 0.3586% |  |  |  |  | 33 | 342 | 2018 | 2759680
2.7221 LOWER TEMPERATURE DURING THE WINTER SEASON AND VICE-VERSA | 12 | 2.757% | 2.252% | -0.5047% | 0.4998% |  |  | 1.267% | 0.994% | 4.801% | 6.74% |  |  | 0.001341% |  |  | 0.9679% | 0.3748% | 1.238% | 0.6756% |  | 10.22% |  | 5.306% |  |  | 34 | 320 | 2017 | 2743118
2.3415 USE A FOSSIL FUEL ENGINE TO COGENERATE ELECTRICITY OR MOTIVE POWER; AND UTILIZE HEAT | 3 | 62.63% | 49.94% | -12.69% |  |  |  | 24.26% | [6 empty] | 72.48% |  |  |  | 91.17% | [7 empty] | 35 | 170 | 2008 | 2675400
2.4321 UPGRADE OBSOLETE EQUIPMENT | 1 | 0.9001% | 0.9001% | 0% | [13 empty] | 0.9001% | [8 empty] | 36 | 360 | 2019 | 2462518
2.8123 PAY UTILITY BILLS ON TIME | 0 |  | 0% | 0% | [22 empty] | 37 | 329 | 2018 | 2459160
2.8114 CHANGE RATE SCHEDULES OR OTHER CHANGES IN UTILITY SERVICE | 1 | 1.45% | 1.45% | 0% |  |  |  |  | 1.45% | [17 empty] | 38 | 169 | 2008 | 2274800
2.2423 INSTALL WASTE HEAT BOILER TO PRODUCE STEAM | 1 | 19.6% | 19.6% | 0% |  |  | 19.6% | [19 empty] | 39 | 179 | 2009 | 2267100
3.2161 CLOSELY MONITOR CHEMICAL ADDITIONS TO INCREASE BATH LIFE | 0 |  | 0% | 0% | [22 empty] | 40 | 232 | 2012 | 1964160
2.7142 UTILIZE HIGHER EFFICIENCY LAMPS AND/OR BALLASTS | 10 | 2.272% | 2.206% | -0.06635% |  |  | 3.263% | 2.449% | 0.4645% |  |  | 5.064% |  | 0.001386% | 0.6951% | 3.218% | 1.3% |  | 4.176% |  | 2.088% | [5 empty] | 41 | 180 | 2009 | 1809060
2.2113 REPAIR OR REPLACE STEAM TRAPS | 0 |  | 0% | 0% | [22 empty] | 42 | 325 | 2017 | 1201360
2.4323 USE OPTIMUM SIZE AND CAPACITY EQUIPMENT | 7 | 0.5211% | 0.4178% | -0.1033% |  |  | 0.2044% |  |  |  | 0.0459% |  |  | 0.0005632% |  | 1.623% |  |  |  |  | 0.2035% |  | 0.7604% | 0.8106% |  |  | 43 | 257 | 2014 | 1061060
2.7252 UTILIZE AN EVAPORATIVE AIR PRE-COOLER OR OTHER HEAT EXCHANGER IN AC SYSTEM | 2 | 9.036% | 8.397% | -0.6388% |  |  |  | 7.442% | [10 empty] | 10.63% | [7 empty] | 44 | 368 | 2020 | 1023660
2.6218 TURN OFF EQUIPMENT WHEN NOT IN USE | 7 | 5.852% | 5.692% | -0.1607% |  |  |  | 7.209% |  |  | 7.133% | 2.105% |  | 0.0003486% |  |  |  | 6.833% |  |  |  |  | 8.21% | 9.476% |  |  | 45 | 312 | 2017 | 886076
2.3212 OPTIMIZE PLANT POWER FACTOR | 0 |  | 0% | 0% | [22 empty] | 46 | 371 | 2020 | 832920
2.7135 INSTALL OCCUPANCY SENSORS | 8 | 0.2206% | 0.2095% | -0.01108% |  |  |  | 0.3011% | 0.1622% | 0.07223% | [5 empty] | 0.1767% | 0.05234% | 0.5009% |  | 0.1611% |  | 0.3383% |  |  |  |  | 47 | 338 | 2018 | 764666
2.6127 MAINTAIN AIR FILTERS BY CLEANING OR REPLACEMENT | 3 | 0.2749% | 0.312% | 0.03704% |  |  |  |  | 0.3529% | [5 empty] | 0.2728% | [6 empty] | 0.199% |  |  |  |  | 48 | 352 | 2019 | 691020
2.2522 ISOLATE HOT OR COLD EQUIPMENT | 0 |  | 0% | 0% | [22 empty] | 49 | 344 | 2018 | 686187
2.7491 INSULATE GLAZING, WALLS, CEILINGS, AND ROOFS | 1 | 2.296% | 2.296% | 0% | [5 empty] | 2.296% | [16 empty] | 50 | 231 | 2012 | 499455
2.2443 RE-USE OR RECYCLE HOT OR COLD PROCESS EXHAUST AIR | 1 | 1.663% | 1.663% | 0% | [5 empty] | 1.663% | [16 empty] | 51 | 255 | 2014 | 470989
2.7496 INSTALL PARTITIONS TO REDUCE SIZE OF CONDITIONED SPACE | 3 | 1.217% | 0.8261% | -0.3914% | [5 empty] | 0.56% |  |  | 0.2165% | [8 empty] | 2.876% |  |  |  |  | 52 | 302 | 2016 | 467879
2.2136 INSTALL / REPAIR INSULATION ON STEAM LINES | 3 | 2.917% | 2.834% | -0.08281% | [5 empty] | 0.4025% |  | 6.576% |  | 1.774% | [12 empty] | 53 | 321 | 2017 | 456280
2.7121 UTILIZE DAYLIGHT WHENEVER POSSIBLE IN LIEU OF ARTIFICIAL LIGHT | 2 | 0.1901% | 0.1625% | -0.0276% | [5 empty] | 0.1177% | [9 empty] | 0.2626% | [6 empty] | 54 | 345 | 2018 | 318780
2.4322 USE OR REPLACE WITH ENERGY EFFICIENT SUBSTITUTES | 4 | 1.683% | 2.47% | 0.7875% | [7 empty] | 5.508% | [6 empty] | 0.3501% |  | 0.001149% |  |  | 0.8729% |  |  | 55 | 258 | 2014 | 317920
2.7228 AVOID INTRODUCING HOT, HUMID, OR DIRTY AIR INTO HVAC SYSTEM | 1 | 0.2294% | 0.2294% | 0% | [10 empty] | 0.2294%
2.7134 USE PHOTOCELL CONTROLS | 2 | 0.0809% | 0.07514% | -0.005758% | [10 empty] | 0.1065% |  | 0.05525%
2.4111 UTILIZE ENERGY-EFFICIENT BELTS AND OTHER IMPROVED MECHANISMS | 3 | 0.1357% | 0.09944% | -0.03628% | [10 empty] | 0.03385% | [5 empty] | 0.2933% |  |  | 0.08%
2.2628 UTILIZE A LESS EXPENSIVE COOLING METHOD | 2 | 2.637% | 2.446% | -0.1917% | [11 empty] | 3.608% | 1.666%
2.7444 CLOSE HOLES AND OPENINGS IN BUILDING SUCH AS BROKEN WINDOWS | 1 | 5.711% | 5.711% | 0% | [13 empty] | 5.711%
2.2515 USE OPTIMUM THICKNESS INSULATION | 0 |  | 0% | 0%
2.7232 REPLACE EXISTING HVAC UNIT WITH HIGH EFFICIENCY MODEL | 1 | 0.7084% | 0.7084% | 0% | [14 empty] | 0.7084%
3.4159 REPLACE TREATED WATER WITH WELL / SURFACE WATER | 0 |  | 0% | 0%
2.1241 REDUCE EXCESSIVE BOILER BLOWDOWN | 0 |  | 0% | 0%
2.4111 UTILIZE ENERGY-EFFICIENT BELTS AND OTHER IMPROVED MECHANISMS | 3 | 0.1357% | 0.09944% | -0.03628% | [10 empty] | 0.03385% | [5 empty] | 0.2933% |  |  | 0.08%
|  | % viable | Total Energy Used by these | Total Energy % savings among all
2.2622 REPLACE EXISTING CHILLER WITH HIGH EFFICIENCY MODEL |  | 10% | 38257922 | 1.573% | 2944783 | 0 | 0 | 0 | 0 | 0 | 0 | 1099123 | 0 | 0 | 0 | 0 | 0 | 0 | 0 | 0 | 0 | 0 | 0 | 0
2.7425 CLEAN OR COLOR ROOF TO REDUCE SOLAR LOAD |  | 40% | 112428827 | 2.229% | 1511669 | 1736686 | 0 | 0 | 0 | 564798 | 0 | 0 | 0 | 0 | 57517 | 271447 | 174343 | 544884 | 0 | 0 | 0 | 869604 | 0 | 0
2.4146 USE ADJUSTABLE FREQUENCY DRIVE OR MULTIPLE SPEED MOTORS ON EXISTING SYSTEM |  | 50% | 131701790 | 1.43% | 979974 | 508417 | 0 | 0 | 0 | 178911 | 338748 | 0 | 0 | 0 | 103997 | 500802 | 0 | 417034 | 361469 | 261075 | 0 | 26140 | 0 | 0
2.2437 RECOVER WASTE HEAT FROM EQUIPMENT |  | 5% | 22239838 | 0.03349% | 0 | 0 | 0 | 0 | 86124 | 0 | 0 | 0 | 0 | 0 | 0 | 0 | 0 | 0 | 0 | 0 | 0 | 0 | 0 | 0
2.4133 USE MOST EFFICIENT TYPE OF ELECTRIC MOTORS |  | 5% | 25381322 | 0.1417% | 364483 | 0 | 0 | 0 | 0 | 0 | 0 | 0 | 0 | 0 | 0 | 0 | 0 | 0 | 0 | 0 | 0 | 0 | 0 | 0
2.1233 ANALYZE FLUE GAS FOR PROPER AIR/FUEL RATIO |  | 0% | 0 | 0% | 0 | 0 | 0 | 0 | 0 | 0 | 0 | 0 | 0 | 0 | 0 | 0 | 0 | 0 | 0 | 0 | 0 | 0 | 0 | 0
2.4236 ELIMINATE LEAKS IN INERT GAS AND COMPRESSED AIR LINES/ VALVES |  | 95% | 248004330 | 1.187% | 289347 | 76236 | 56442 | 189564 | 268544 | 108756 | 13540 | 187740 | 265042 | 52195 | 27813 | 746499 | 457480 | 127913 | 0 | 38788 | 18817 | 45572 | 28715 | 53815
2.1243 USE HEAT FROM BOILER BLOWDOWN TO PREHEAT BOILER FEED WATER |  | 0% | 0 | 0% | 0 | 0 | 0 | 0 | 0 | 0 | 0 | 0 | 0 | 0 | 0 | 0 | 0 | 0 | 0 | 0 | 0 | 0 | 0 | 0
2.2414 USE WASTE HEAT FROM HOT FLUE GASES TO PREHEAT |  | 0% | 0 | 0% | 0 | 0 | 0 | 0 | 0 | 0 | 0 | 0 | 0 | 0 | 0 | 0 | 0 | 0 | 0 | 0 | 0 | 0 | 0 | 0
2.9112 USE SOLAR HEAT TO HEAT WATER |  | 5% | 22239838 | 0.07964% | 0 | 0 | 0 | 0 | 204785 | 0 | 0 | 0 | 0 | 0 | 0 | 0 | 0 | 0 | 0 | 0 | 0 | 0 | 0 | 0
2.4239 ELIMINATE OR REDUCE COMPRESSED AIR USAGE |  | 55% | 128205325 | 0.4405% | 176277 | 0 | 23331 | 0 | 0 | 20384 | 2117 | 0 | 436736 | 96039 | 0 | 0 | 0 | 169952 | 0 | 0 | 42814 | 10499 | 28343 | 126206
2.7447 INSTALL VINYL STRIP / HIGH SPEED / AIR CURTAIN DOORS |  | 25% | 61432267 | 0.1736% | 140450 | 0 | 0 | 0 | 0 | 34383 | 0 | 0 | 0 | 0 | 42943 | 209272 | 0 | 0 | 0 | 0 | 0 | 19428 | 0 | 0
2.7221 LOWER TEMPERATURE DURING THE WINTER SEASON AND VICE-VERSA |  | 60% | 161192204 | 1.412% | 126849 | 0 | 0 | 270684 | 221054 | 716730 | 1044280 | 0 | 0 | 150 | 0 | 0 | 116603 | 37730 | 113048 | 45208 | 0 | 553639 | 0 | 384436
2.3415 USE A FOSSIL FUEL ENGINE TO COGENERATE ELECTRICITY OR MOTIVE POWER; AND UTILIZE HEAT |  | 15% | 38122128 | 7.404% | 0 | 0 | 0 | 5180927 | 0 | 0 | 0 | 0 | 0 | 0 | 5529888 | 0 | 0 | 0 | 8328132 | 0 | 0 | 0 | 0 | 0
2.4321 UPGRADE OBSOLETE EQUIPMENT |  | 5% | 10066672 | 0.03524% | 0 | 0 | 0 | 0 | 0 | 0 | 0 | 0 | 0 | 0 | 0 | 0 | 0 | 90607 | 0 | 0 | 0 | 0 | 0 | 0
2.8123 PAY UTILITY BILLS ON TIME |  | 0% | 0 | 0% | 0 | 0 | 0 | 0 | 0 | 0 | 0 | 0 | 0 | 0 | 0 | 0 | 0 | 0 | 0 | 0 | 0 | 0 | 0 | 0
2.8114 CHANGE RATE SCHEDULES OR OTHER CHANGES IN UTILITY SERVICE |  | 5% | 22239838 | 0.1254% | 0 | 0 | 0 | 0 | 322563 | 0 | 0 | 0 | 0 | 0 | 0 | 0 | 0 | 0 | 0 | 0 | 0 | 0 | 0 | 0
2.2423 INSTALL WASTE HEAT BOILER TO PRODUCE STEAM |  | 5% | 17041200 | 1.299% | 0 | 0 | 3339353 | 0 | 0 | 0 | 0 | 0 | 0 | 0 | 0 | 0 | 0 | 0 | 0 | 0 | 0 | 0 | 0 | 0
3.2161 CLOSELY MONITOR CHEMICAL ADDITIONS TO INCREASE BATH LIFE |  | 0% | 0 | 0% | 0 | 0 | 0 | 0 | 0 | 0 | 0 | 0 | 0 | 0 | 0 | 0 | 0 | 0 | 0 | 0 | 0 | 0 | 0 | 0
2.7142 UTILIZE HIGHER EFFICIENCY LAMPS AND/OR BALLASTS |  | 50% | 124895030 | 1.071% | 0 | 0 | 556064 | 523030 | 103313 | 0 | 0 | 652111 | 0 | 155 | 53034 | 259815 | 156567 | 0 | 381471 | 0 | 69073 | 0 | 0 | 0
2.2113 REPAIR OR REPLACE STEAM TRAPS |  | 0% | 0 | 0% | 0 | 0 | 0 | 0 | 0 | 0 | 0 | 0 | 0 | 0 | 0 | 0 | 0 | 0 | 0 | 0 | 0 | 0 | 0 | 0
2.4323 USE OPTIMUM SIZE AND CAPACITY EQUIPMENT |  | 35% | 68780860 | 0.1118% | 0 | 0 | 34828 | 0 | 0 | 0 | 7112 | 0 | 0 | 63 | 0 | 131006 | 0 | 0 | 0 | 0 | 6732 | 0 | 48917 | 58724
2.7252 UTILIZE AN EVAPORATIVE AIR PRE-COOLER OR OTHER HEAT EXCHANGER IN AC SYSTEM |  | 10% | 30492462 | 0.9958% | 0 | 0 | 0 | 1589460 | 0 | 0 | 0 | 0 | 0 | 0 | 0 | 0 | 0 | 0 | 971007 | 0 | 0 | 0 | 0 | 0
2.6218 TURN OFF EQUIPMENT WHEN NOT IN USE |  | 35% | 84659062 | 1.874% | 0 | 0 | 0 | 1539641 | 0 | 0 | 1105209 | 271009 | 0 | 39 | 0 | 0 | 0 | 687810 | 0 | 0 | 0 | 0 | 528156 | 686529
2.3212 OPTIMIZE PLANT POWER FACTOR |  | 0% | 0 | 0% | 0 | 0 | 0 | 0 | 0 | 0 | 0 | 0 | 0 | 0 | 0 | 0 | 0 | 0 | 0 | 0 | 0 | 0 | 0 | 0
2.7135 INSTALL OCCUPANCY SENSORS |  | 40% | 100824718 | 0.08215% | 0 | 0 | 0 | 64297 | 36062 | 10783 | 0 | 0 | 0 | 0 | 0 | 14266 | 6306 | 50425 | 0 | 10783 | 0 | 18330 | 0 | 0
2.6127 MAINTAIN AIR FILTERS BY CLEANING OR REPLACEMENT |  | 15% | 35287979 | 0.04281% | 0 | 0 | 0 | 0 | 78483 | 0 | 0 | 0 | 0 | 0 | 20817 | 0 | 0 | 0 | 0 | 0 | 0 | 10783 | 0 | 0
2.2522 ISOLATE HOT OR COLD EQUIPMENT |  | 0% | 0 | 0% | 0 | 0 | 0 | 0 | 0 | 0 | 0 | 0 | 0 | 0 | 0 | 0 | 0 | 0 | 0 | 0 | 0 | 0 | 0 | 0
2.7491 INSULATE GLAZING, WALLS, CEILINGS, AND ROOFS |  | 5% | 14929200 | 0.1333% | 0 | 0 | 0 | 0 | 0 | 342819 | 0 | 0 | 0 | 0 | 0 | 0 | 0 | 0 | 0 | 0 | 0 | 0 | 0 | 0
2.2443 RE-USE OR RECYCLE HOT OR COLD PROCESS EXHAUST AIR |  | 5% | 14929200 | 0.09655% | 0 | 0 | 0 | 0 | 0 | 248274 | 0 | 0 | 0 | 0 | 0 | 0 | 0 | 0 | 0 | 0 | 0 | 0 | 0 | 0
2.7496 INSTALL PARTITIONS TO REDUCE SIZE OF CONDITIONED SPACE |  | 15% | 32050075 | 0.103% | 0 | 0 | 0 | 0 | 0 | 83603 | 0 | 0 | 25332 | 0 | 0 | 0 | 0 | 0 | 0 | 0 | 0 | 155829 | 0 | 0
2.2136 INSTALL / REPAIR INSULATION ON STEAM LINES |  | 15% | 38992140 | 0.4298% | 0 | 0 | 0 | 0 | 0 | 60086 | 0 | 846702 | 0 | 198408 | 0 | 0 | 0 | 0 | 0 | 0 | 0 | 0 | 0 | 0
2.7121 UTILIZE DAYLIGHT WHENEVER POSSIBLE IN LIEU OF ARTIFICIAL LIGHT |  | 10% | 21621075 | 0.01367% | 0 | 0 | 0 | 0 | 0 | 17572 | 0 | 0 | 0 | 0 | 0 | 0 | 0 | 0 | 0 | 17572 | 0 | 0 | 0 | 0
2.4322 USE OR REPLACE WITH ENERGY EFFICIENT SUBSTITUTES |  | 20% | 32564148 | 0.3129% | 0 | 0 | 0 | 0 | 0 | 0 | 0 | 709234 | 0 | 0 | 0 | 0 | 0 | 0 | 31980 | 0 | 38 | 0 | 0 | 63242
2.7228 AVOID INTRODUCING HOT, HUMID, OR DIRTY AIR INTO HVAC SYSTEM |  | 5% | 7629666 | 0.006806% | 0 | 0 | 0 | 0 | 0 | 0 | 0 | 0 | 0 | 0 | 17501 | 0 | 0 | 0 | 0 | 0 | 0 | 0 | 0 | 0
2.7134 USE PHOTOCELL CONTROLS |  | 10% | 19677186 | 0.00575% | 0 | 0 | 0 | 0 | 0 | 0 | 0 | 0 | 0 | 0 | 8129 | 0 | 6656 | 0 | 0 | 0 | 0 | 0 | 0 | 0
2.4111 UTILIZE ENERGY-EFFICIENT BELTS AND OTHER IMPROVED MECHANISMS |  | 15% | 18182286 | 0.007032% | 0 | 0 | 0 | 0 | 0 | 0 | 0 | 0 | 0 | 0 | 2583 | 0 | 0 | 0 | 0 | 0 | 9702 | 0 | 0 | 5796
2.2628 UTILIZE A LESS EXPENSIVE COOLING METHOD |  | 10% | 20121124 | 0.1914% | 0 | 0 | 0 | 0 | 0 | 0 | 0 | 0 | 0 | 0 | 0 | 291301 | 200770 | 0 | 0 | 0 | 0 | 0 | 0 | 0
2.7444 CLOSE HOLES AND OPENINGS IN BUILDING SUCH AS BROKEN WINDOWS |  | 5% | 10066672 | 0.2236% | 0 | 0 | 0 | 0 | 0 | 0 | 0 | 0 | 0 | 0 | 0 | 0 | 0 | 574930 | 0 | 0 | 0 | 0 | 0 | 0
2.2515 USE OPTIMUM THICKNESS INSULATION |  | 0% | 0 | 0% | 0 | 0 | 0 | 0 | 0 | 0 | 0 | 0 | 0 | 0 | 0 | 0 | 0 | 0 | 0 | 0 | 0 | 0 | 0 | 0
2.7232 REPLACE EXISTING HVAC UNIT WITH HIGH EFFICIENCY MODEL |  | 5% | 9134928 | 0.02517% | 0 | 0 | 0 | 0 | 0 | 0 | 0 | 0 | 0 | 0 | 0 | 0 | 0 | 0 | 64712 | 0 | 0 | 0 | 0 | 0
3.4159 REPLACE TREATED WATER WITH WELL / SURFACE WATER |  | 0% | 0 | 0% | 0 | 0 | 0 | 0 | 0 | 0 | 0 | 0 | 0 | 0 | 0 | 0 | 0 | 0 | 0 | 0 | 0 | 0 | 0 | 0
2.1241 REDUCE EXCESSIVE BOILER BLOWDOWN |  | 0% | 0 | 0% | 0 | 0 | 0 | 0 | 0 | 0 | 0 | 0 | 0 | 0 | 0 | 0 | 0 | 0 | 0 | 0 | 0 | 0 | 0 | 0
2.4111 UTILIZE ENERGY-EFFICIENT BELTS AND OTHER IMPROVED MECHANISMS |  | 15% | 18182286 | 0.007032% | 0 | 0 | 0 | 0 | 0 | 0 | 0 | 0 | 0 | 0 | 2583 | 0 | 0 | 0 | 0 | 0 | 9702 | 0 | 0 | 5796

## Consumption Forecasts
BUSINESS AS USUAL (BAU) (GWh) - Baseline Data Based on Dashboard Selection | [23 empty] | FORECAST BASED ON SCENARIO SELECTION ON DASHBOARD AND ADOPTION CURVE | [23 empty] | 0 | 1 | 2 | 3 | 4 | 5 | 6 | 7 | 8 | 9 | 10 | 11 | 12 | 13 | 14 | 15 | 16 | 17 | 18 | 19 | 20
| 2020 | 2021 | 2022 | 2023 | 2024 | 2025 | 2026 | 2027 | 2028 | 2029 | 2030 | 2031 | 2032 | 2033 | 2034 | 2035 | 2036 | 2037 | 2038 | 2039 | 2040 |  |  |  | 2020 | 2021 | 2022 | 2023 | 2024 | 2025 | 2026 | 2027 | 2028 | 2029 | 2030 | 2031 | 2032 | 2033 | 2034 | 2035 | 2036 | 2037 | 2038 | 2039 | 2040 | Source: |  | 2020 | 2021 | 2022 | 2023 | 2024 | 2025 | 2026 | 2027 | 2028 | 2029 | 2030 | 2031 | 2032 | 2033 | 2034 | 2035 | 2036 | 2037 | 2038 | 2039 | 2040
Residential | 6548.8705 | 6543.0671 | 6533.4822 | 6532.1743 | 6530.1185 | 6523.9394 | 6507.6708 | 6484.2398 | 6443.6232 | 6394.8678 | 6312.1525 | 6240.8247 | 6176.5116 | 6114.9915 | 6057.3608 | 6004.2616 | 5955.517 | 5911.249 | 5870.7648 | 5834.9349 | 5806.9449 |  |  | Res | 6548.8705 | 5796.5307 | 5356.4401 | 5044.1909 | 4801.9916 | 4604.1003 | 4436.7857 | 4291.8511 | 4164.0098 | 4049.6518 | 3946.2024 | 3851.7606 | 3764.8825 | 3684.4459 | 3609.5612 | 3539.5113 | 3473.7096 | 3411.67 | 3352.9856 | 3297.312 | 3244.3553 | User Input and below | S curve % of 100% | 1% | 3% | 6% | 10% | 15% | 21% | 28% | 36% | 45% | 55% | 64% | 72% | 79% | 85% | 90% | 94% | 97% | 99% | 100% | 100% | 100%
Residential Annual % Change |  | -0.08862% | -0.1465% | -0.02002% | -0.03147% | -0.09462% | -0.2494% | -0.3601% | -0.6264% | -0.7566% | -1.293% | -1.13% | -1.031% | -0.996% | -0.9424% | -0.8766% | -0.8118% | -0.7433% | -0.6849% | -0.6103% | -0.4797%
Commercial | 9497.1743 | 9464.4543 | 9414.9637 | 9380.8954 | 9354.5233 | 9335.8812 | 9315.551 | 9308.9128 | 9293.0553 | 9311.8233 | 9268.0936 | 9231.2354 | 9200.8576 | 9169.3344 | 9137.4671 | 9106.1563 | 9075.0607 | 9045.3591 | 9017.0116 | 8984.8063 | 8960.3101 |  |  | Comm | 9497.1743 | 8629.6066 | 8122.1121 | 7762.039 | 7482.7446 | 7254.5445 | 7061.604 | 6894.4714 | 6747.0499 | 6615.177 | 6495.8834 | 6386.9768 | 6286.7925 | 6194.0364 | 6107.6824 | 6026.9037 | 5951.0238 | 5879.4823 | 5811.8098 | 5747.6093 | 5686.5418 |  | Logarithmic | 0 | 0.30103 | 0.47712 | 0.60206 | 0.69897 | 0.77815 | 0.8451 | 0.90309 | 0.95424 | 1 | 1.0414 | 1.0792 | 1.1139 | 1.1461 | 1.1761 | 1.2041 | 1.2304 | 1.2553 | 1.2788 | 1.301 | 1.3222
Commercial Annual % Change |  | -0.3445% | -0.5229% | -0.3619% | -0.2811% | -0.1993% | -0.2178% | -0.07126% | -0.1703% | 0.202% | -0.4696% | -0.3977% | -0.3291% | -0.3426% | -0.3475% | -0.3427% | -0.3415% | -0.3273% | -0.3134% | -0.3572% | -0.2726%
Industrial | 1853.221 | 1954.169 | 2065.9152 | 2175.4206 | 2270.1744 | 2345.7155 | 2405.7237 | 2436.7682 | 2446.4239 | 2401.3067 | 2363.8873 | 2339.4211 | 2319.9922 | 2305.7432 | 2298.6783 | 2298.2299 | 2303.9409 | 2315.486 | 2331.6469 | 2354.8481 | 2385.3082 |  |  | Ind | 1853.221 | 1885.9531 | 1905.1001 | 1918.6851 | 1929.2225 | 1937.8321 | 1945.1115 | 1951.4172 | 1956.9792 | 1961.9545 | 1966.4553 | 1970.5642 | 1974.344 | 1977.8436 | 1981.1016 | 1984.1492 | 1987.0121 | 1989.7112 | 1992.2644 | 1994.6866 | 1996.9906 |  | Logarithmic % | 0% | 22.77% | 36.08% | 45.53% | 52.86% | 58.85% | 63.92% | 68.3% | 72.17% | 75.63% | 78.76% | 81.62% | 84.25% | 86.68% | 88.95% | 91.07% | 93.06% | 94.94% | 96.71% | 98.4% | 100%
Industrial Annual % Change |  | 5.447% | 5.718% | 5.301% | 4.356% | 3.328% | 2.558% | 1.29% | 0.3962% | -1.844% | -1.558% | -1.035% | -0.8305% | -0.6142% | -0.3064% | -0.01951% | 0.2485% | 0.5011% | 0.6979% | 0.9951% | 1.294%
Street Lighting | 377.5842 | 378.901 | 380.0121 | 381.5758 | 382.975 | 384.0449 | 384.5387 | 384.5593 | 383.5717 | 381.9874 | 378.5306 | 375.7324 | 373.325 | 371.0617 | 369.0247 | 367.2346 | 365.6708 | 364.354 | 363.2429 | 362.2706 | 361.7911 |  |  | Street Lighting | 377.5842 | 317.0982 | 281.7163 | 256.6123 | 237.1402 | 221.2303 | 207.7787 | 196.1264 | 185.8484 | 176.6543 | 168.3373 | 160.7444 | 153.7597 | 147.2928 | 141.2723 | 135.6405 | 130.3502 | 125.3624 | 120.6444 | 116.1684 | 111.9108
Street Lighting Annual % Change |  | 0.3488% | 0.2932% | 0.4115% | 0.3667% | 0.2794% | 0.1286% | 0.005351% | -0.2568% | -0.413% | -0.9049% | -0.7393% | -0.6407% | -0.6063% | -0.549% | -0.4851% | -0.4258% | -0.3601% | -0.3049% | -0.2677% | -0.1324%
Other | 74.1501 | 74.4087 | 74.6269 | 74.934 | 75.2087 | 75.4188 | 75.5158 | 75.5199 | 75.3259 | 75.0148 | 74.336 | 73.7864 | 73.3137 | 72.8692 | 72.4692 | 72.1176 | 71.8105 | 71.5519 | 71.3337 | 71.1401 | 71.0457 |  |  | Other | 74.1501 | 73.4433 | 73.0299 | 72.7365 | 72.509 | 72.3231 | 72.1659 | 72.0298 | 71.9097 | 71.8022 | 71.705 | 71.6163 | 71.5347 | 71.4591 | 71.3888 | 71.323 | 71.2612 | 71.2029 | 71.1477 | 71.0954 | 71.0457
Other Annual % Change |  | 0.3488% | 0.2932% | 0.4115% | 0.3667% | 0.2794% | 0.1286% | 0.005351% | -0.2568% | -0.413% | -0.9049% | -0.7393% | -0.6407% | -0.6063% | -0.549% | -0.4851% | -0.4258% | -0.3601% | -0.3049% | -0.2715% | -0.1327%
TOTAL | 18351 | 18415 | 18469 | 18545 | 18613 | 18665 | 18689 | 18690 | 18642 | 18565 | 18397 | 18261 | 18144 | 18034 | 17935 | 17848 | 17772 | 17708 | 17654 | 17608 | 17585.4 |  |  | TOTAL | 18351 | 16702.6319 | 15738.3984 | 15054.2639 | 14523.6079 | 14090.0304 | 13723.4458 | 13405.8958 | 13125.7969 | 12875.2398 | 12648.5834 | 12441.6623 | 12251.3134 | 12075.0778 | 11911.0063 | 11757.5278 | 11613.3568 | 11477.4288 | 11348.852 | 11226.8718 | 11110.8443
Total Annual % Change |  | 0.3488% | 0.2932% | 0.4115% | 0.3667% | 0.2794% | 0.1286% | 0.005351% | -0.2568% | -0.413% | -0.9049% | -0.7393% | -0.6407% | -0.6063% | -0.549% | -0.4851% | -0.4258% | -0.3601% | -0.3049% | -0.2606% | -0.1284%
HIGH BASELINE - Gross Electricity Demand | [21 empty] | Source |  | STRAIGHTLINE ADOPTION SCENARIO BASED ON SCENARIO SELECTED ON DASHBOARD
| 2020 | 2021 | 2022 | 2023 | 2024 | 2025 | 2026 | 2027 | 2028 | 2029 | 2030 | 2031 | 2032 | 2033 | 2034 | 2035 | 2036 | 2037 | 2038 | 2039 | 2040 | Total is taken from Stochastic High Case, multiplied by sectoral percentages below |  |  | 2020 | 2021 | 2022 | 2023 | 2024 | 2025 | 2026 | 2027 | 2028 | 2029 | 2030 | 2031 | 2032 | 2033 | 2034 | 2035 | 2036 | 2037 | 2038 | 2039 | 2040 | Source:
Residential | 6706.8574 | 6817.4859 | 6856.8296 | 6907.0759 | 7034.7694 | 6971.1835 | 6991.5684 | 7077.7352 | 7098.901 | 7066.6572 | 6993.9203 | 6944.6108 | 6916.5087 | 6950.6845 | 6988.3639 | 6836.7548 | 6887.8512 | 6807.6276 | 6900.0678 | 6657.468 | 6725.9108 |  |  | Res | 6548.8705 | 6383.6447 | 6218.419 | 6053.1932 | 5887.9674 | 5722.7417 | 5557.5159 | 5392.2902 | 5227.0644 | 5061.8387 | 4896.6129 | 4731.3871 | 4566.1614 | 4400.9356 | 4235.7099 | 4070.4841 | 3905.2584 | 3740.0326 | 3574.8068 | 3409.5811 | 3244.3553 | User Input and below
Commercial | 9726.287 | 9861.3973 | 9880.918 | 9919.2939 | 10077.4456 | 9975.896 | 10008.2372 | 10160.9475 | 10238.1033 | 10290.0428 | 10269.1289 | 10272.2541 | 10303.1963 | 10422.443 | 10541.8759 | 10368.7285 | 10495.7586 | 10416.9924 | 10597.9362 | 10251.3673 | 10378.3053 |  |  | Comm | 9497.1743 | 9306.6426 | 9116.111 | 8925.5794 | 8735.0478 | 8544.5162 | 8353.9845 | 8163.4529 | 7972.9213 | 7782.3897 | 7591.858 | 7401.3264 | 7210.7948 | 7020.2632 | 6829.7316 | 6639.1999 | 6448.6683 | 6258.1367 | 6067.6051 | 5877.0734 | 5686.5418 | User Input and below
Industrial | 1897.9287 | 2036.1276 | 2168.159 | 2300.2747 | 2445.6147 | 2506.5244 | 2584.6086 | 2659.803 | 2695.2105 | 2653.5672 | 2619.2078 | 2603.2408 | 2597.9464 | 2620.853 | 2651.9801 | 2616.8803 | 2664.6221 | 2666.6051 | 2740.4473 | 2686.8039 | 2762.7902 |  |  | Ind | 1853.221 | 1860.4095 | 1867.598 | 1874.7864 | 1881.9749 | 1889.1634 | 1896.3519 | 1903.5404 | 1910.7288 | 1917.9173 | 1925.1058 | 1932.2943 | 1939.4828 | 1946.6712 | 1953.8597 | 1961.0482 | 1968.2367 | 1975.4251 | 1982.6136 | 1989.8021 | 1996.9906 | User Input and below
Street Lighting | 386.6931 | 394.7923 | 398.8192 | 403.4757 | 412.5715 | 410.3728 | 413.1323 | 419.7576 | 422.5786 | 422.1156 | 419.4153 | 418.1042 | 418.0524 | 421.7721 | 425.743 | 418.1518 | 422.9165 | 419.6044 | 426.9292 | 413.3388 | 419.0456 |  |  | Street Lighting | 377.5842 | 280.6175 | 232.7649 | 183.6606 | 134.5017 | 134.5759 | 135.8266 | 134.7294 | 132.4426 | 128.9614 | 126.6832 | 124.4093 | 122.115 | 119.8267 | 118.7225 | 116.3981 | 115.2663 | 114.1519 | 113.002 | 112.3853 | 111.9108 | User Input and below
Other | 75.9389 | 77.5294 | 78.3202 | 79.2347 | 81.0209 | 80.5891 | 81.131 | 82.4321 | 82.9861 | 82.8952 | 82.3649 | 82.1074 | 82.0972 | 82.8277 | 83.6075 | 82.1168 | 83.0525 | 82.402 | 83.8405 | 81.1685 | 82.2889 |  |  | Other | 74.1501 | 73.9949 | 73.8396 | 73.6844 | 73.5292 | 73.374 | 73.2188 | 73.0635 | 72.9083 | 72.7531 | 72.5979 | 72.4427 | 72.2875 | 72.1322 | 71.977 | 71.8218 | 71.6666 | 71.5114 | 71.3561 | 71.2009 | 71.0457 | User Input and below
TOTAL | 18793.7051 | 19187.3325 | 19383.046 | 19609.3547 | 20051.4221 | 19944.5658 | 20078.6775 | 20400.6754 | 20537.7796 | 20515.2781 | 20384.0371 | 20320.3173 | 20317.801 | 20498.5802 | 20691.5704 | 20322.6323 | 20554.2009 | 20393.2316 | 20749.2209 | 20090.1464 | 20368.3408 | 20432.054 |  | TOTAL | 18351 | 17905.3092 | 17508.7325 | 17110.9041 | 16713.0211 | 16364.3711 | 16016.8977 | 15667.0764 | 15316.0655 | 14963.8602 | 14612.8578 | 14261.8598 | 13910.8414 | 13559.829 | 13210.0007 | 12858.9521 | 12509.0962 | 12159.2577 | 11809.3837 | 11460.0429 | 11110.8443
MEDIUM BASELINE - Gross Electricity Demand
| 2020 | 2021 | 2022 | 2023 | 2024 | 2025 | 2026 | 2027 | 2028 | 2029 | 2030 | 2031 | 2032 | 2033 | 2034 | 2035 | 2036 | 2037 | 2038 | 2039 | 2040 | Source: |  | IRP FORECAST WITH ENERGY EFFICIENCY ONLY
Residential | 6548.8705 | 6543.0671 | 6533.4822 | 6532.1743 | 6530.1185 | 6523.9394 | 6507.6708 | 6484.2398 | 6443.6232 | 6394.8678 | 6312.1525 | 6240.8247 | 6176.5116 | 6114.9915 | 6057.3608 | 6004.2616 | 5955.517 | 5911.249 | 5870.7648 | 5834.9349 | 5806.9449 | IRP Stochastic Gross Sales | High |  | 2020 | 2021 | 2022 | 2023 | 2024 | 2025 | 2026 | 2027 | 2028 | 2029 | 2030 | 2031 | 2032 | 2033 | 2034 | 2035 | 2036 | 2037 | 2038 | 2039 | 2040 | Source:
Commercial | 9497.1743 | 9464.4543 | 9414.9637 | 9380.8954 | 9354.5233 | 9335.8812 | 9315.551 | 9308.9128 | 9293.0553 | 9311.8233 | 9268.0936 | 9231.2354 | 9200.8576 | 9169.3344 | 9137.4671 | 9106.1563 | 9075.0607 | 9045.3591 | 9017.0116 | 8984.8063 | 8960.3101 |  |  | Res | 6526.201 | 6474.751 | 6431.256 | 6454.5371 | 6299.8436 | 6222.935 | 6197.0666 | 6110.9595 | 5973.7069 | 5798.6008 | 5641.5653 | 5501.1846 | 5406.283 | 5311.7057 | 5072.3618 | 5053.598 | 4939.1523 | 4949.3119 | 4720.7159 | 4736.3482 | 4684.7441 | Medium case data multiplied by factor derived below (applying % change between medium and high from IRP
Industrial | 1853.221 | 1954.169 | 2065.9152 | 2175.4206 | 2270.1744 | 2345.7155 | 2405.7237 | 2436.7682 | 2446.4239 | 2401.3067 | 2363.8873 | 2339.4211 | 2319.9922 | 2305.7432 | 2298.6783 | 2298.2299 | 2303.9409 | 2315.486 | 2331.6469 | 2354.8481 | 2385.3082 |  |  | Comm | 9690.6467 | 9490.0092 | 9287.9007 | 9184.0098 | 8836.4609 | 8612.2013 | 8471.7731 | 8272.0556 | 8018.1485 | 7762.6215 | 7518.0603 | 7284.8774 | 7109.9148 | 6928.2511 | 6553.5246 | 6365.7111 | 6049.6235 | 5879.5372 | 5422.0319 | 5395.6704 | 5191.773 | IRP total energy demand for generation after EE (2-14) for total, multiplied by the same sector breakdown as in the baseline on this sheet
Street Lighting | 377.5842 | 378.901 | 380.0121 | 381.5758 | 382.975 | 384.0449 | 384.5387 | 384.5593 | 383.5717 | 381.9874 | 378.5306 | 375.7324 | 373.325 | 371.0617 | 369.0247 | 367.2346 | 365.6708 | 364.354 | 363.2429 | 362.2706 | 361.7911 |  |  | Ind | 1936.8805 | 2057.5739 | 2194.4917 | 2355.8026 | 2437.8213 | 2529.9632 | 2634.1468 | 2687.1262 | 2702.8663 | 2651.6282 | 2625.4822 | 2619.4185 | 2639.2553 | 2666.3227 | 2627.2021 | 2670.4866 | 2669.3213 | 2740.7403 | 2681.91 | 2785.4936 | 2838.5576
Other | 74.1501 | 74.4087 | 74.6269 | 74.934 | 75.2087 | 75.4188 | 75.5158 | 75.5199 | 75.3259 | 75.0148 | 74.336 | 73.7864 | 73.3137 | 72.8692 | 72.4692 | 72.1176 | 71.8105 | 71.5519 | 71.3337 | 71.1401 | 71.0457 |  |  | Street Lighting | 343.4185 | 294.4785 | 246.0875 | 197.8254 | 143.7032 | 144.5693 | 148.2364 | 148.4014 | 146.3166 | 142.8621 | 140.9385 | 139.2876 | 138.7636 | 138.2021 | 135.1527 | 134.5757 | 132.6978 | 134.1122 | 128.898 | 132.3589 | 132.8323
TOTAL | 18351 | 18415 | 18469 | 18545 | 18613 | 18665 | 18689 | 18690 | 18642 | 18565 | 18397 | 18261 | 18144 | 18034 | 17935 | 17848 | 17772 | 17708 | 17654 | 17608 | 17585.4 | 17569.35 |  | Other | 77.4253 | 78.0242 | 78.6465 | 80.1645 | 80.833 | 81.3202 | 82.645 | 83.4758 | 83.7995 | 82.7799 | 83.2208 | 82.4907 | 83.8077 | 85.1548 | 84.1256 | 85.5116 | 83.8091 | 85.6036 | 83.16 | 87.091 | 88.5493
[24 empty] | TOTAL | 18574.572 | 18394.8369 | 18238.3825 | 18272.3393 | 17798.662 | 17590.9891 | 17533.8679 | 17302.0185 | 16924.8377 | 16438.4926 | 16009.2671 | 15627.2589 | 15378.0244 | 15129.6365 | 14472.3668 | 14309.8831 | 13874.6041 | 13789.3052 | 13036.7158 | 13136.962 | 12936.4564
LOW BASELINE - Gross Electricity Demand | [22 empty] | Med |  | 2020 | 2021 | 2022 | 2023 | 2024 | 2025 | 2026 | 2027 | 2028 | 2029 | 2030 | 2031 | 2032 | 2033 | 2034 | 2035 | 2036 | 2037 | 2038 | 2039 | 2040
| 2020 | 2021 | 2022 | 2023 | 2024 | 2025 | 2026 | 2027 | 2028 | 2029 | 2030 | 2031 | 2032 | 2033 | 2034 | 2035 | 2036 | 2037 | 2038 | 2039 | 2040 | Source: |  | Res | 6264.2432 | 6169.9873 | 6083.0832 | 5992.3781 | 5896.4598 | 5792.7704 | 5678.272 | 5547.9626 | 5407.2713 | 5234.3873 | 5070.9458 | 4913.5639 | 4757.6481 | 4605.4613 | 4455.7284 | 4370.9919 | 4290.3324 | 4212.6904 | 4138.5471 | 4021.6122 | 3946.8848
Residential | 6353.2914 | 6310.4992 | 6207.9634 | 6163.2304 | 6134.193 | 6079.7622 | 5988.7388 | 5941.9749 | 5861.0345 | 5776.2098 | 5691.1283 | 5632.7733 | 5581.4908 | 5571.8045 | 5555.8205 | 5486.8372 | 5407.4834 | 5403.9382 | 5349.8247 | 5305.1279 | 5269.9243 | PREPA |  | Comm | 9301.67 | 9043.3187 | 8785.0759 | 8526.4147 | 8270.6555 | 8016.877 | 7762.5489 | 7509.959 | 7257.856 | 7007.3056 | 6757.6415 | 6506.7278 | 6256.8815 | 6007.0709 | 5756.8302 | 5505.8735 | 5254.9292 | 5004.4674 | 4753.3753 | 4581.4397 | 4374.0553
Commercial | 9213.5454 | 9128.048 | 8945.8804 | 8851.0529 | 8787.3522 | 8700.2551 | 8572.7142 | 8530.4259 | 8452.8403 | 8410.9706 | 8356.2476 | 8331.8245 | 8314.4832 | 8354.834 | 8380.8987 | 8321.4225 | 8239.9631 | 8269.075 | 8216.8904 | 8168.9937 | 8131.6695 | 85% |  | Ind | 1859.1353 | 1960.7248 | 2075.6872 | 2187.122 | 2281.7258 | 2355.0778 | 2413.6262 | 2439.5638 | 2446.5765 | 2393.6204 | 2359.9262 | 2339.6198 | 2322.6028 | 2311.8085 | 2307.8202 | 2309.7752 | 2318.6723 | 2332.8274 | 2351.1711 | 2365.1502 | 2391.4775
Industrial | 1797.8754 | 1884.7096 | 1962.9848 | 2052.5506 | 2132.5322 | 2186.0094 | 2213.8875 | 2232.9859 | 2225.2348 | 2168.9974 | 2131.3151 | 2111.4884 | 2096.4933 | 2100.9269 | 2108.3512 | 2100.1772 | 2091.9296 | 2116.7681 | 2124.7491 | 2141.03 | 2164.7173 | Net Load |  | Street Lighting | 329.6339 | 280.6175 | 232.7649 | 183.6606 | 134.5017 | 134.5759 | 135.8266 | 134.7294 | 132.4426 | 128.9614 | 126.6832 | 124.4093 | 122.115 | 119.8267 | 118.7225 | 116.3981 | 115.2663 | 114.1519 | 113.002 | 112.3853 | 111.9108
Street Lighting | 366.3078 | 365.4333 | 361.0787 | 360.0241 | 359.755 | 357.8975 | 353.875 | 352.3993 | 348.8917 | 345.0328 | 341.2887 | 339.1243 | 337.3603 | 338.1007 | 338.47 | 335.5877 | 332.0214 | 333.0847 | 331.0107 | 329.3767 | 328.333 |  |  | Other | 74.3175 | 74.3516 | 74.3888 | 74.4246 | 75.6572 | 75.6989 | 75.7263 | 75.7853 | 75.8535 | 74.7253 | 74.8034 | 73.6793 | 73.7526 | 73.8326 | 73.8987 | 73.9613 | 72.7998 | 72.8629 | 72.9045 | 73.9486 | 74.6026
Other | 71.9356 | 71.7639 | 70.9087 | 70.7016 | 70.6488 | 70.284 | 69.4941 | 69.2043 | 68.5155 | 67.7576 | 67.0224 | 66.5973 | 66.2509 | 66.3963 | 66.4688 | 65.9028 | 65.2025 | 65.4113 | 65.004 | 64.6806 | 64.4755 |  |  | TOTAL | 17829 | 17529 | 17251 | 16964 | 16659 | 16375 | 16066 | 15708 | 15320 | 14839 | 14390 | 13958 | 13533 | 13118 | 12713 | 12377 | 12052 | 11737 | 11429 | 11154.536 | 10898.931
TOTAL | 17802.9556 | 17760.454 | 17548.8159 | 17497.5596 | 17484.4811 | 17394.2082 | 17198.7095 | 17126.9903 | 16956.5168 | 16768.9682 | 16587.0021 | 16481.8078 | 16396.0786 | 16432.0624 | 16450.0093 | 16309.9273 | 16136.5999 | 16188.2772 | 16087.4789 | 16009.2089 | 15959.1196 | 15824.3047 | Low |  | 2020 | 2021 | 2022 | 2023 | 2024 | 2025 | 2026 | 2027 | 2028 | 2029 | 2030 | 2031 | 2032 | 2033 | 2034 | 2035 | 2036 | 2037 | 2038 | 2039 | 2040
[24 empty] | Res | 6041.874 | 5863.1131 | 5739.987 | 5629.859 | 5495.6263 | 5332.0012 | 5204.5162 | 5047.4265 | 4885.0288 | 4720.7703 | 4578.1379 | 4441.5964 | 4335.9929 | 4224.7183 | 4072.6683 | 3969.7359 | 3923.1574 | 3840.021 | 3764.0757 | 3686.5835 | 3624.8318
[24 empty] | Comm | 8971.4776 | 8593.5347 | 8289.5828 | 8010.5946 | 7708.4274 | 7379.1976 | 7114.8953 | 6832.4119 | 6556.8812 | 6319.7233 | 6100.9161 | 5881.7305 | 5702.354 | 5510.4538 | 5261.914 | 5000.4357 | 4805.2021 | 4561.7545 | 4323.2719 | 4199.7735 | 4017.1466
MEDIUM BASELINE SALES DEMAND | [23 empty] | Ind | 1793.1394 | 1863.205 | 1958.6149 | 2054.8083 | 2126.6171 | 2167.7499 | 2212.2499 | 2219.4668 | 2210.2824 | 2158.7497 | 2130.5824 | 2114.8899 | 2116.7579 | 2120.6864 | 2109.4163 | 2097.7384 | 2120.2358 | 2126.4573 | 2138.4282 | 2168.1165 | 2196.3407
| 2020 | 2021 | 2022 | 2023 | 2024 | 2025 | 2026 | 2027 | 2028 | 2029 | 2030 | 2031 | 2032 | 2033 | 2034 | 2035 | 2036 | 2037 | 2038 | 2039 | 2040 |  |  | Street Lighting | 317.9325 | 266.6605 | 219.6366 | 172.5498 | 125.3585 | 123.8714 | 124.4941 | 122.5741 | 119.6511 | 116.3073 | 114.3718 | 112.4593 | 111.2923 | 109.9204 | 108.5159 | 105.7128 | 105.4016 | 104.0536 | 102.7772 | 103.0228 | 102.7793
Residential | 5480.3567 | 5473.0383 | 5472.6014 | 5470.0417 | 5464.0324 | 5451.0412 | 5430.6698 | 5396.3645 | 5353.2658 | 5284.2223 | 5223.0487 | 5167.5013 | 5114.7632 | 5065.4197 | 5019.6523 | 4977.6898 | 4939.7071 | 4904.992 | 4872.9795 | 4847.3224 | 4824.3719 | Source: |  | Other | 71.6793 | 70.6536 | 70.1931 | 69.9221 | 70.5141 | 69.6777 | 69.4082 | 68.9479 | 68.5275 | 67.393 | 67.5338 | 66.6021 | 67.2162 | 67.7287 | 67.5456 | 67.1717 | 66.5694 | 66.4172 | 66.3079 | 67.7881 | 68.5153
Commercial | 7947.6152 | 7916.6727 | 7886.1994 | 7855.5603 | 7827.334 | 7800.5435 | 7773.8539 | 7747.136 | 7720.5314 | 7694.5679 | 7668.9694 | 7643.6085 | 7619.2211 | 7595.5178 | 7572.0944 | 7549.2417 | 7527.1621 | 7505.5904 | 7484.4955 | 7464.0512 | 7444.1672 | IRP Gross Sales Demand by Customer Class 2-10 |  | TOTAL | 17196.1029 | 16657.167 | 16278.0143 | 15937.7338 | 15526.5435 | 15072.4978 | 14725.5638 | 14290.8273 | 13840.3709 | 13382.9435 | 12991.542 | 12617.2783 | 12333.6132 | 12033.5077 | 11620.06 | 11240.7946 | 11020.5663 | 10698.7036 | 10394.8608 | 10225.2844 | 10009.6136
Industrial | 1550.8494 | 1634.5915 | 1730.4601 | 1821.6969 | 1899.5531 | 1959.9495 | 2007.5833 | 2027.9462 | 2032.4523 | 1984.2535 | 1956.0203 | 1937.0776 | 1921.1833 | 1909.9874 | 1904.8833 | 1905.2926 | 1910.9665 | 1921.3267 | 1935.3641 | 1956.27 | 1981.6985
Street Lighting | 315.9775 | 316.9369 | 318.3072 | 319.5315 | 320.4517 | 320.8866 | 320.8987 | 320.0409 | 318.6656 | 315.6447 | 313.2187 | 311.1123 | 309.1501 | 307.373 | 305.8057 | 304.4471 | 303.2998 | 302.3309 | 301.5068 | 300.9532 | 300.5737
Other | 62.0518 | 62.2402 | 62.5093 | 62.7497 | 62.9304 | 63.0158 | 63.0182 | 62.8497 | 62.5796 | 61.9864 | 61.51 | 61.0963 | 60.711 | 60.362 | 60.0542 | 59.7874 | 59.5621 | 59.3718 | 59.21 | 59.099 | 59.0243 |  |  | IRP FORECAST WITH ENERGY EFFICIENCY and DG and DR
TOTAL | 15356.8505 | 15403.4796 | 15470.0774 | 15529.5801 | 15574.3016 | 15595.4367 | 15596.0239 | 15554.3374 | 15487.4947 | 15340.6749 | 15222.767 | 15120.3959 | 15025.0286 | 14938.6599 | 14862.4899 | 14796.4586 | 14740.6975 | 14693.6119 | 14653.5559 | 14627.6958 | 14609.8356 |  | High |  | 2020 | 2021 | 2022 | 2023 | 2024 | 2025 | 2026 | 2027 | 2028 | 2029 | 2030 | 2031 | 2032 | 2033 | 2034 | 2035 | 2036 | 2037 | 2038 | 2039 | 2040 | Source:
[24 empty] | Res | 6380.2433 | 6247.7182 | 6005.8174 | 6012.8428 | 5837.6379 | 5742.7594 | 5700.0393 | 5594.5333 | 5435.2221 | 5238.2947 | 5057.7154 | 4893.3942 | 4774.3074 | 4656.0372 | 4385.9415 | 4335.6153 | 4181.3824 | 4159.8213 | 3880.6019 | 3717.0888 | 3636.799 | Medium case data multiplied by factor derived below (applying % change between medium and low from IRP
% of Total by Sector - Medium Baseline Gross Sales Demand | [23 empty] | Comm | 9473.9165 | 9157.2484 | 8673.4901 | 8555.5333 | 8188.1491 | 7947.6646 | 7792.3061 | 7572.999 | 7295.3727 | 7012.5363 | 6740.0104 | 6480.0184 | 6278.7906 | 6073.0387 | 5666.6651 | 5461.3118 | 5121.4839 | 4941.6614 | 4457.1094 | 4234.5253 | 4030.409 | Assumed savings equally spread across sectors
| 2020 | 2021 | 2022 | 2023 | 2024 | 2025 | 2026 | 2027 | 2028 | 2029 | 2030 | 2031 | 2032 | 2033 | 2034 | 2035 | 2036 | 2037 | 2038 | 2039 | 2040 |  |  | Ind | 1893.5624 | 1985.4265 | 2049.3223 | 2194.5913 | 2258.9638 | 2334.7456 | 2422.8787 | 2460.042 | 2459.2232 | 2395.4072 | 2353.769 | 2330.0159 | 2330.7356 | 2337.1961 | 2271.6744 | 2291.081 | 2259.7912 | 2303.5505 | 2204.6285 | 2186.057 | 2203.5918
Residential | 35.69% | 35.53% | 35.38% | 35.22% | 35.08% | 34.95% | 34.82% | 34.69% | 34.57% | 34.45% | 34.31% | 34.18% | 34.04% | 33.91% | 33.77% | 33.64% | 33.51% | 33.38% | 33.25% | 33.14% | 33.02% | Source: |  | Street Lighting | 335.738 | 284.1528 | 229.8084 | 184.2878 | 133.16 | 133.414 | 136.3473 | 135.8603 | 133.1272 | 129.0577 | 126.3526 | 123.8986 | 122.5426 | 121.1426 | 116.863 | 115.4561 | 112.3392 | 112.7193 | 105.9589 | 103.8753 | 103.1186
Commercial | 51.75% | 51.4% | 50.98% | 50.58% | 50.26% | 50.02% | 49.85% | 49.81% | 49.85% | 50.16% | 50.38% | 50.55% | 50.71% | 50.84% | 50.95% | 51.02% | 51.06% | 51.08% | 51.08% | 51.03% | 50.95% | Calculation from above |  | Other | 75.6937 | 75.2883 | 73.4439 | 74.6787 | 74.9025 | 75.0454 | 76.0166 | 76.4214 | 76.2456 | 74.7811 | 74.6082 | 73.3769 | 74.0109 | 74.6434 | 72.7413 | 73.3627 | 70.9511 | 71.9485 | 68.3606 | 68.3491 | 68.7415
Industrial | 10.1% | 10.61% | 11.19% | 11.73% | 12.2% | 12.57% | 12.87% | 13.04% | 13.12% | 12.93% | 12.85% | 12.81% | 12.79% | 12.79% | 12.82% | 12.88% | 12.96% | 13.08% | 13.21% | 13.37% | 13.56% |  |  | TOTAL | 17747.7222 | 17390.3931 | 16728.6297 | 16762.9673 | 16284.7508 | 16025.1696 | 15915.2242 | 15627.5742 | 15189.818 | 14646.2382 | 14151.4949 | 13703.4285 | 13383.8336 | 13066.272 | 12324.281 | 12088.0081 | 11562.6575 | 11405.0332 | 10542.3399 | 10137.6711 | 9870.7999
Street Lighting | 2.058% | 2.058% | 2.058% | 2.058% | 2.058% | 2.058% | 2.058% | 2.058% | 2.058% | 2.058% | 2.058% | 2.058% | 2.058% | 2.058% | 2.058% | 2.058% | 2.058% | 2.058% | 2.058% | 2.057% | 2.057% |  | Med |  | 2020 | 2021 | 2022 | 2023 | 2024 | 2025 | 2026 | 2027 | 2028 | 2029 | 2030 | 2031 | 2032 | 2033 | 2034 | 2035 | 2036 | 2037 | 2038 | 2039 | 2040
Other | 0.4041% | 0.4041% | 0.4041% | 0.4041% | 0.4041% | 0.4041% | 0.4041% | 0.4041% | 0.4041% | 0.4041% | 0.4041% | 0.4041% | 0.4041% | 0.4041% | 0.4041% | 0.4041% | 0.4041% | 0.4041% | 0.4041% | 0.404% | 0.404% |  |  | Res | 6117.027 | 5940.1396 | 5651.8264 | 5543.0558 | 5427.1215 | 5304.9395 | 5170.7407 | 5019.232 | 4854.8967 | 4659.4125 | 4470.8192 | 4287.3115 | 4102.6936 | 3922.9627 | 3743.8914 | 3621.5983 | 3499.6895 | 3381.7815 | 3263.3289 | 2983.7962 | 2872.4551
TOTAL | 15356.8505 | 15403.4796 | 15470.0774 | 15529.5801 | 15574.3016 | 15595.4367 | 15596.0239 | 15554.3374 | 15487.4947 | 15340.6749 | 15222.767 | 15120.3959 | 15025.0286 | 14938.6599 | 14862.4899 | 14796.4586 | 14740.6975 | 14693.6119 | 14653.5559 | 14627.6958 | 14609.8356 |  |  | Comm | 9083.0711 | 8706.432 | 8162.2629 | 7887.0843 | 7612.3393 | 7341.7458 | 7068.7221 | 6794.2467 | 6516.4367 | 6237.5833 | 5957.9011 | 5677.4206 | 5395.5374 | 5116.8631 | 4837.1321 | 4561.9078 | 4286.5258 | 4017.3887 | 3748.1335 | 3399.1549 | 3183.3403
[24 empty] | Ind | 1815.4437 | 1887.6828 | 1928.5325 | 2023.1265 | 2100.1081 | 2156.7479 | 2197.8932 | 2207.0691 | 2196.6489 | 2130.6915 | 2080.6382 | 2041.4264 | 2002.8652 | 1969.2139 | 1939.1281 | 1913.7711 | 1891.3763 | 1872.7017 | 1853.9464 | 1754.8003 | 1740.4642
[8 empty] | Year Number for Curve Fitting Purposes: |  |  |  | 0 | 1 | 2 | 3 | 4 | 5 | 6 | 7 | 8 | 9 |  |  | Street Lighting | 321.8872 | 270.1638 | 216.2632 | 169.8893 | 123.7958 | 123.2427 | 123.6862 | 121.8894 | 118.9131 | 114.7956 | 111.6907 | 108.5529 | 105.3042 | 102.0692 | 99.7557 | 96.442 | 94.0245 | 91.6366 | 89.1044 | 83.3832 | 81.4462
Population Forecast (FOMB) | 2020 | 2021 | 2022 | 2023 | 2024 | 2025 | 2026 | 2027 | 2028 | 2029 | 2030 | 2031 | 2032 | 2033 | 2034 | 2035 | 2036 | 2037 | 2038 | 2039 | 2040 |  |  | Other | 72.5709 | 71.5819 | 69.115 | 68.844 | 69.6352 | 69.324 | 68.9578 | 68.5628 | 68.1048 | 66.5171 | 65.9507 | 64.2886 | 63.5996 | 62.8911 | 62.0928 | 61.2809 | 59.3839 | 58.4915 | 57.4867 | 54.8654 | 54.2941
(thousands) | 3084 | 3039 | 2995 | 2951 | 2910 | 2871 | 2833 | 2794 | 2756 | 2718 | 2681 | 2644 | 2609 | 2575 | 2541 | 2508 | 2476 | 2445 | 2414 | 2381.9385 | 2351.1737 |  |  | TOTAL | 17410 | 16876 | 16028 | 15692 | 15333 | 14996 | 14630 | 14211 | 13755 | 13209 | 12687 | 12179 | 11670 | 11174 | 10682 | 10255 | 9831 | 9422 | 9012 | 8276 | 7932
[23 empty] | Low |  | 2020 | 2021 | 2022 | 2023 | 2024 | 2025 | 2026 | 2027 | 2028 | 2029 | 2030 | 2031 | 2032 | 2033 | 2034 | 2035 | 2036 | 2037 | 2038 | 2039 | 2040
Total Elec Load (GWh) | 18351 | [22 empty] | Res | 5893.5894 | 5631.2846 | 5303.4203 | 5174.1221 | 5019.2006 | 4835.0735 | 4687.3926 | 4507.7567 | 4320.249 | 4135.932 | 3963.9544 | 3800.5157 | 3666.8264 | 3528.1964 | 3344.7671 | 3201.8781 | 3113.9113 | 2988.3906 | 2865.51 | 2639.4152 | 2537.9953
PREPA Assumptions | 14500 | 14250 | 14000 | 13750 | 13500 | 13250 | 13000 | [16 empty] | Comm | 8751.2924 | 8253.7449 | 7659.1012 | 7362.1373 | 7040.17 | 6691.4769 | 6407.9554 | 6101.8918 | 5798.8111 | 5536.7969 | 5282.4431 | 5032.7872 | 4822.3194 | 4601.955 | 4321.461 | 4033.2118 | 3814.0129 | 3550.0598 | 3291.2141 | 3006.8343 | 2812.6819
[24 empty] | Ind | 1749.1307 | 1789.5336 | 1809.6483 | 1888.4716 | 1942.2569 | 1965.7216 | 1992.4395 | 1982.1619 | 1954.7419 | 1891.3104 | 1844.7525 | 1809.6359 | 1790.0822 | 1771.0526 | 1732.4039 | 1691.9772 | 1682.8859 | 1654.8568 | 1627.9395 | 1552.2664 | 1537.8099
Res | 31% | [22 empty] | Street Lighting | 310.1296 | 256.1167 | 202.9317 | 158.5819 | 114.4909 | 112.327 | 112.1243 | 109.4685 | 105.8177 | 101.8984 | 99.0281 | 96.2274 | 94.1168 | 91.798 | 89.121 | 85.265 | 83.6599 | 80.9769 | 78.2421 | 73.7594 | 71.9629
Comm | 41% | [22 empty] | Other | 69.9201 | 67.86 | 64.8544 | 64.2619 | 64.4011 | 63.1839 | 62.5118 | 61.576 | 60.6047 | 59.0439 | 58.4737 | 56.9891 | 56.8428 | 56.5624 | 55.4733 | 54.1788 | 52.8379 | 51.6874 | 50.4787 | 48.533 | 47.9723
Ind/Agr | 13% | [22 empty] | TOTAL | 16394.0126 | 15674.5631 | 14772.1698 | 14424.731 | 14001.6275 | 13492.272 | 13087.7876 | 12591.8103 | 12073.802 | 11564.0393 | 11091.15 | 10642.9388 | 10279.228 | 9901.204 | 9398.632 | 8927.067 | 8610.8101 | 8193.3072 | 7784.6637 | 7198.5158 | 6888.4871
Other | 15%
100%
Population (mill) | 3.3 | [22 empty] | NREL ANALYSIS - CURRENT SCENARIO
GDP (bill) | 103 | [23 empty] | 2020 | 2021 | 2022 | 2023 | 2024 | 2025 | 2026 | 2027 | 2028 | 2029 | 2030 | 2031 | 2032 | 2033 | 2034 | 2035 | 2036 | 2037 | 2038 | 2039 | 2040 | Source:
[24 empty] | Res | 6548.8705 | 6383.6447 | 6218.419 | 6053.1932 | 5887.9674 | 5722.7417 | 5557.5159 | 5392.2902 | 5227.0644 | 5061.8387 | 4896.6129 | 4731.3871 | 4566.1614 | 4400.9356 | 4235.7099 | 4070.4841 | 3905.2584 | 3740.0326 | 3574.8068 | 3409.5811 | 3244.3553 | From IRP 2-16
[6 empty] | Below is curve fitting to extrapolate 2039 and 2040 baseline data by sector based on the Siemens baseline that only extended to 2038 | [17 empty] | Comm | 9497.1743 | 9306.6426 | 9116.111 | 8925.5794 | 8735.0478 | 8544.5162 | 8353.9845 | 8163.4529 | 7972.9213 | 7782.3897 | 7591.858 | 7401.3264 | 7210.7948 | 7020.2632 | 6829.7316 | 6639.1999 | 6448.6683 | 6258.1367 | 6067.6051 | 5877.0734 | 5686.5418 | Medium case data multiplied by factor derived below (applying % change between medium and low from IRP
[24 empty] | Ind | 1853.221 | 1860.4095 | 1867.598 | 1874.7864 | 1881.9749 | 1889.1634 | 1896.3519 | 1903.5404 | 1910.7288 | 1917.9173 | 1925.1058 | 1932.2943 | 1939.4828 | 1946.6712 | 1953.8597 | 1961.0482 | 1968.2367 | 1975.4251 | 1982.6136 | 1989.8021 | 1996.9906
| Residential | [22 empty] | Street Lighting | 377.5842 | 280.6175 | 232.7649 | 183.6606 | 134.5017 | 134.5759 | 135.8266 | 134.7294 | 132.4426 | 128.9614 | 126.6832 | 124.4093 | 122.115 | 119.8267 | 118.7225 | 116.3981 | 115.2663 | 114.1519 | 113.002 | 112.3853 | 111.9108
[20 empty] | 2039 | 2040 |  |  | Other | 74.1501 | 73.9949 | 73.8396 | 73.6844 | 73.5292 | 73.374 | 73.2188 | 73.0635 | 72.9083 | 72.7531 | 72.5979 | 72.4427 | 72.2875 | 72.1322 | 71.977 | 71.8218 | 71.6666 | 71.5114 | 71.3561 | 71.2009 | 71.0457
|  |  |  | Year Number for Curve Fitting Purposes: |  |  |  |  | 1 | 2 | 3 | 4 | 5 | 6 | 7 | 8 | 9 | 10 | 11 | 12 | 13 |  |  | TOTAL | 18351 | 17905.3092 | 17508.7325 | 17110.9041 | 16713.0211 | 16364.3711 | 16016.8977 | 15667.0764 | 15316.0655 | 14963.8602 | 14612.8578 | 14261.8598 | 13910.8414 | 13559.829 | 13210.0007 | 12858.9521 | 12509.0962 | 12159.2577 | 11809.3837 | 11460.0429 | 11110.8443
[9 empty] | 5353.2658 | 5284.2223 | 5223.0487 | 5167.5013 | 5114.7632 | 5065.4197 | 5019.6523 | 4977.6898 | 4939.7071 | 4904.992 | 4872.9795 | 4847.3224 | 4824.3719
FIXED ANNUAL REDUCTION
[23 empty] | 1% |  | 2020 | 2021 | 2022 | 2023 | 2024 | 2025 | 2026 | 2027 | 2028 | 2029 | 2030 | 2031 | 2032 | 2033 | 2034 | 2035 | 2036 | 2037 | 2038 | 2039 | 2040 | Source:
[24 empty] | Res | 6548.8705 | 6483.3818 | 6418.548 | 6354.3625 | 6290.8188 | 6227.9107 | 6165.6316 | 6103.9752 | 6042.9355 | 5982.5061 | 5922.6811 | 5863.4543 | 5804.8197 | 5746.7715 | 5689.3038 | 5632.4108 | 5576.0867 | 5520.3258 | 5465.1225 | 5410.4713 | 5356.3666 | Baseline multiplied by user high medium and low input on Dashboard
[24 empty] | Comm | 9497.1743 | 9402.2025 | 9308.1805 | 9215.0987 | 9122.9477 | 9031.7182 | 8941.4011 | 8851.987 | 8763.4672 | 8675.8325 | 8589.0742 | 8503.1834 | 8418.1516 | 8333.9701 | 8250.6304 | 8168.1241 | 8086.4428 | 8005.5784 | 7925.5226 | 7846.2674 | 7767.8047
[24 empty] | Ind | 1853.221 | 1834.6888 | 1816.3419 | 1798.1785 | 1780.1967 | 1762.3947 | 1744.7708 | 1727.3231 | 1710.0499 | 1692.9494 | 1676.0199 | 1659.2597 | 1642.6671 | 1626.2404 | 1609.978 | 1593.8782 | 1577.9394 | 1562.16 | 1546.5384 | 1531.0731 | 1515.7623
[24 empty] | Street Lighting | 377.5842 | 373.8083 | 370.0702 | 366.3695 | 362.7058 | 359.0788 | 355.488 | 351.9331 | 348.4138 | 344.9296 | 341.4803 | 338.0655 | 334.6849 | 331.338 | 328.0247 | 324.7444 | 321.497 | 318.282 | 315.0992 | 311.9482 | 308.8287
[24 empty] | Other | 74.1501 | 73.4086 | 72.6745 | 71.9478 | 71.2283 | 70.516 | 69.8108 | 69.1127 | 68.4216 | 67.7374 | 67.06 | 66.3894 | 65.7255 | 65.0683 | 64.4176 | 63.7734 | 63.1357 | 62.5043 | 61.8793 | 61.2605 | 60.6479
[24 empty] | TOTAL | 18351 | 18167.49 | 17985.8151 | 17805.9569 | 17627.8974 | 17451.6184 | 17277.1022 | 17104.3312 | 16933.2879 | 16763.955 | 16596.3155 | 16430.3523 | 16266.0488 | 16103.3883 | 15942.3544 | 15782.9309 | 15625.1016 | 15468.8505 | 15314.162 | 15161.0204 | 15009.4102
[23 empty] | 2% |  | 2020 | 2021 | 2022 | 2023 | 2024 | 2025 | 2026 | 2027 | 2028 | 2029 | 2030 | 2031 | 2032 | 2033 | 2034 | 2035 | 2036 | 2037 | 2038 | 2039 | 2040
[24 empty] | Res | 6548.8705 | 6417.8931 | 6289.5352 | 6163.7445 | 6040.4696 | 5919.6602 | 5801.267 | 5685.2417 | 5571.5368 | 5460.1061 | 5350.904 | 5243.8859 | 5139.0082 | 5036.228 | 4935.5035 | 4836.7934 | 4740.0575 | 4645.2564 | 4552.3512 | 4461.3042 | 4372.0781
[24 empty] | Comm | 9497.1743 | 9307.2308 | 9121.0862 | 8938.6644 | 8759.8912 | 8584.6933 | 8412.9995 | 8244.7395 | 8079.8447 | 7918.2478 | 7759.8828 | 7604.6852 | 7452.5915 | 7303.5397 | 7157.4689 | 7014.3195 | 6874.0331 | 6736.5524 | 6601.8214 | 6469.785 | 6340.3893
[24 empty] | Ind | 1853.221 | 1816.1566 | 1779.8335 | 1744.2368 | 1709.3521 | 1675.165 | 1641.6617 | 1608.8285 | 1576.6519 | 1545.1189 | 1514.2165 | 1483.9322 | 1454.2535 | 1425.1684 | 1396.6651 | 1368.7318 | 1341.3571 | 1314.53 | 1288.2394 | 1262.4746 | 1237.2251
[24 empty] | Street Lighting | 377.5842 | 370.0325 | 362.6318 | 355.3792 | 348.2716 | 341.3062 | 334.4801 | 327.7905 | 321.2346 | 314.8099 | 308.5138 | 302.3435 | 296.2966 | 290.3707 | 284.5633 | 278.872 | 273.2946 | 267.8287 | 262.4721 | 257.2226 | 252.0782
[24 empty] | Other | 74.1501 | 72.6671 | 71.2137 | 69.7895 | 68.3937 | 67.0258 | 65.6853 | 64.3716 | 63.0841 | 61.8225 | 60.586 | 59.3743 | 58.1868 | 57.0231 | 55.8826 | 54.765 | 53.6697 | 52.5963 | 51.5443 | 50.5135 | 49.5032
[24 empty] | TOTAL | 18351 | 17983.98 | 17624.3004 | 17271.8144 | 16926.3781 | 16587.8505 | 16256.0935 | 15930.9717 | 15612.3522 | 15300.1052 | 14994.1031 | 14694.221 | 14400.3366 | 14112.3299 | 13830.0833 | 13553.4816 | 13282.412 | 13016.7637 | 12756.4285 | 12501.2999 | 12251.2739
[23 empty] | 5% |  | 2020 | 2021 | 2022 | 2023 | 2024 | 2025 | 2026 | 2027 | 2028 | 2029 | 2030 | 2031 | 2032 | 2033 | 2034 | 2035 | 2036 | 2037 | 2038 | 2039 | 2040
[24 empty] | Res | 6548.8705 | 6221.427 | 5910.3556 | 5614.8378 | 5334.0959 | 5067.3911 | 4814.0216 | 4573.3205 | 4344.6545 | 4127.4218 | 3921.0507 | 3724.9981 | 3538.7482 | 3361.8108 | 3193.7203 | 3034.0343 | 2882.3325 | 2738.2159 | 2601.3051 | 2471.2399 | 2347.6779
| Commercial | [22 empty] | Comm | 9497.1743 | 9022.3156 | 8571.1998 | 8142.6398 | 7735.5078 | 7348.7324 | 6981.2958 | 6632.231 | 6300.6195 | 5985.5885 | 5686.3091 | 5401.9936 | 5131.8939 | 4875.2992 | 4631.5343 | 4399.9576 | 4179.9597 | 3970.9617 | 3772.4136 | 3583.7929 | 3404.6033
[9 empty] | 1 | 2 | 3 | 4 | 5 | 6 | 7 | 8 | 9 | 10 | 11 | 12 | 13 |  |  | Ind | 1853.221 | 1760.56 | 1672.532 | 1588.9054 | 1509.4601 | 1433.9871 | 1362.2877 | 1294.1733 | 1229.4647 | 1167.9914 | 1109.5919 | 1054.1123 | 1001.4067 | 951.3363 | 903.7695 | 858.581 | 815.652 | 774.8694 | 736.1259 | 699.3196 | 664.3536
[24 empty] | Street Lighting | 377.5842 | 358.705 | 340.7697 | 323.7312 | 307.5447 | 292.1674 | 277.5591 | 263.6811 | 250.497 | 237.9722 | 226.0736 | 214.7699 | 204.0314 | 193.8298 | 184.1383 | 174.9314 | 166.1849 | 157.8756 | 149.9818 | 142.4827 | 135.3586
[9 empty] | 7720.5314 | 7694.5679 | 7668.9694 | 7643.6085 | 7619.2211 | 7595.5178 | 7572.0944 | 7549.2417 | 7527.1621 | 7505.5904 | 7484.4955 | 7464.0512 | 7444.1672 |  |  | Other | 74.1501 | 70.4426 | 66.9204 | 63.5744 | 60.3957 | 57.3759 | 54.5071 | 51.7818 | 49.1927 | 46.733 | 44.3964 | 42.1766 | 40.0677 | 38.0644 | 36.1611 | 34.3531 | 32.6354 | 31.0037 | 29.4535 | 27.9808 | 26.5818
[24 empty] | TOTAL | 18351 | 17433.45 | 16561.7775 | 15733.6886 | 14947.0042 | 14199.654 | 13489.6713 | 12815.1877 | 12174.4283 | 11565.7069 | 10987.4216 | 10438.0505 | 9916.148 | 9420.3406 | 8949.3235 | 8501.8574 | 8076.7645 | 7672.9263 | 7289.28 | 6924.816 | 6578.5752
Industrial
[11 empty] | 1 | 2 | 3 | 4 | 5 | 6 | 7 | 8 | 9 | 10 | 11
[11 empty] | 1956.0203 | 1937.0776 | 1921.1833 | 1909.9874 | 1904.8833 | 1905.2926 | 1910.9665 | 1921.3267 | 1935.3641 | 1956.27 | 1981.6985
Street Lighting
[10 empty] | 2 | 3 | 4 | 5 | 6 | 7 | 8 | 9 | 10 | 11 | 12 | 13
[10 empty] | 315.6447 | 313.2187 | 311.1123 | 309.1501 | 307.373 | 305.8057 | 304.4471 | 303.2998 | 302.3309 | 301.5068 | 300.9532 | 300.5737
Other
[10 empty] | 10 | 11 | 12 | 13 | 14 | 15 | 16 | 17 | 18 | 19 | 20 | 21
[10 empty] | 61.9864 | 61.51 | 61.0963 | 60.711 | 60.362 | 60.0542 | 59.7874 | 59.5621 | 59.3718 | 59.21 | 59.099 | 59.0243
Sectoral Breakdown with EE pp 2-13 IRP
[23 empty] | Med |  | 2020 | 2021 | 2022 | 2023 | 2024 | 2025 | 2026 | 2027 | 2028 | 2029 | 2030 | 2031 | 2032 | 2033 | 2034 | 2035 | 2036 | 2037 | 2038 | 2039 | 2040
[24 empty] | Res | 5226 | 5145 | 5070 | 4992 | 4910 | 4821 | 4724 | 4612 | 4491 | 4343 | 4203 | 4068 | 3935 | 3805 | 3678 | 3605 | 3536 | 3469 | 3406 | 3246.4167 | 3146.7
[24 empty] | Comm | 7760 | 7541 | 7322 | 7103 | 6887 | 6672 | 6458 | 6243 | 6028 | 5814 | 5601 | 5387 | 5175 | 4963 | 4752 | 4541 | 4331 | 4121 | 3912 | 3698.3333 | 3487.2667
[24 empty] | Ind | 1551 | 1635 | 1730 | 1822 | 1900 | 1960 | 2008 | 2028 | 2032 | 1986 | 1956 | 1937 | 1921 | 1910 | 1905 | 1905 | 1911 | 1921 | 1935 | 1909.25 | 1906.6333
[24 empty] | Street Lighting | 275 | 234 | 194 | 153 | 112 | 112 | 113 | 112 | 110 | 107 | 105 | 103 | 101 | 99 | 98 | 96 | 95 | 94 | 93 | 90.7222 | 89.2222
[24 empty] | Other | 62 | 62 | 62 | 62 | 63 | 63 | 63 | 63 | 63 | 62 | 62 | 61 | 61 | 61 | 61 | 61 | 60 | 60 | 60 | 59.6944 | 59.4778
[24 empty] | TOTAL | 14874 | 14617 | 14378 | 14132 | 13872 | 13628 | 13366 | 13058 | 12724 | 12312 | 11927 | 11556 | 11193 | 10838 | 10494 | 10208 | 9933 | 9665 | 9406 | 9004.4167 | 8689.3
[15 empty] | 1 | 2 | 3 | 4 | 5 | 6 | 7 | [11 empty] | Percentage break down by Sector
Population Forecast (FOMB) | 2020 | 2021 | 2022 | 2023 | 2024 | 2025 | 2026 | 2027 | 2028 | 2029 | 2030 | 2031 | 2032 | 2033 | 2034 | 2035 | 2036 | 2037 | 2038 | 2039 | 2040 |  | Med |  | 2020 | 2021 | 2022 | 2023 | 2024 | 2025 | 2026 | 2027 | 2028 | 2029 | 2030 | 2031 | 2032 | 2033 | 2034 | 2035 | 2036 | 2037 | 2038 | 2039 | 2040
(thousands) | 3084 | 3039 | 2995 | 2951 | 2910 | 2871 | 2833 | 2794 | 2756 | 2718 | 2681 | 2644 | 2609 | 2575 | 2541 | 2508 | 2476 | 2445 | 2414 | 2380.211 | 2349.4685 |  |  | Res | 35.14% | 35.2% | 35.26% | 35.32% | 35.4% | 35.38% | 35.34% | 35.32% | 35.3% | 35.27% | 35.24% | 35.2% | 35.16% | 35.11% | 35.05% | 35.32% | 35.6% | 35.89% | 36.21% | 36.05% | 36.21%
[24 empty] | Comm | 52.17% | 51.59% | 50.93% | 50.26% | 49.65% | 48.96% | 48.32% | 47.81% | 47.38% | 47.22% | 46.96% | 46.62% | 46.23% | 45.79% | 45.28% | 44.48% | 43.6% | 42.64% | 41.59% | 41.07% | 40.13%
[24 empty] | Ind | 10.43% | 11.19% | 12.03% | 12.89% | 13.7% | 14.38% | 15.02% | 15.53% | 15.97% | 16.13% | 16.4% | 16.76% | 17.16% | 17.62% | 18.15% | 18.66% | 19.24% | 19.88% | 20.57% | 21.2% | 21.94%
[24 empty] | Street Lighting | 1.849% | 1.601% | 1.349% | 1.083% | 0.8074% | 0.8218% | 0.8454% | 0.8577% | 0.8645% | 0.8691% | 0.8804% | 0.8913% | 0.9023% | 0.9135% | 0.9339% | 0.9404% | 0.9564% | 0.9726% | 0.9887% | 1.008% | 1.027% | Medium Forecast
[24 empty] | Other | 0.4168% | 0.4242% | 0.4312% | 0.4387% | 0.4542% | 0.4623% | 0.4713% | 0.4825% | 0.4951% | 0.5036% | 0.5198% | 0.5279% | 0.545% | 0.5628% | 0.5813% | 0.5976% | 0.604% | 0.6208% | 0.6379% | 0.6629% | 0.6845%
[24 empty] | TOTAL | 14874 | 14617 | 14378 | 14132 | 13872 | 13628 | 13366 | 13058 | 12724 | 12312 | 11927 | 11556 | 11193 | 10838 | 10494 | 10208 | 9933 | 9665 | 9406 | 9004.4167 | 8689.3
[25 empty] | 2020 | 2021 | 2022 | 2023 | 2024 | 2025 | 2026 | 2027 | 2028 | 2029 | 2030 | 2031 | 2032 | 2033 | 2034 | 2035 | 2036 | 2037 | 2038 | 2039 | 2040
Gross Energy Sales with EE
[24 empty] | Reference | 14874 | 14617 | 14379 | 14133 | 13872 | 13628 | 13364 | 13057 | 12725 | 12311 | 11926 | 11556 | 11193 | 10838 | 10492 | 10207 | 9932 | 9665 | 9405 | 8937.3636 | 8604.9545
[24 empty] | High Case | 15496 | 15339 | 15202 | 15223 | 14821 | 14640 | 14585 | 14382 | 14058 | 13638 | 13268 | 12938 | 12719 | 12500 | 11944 | 11801 | 11434 | 11355 | 10728 | 10525.7455 | 10213.6273
[24 empty] | % change | 1.0418 | 1.0494 | 1.0572 | 1.0771 | 1.0684 | 1.0743 | 1.0914 | 1.1015 | 1.1048 | 1.1078 | 1.1125 | 1.1196 | 1.1363 | 1.1533 | 1.1384 | 1.1562 | 1.1512 | 1.1749 | 1.1407 | 1.1777 | 1.1869
[24 empty] | Low Case | 14346 | 13890 | 13568 | 13278 | 12929 | 12544 | 12249 | 11879 | 11496 | 11103 | 10767 | 10446 | 10201 | 9942 | 9590 | 9270 | 9082 | 8810 | 8554 | 8192.8182 | 7902.8182
[24 empty] | % change | 0.9645 | 0.95026 | 0.9436 | 0.9395 | 0.93202 | 0.92046 | 0.91657 | 0.90978 | 0.90342 | 0.90188 | 0.90282 | 0.90395 | 0.91137 | 0.91733 | 0.91403 | 0.9082 | 0.91442 | 0.91154 | 0.90952 | 0.91669 | 0.9184
[25 empty] | 2020 | 2021 | 2022 | 2023 | 2024 | 2025 | 2026 | 2027 | 2028 | 2029 | 2030 | 2031 | 2032 | 2033 | 2034 | 2035 | 2036 | 2037 | 2038 | 2039 | 2040
Gross Energy Sales with EE and customer generation
[24 empty] | Reference | 14455 | 13963 | 13156 | 12861 | 12546 | 12250 | 11928 | 11560 | 11160 | 10681 | 10223 | 9776 | 9328 | 8894 | 8461 | 8085 | 7711 | 7350 | 6989 | 6461.7818 | 6043.9273
[24 empty] | High Case | 15077 | 14686 | 13980 | 13951 | 13495 | 13261 | 13149 | 12885 | 12494 | 12008 | 11565 | 11158 | 10855 | 10556 | 9912 | 9679 | 9213 | 9041 | 8311 | 8049.8182 | 7652.1818
[24 empty] | % change | 1.043 | 1.0518 | 1.0626 | 1.0848 | 1.0756 | 1.0825 | 1.1024 | 1.1146 | 1.1195 | 1.1242 | 1.1313 | 1.1414 | 1.1637 | 1.1869 | 1.1715 | 1.1972 | 1.1948 | 1.2301 | 1.1892 | 1.2458 | 1.2661
[24 empty] | Low Case | 13927 | 13237 | 12345 | 12005 | 11603 | 11165 | 10813 | 10382 | 9931 | 9481 | 9064 | 8666 | 8337 | 7999 | 7559 | 7148 | 6861 | 6495 | 6137 | 5715.9818 | 5340.1909
[24 empty] | % change | 0.96347 | 0.94801 | 0.93836 | 0.93344 | 0.92484 | 0.91143 | 0.90652 | 0.8981 | 0.88987 | 0.88765 | 0.88663 | 0.88646 | 0.89376 | 0.89937 | 0.89339 | 0.88411 | 0.88977 | 0.88367 | 0.87809 | 0.88458 | 0.88356

## Charts
Commercial Sector
HVAC | 150 |  | 75000000
Lighting | 150 |  | 75000000
Water Heating | 20 |  | 10000000
Refrigeration | 3 |  | 1500000
Envelope | 558 |  | 279000000
Sensors and Controls | 142 |  | 71000000
Equipment | 20 |  | 10000000
501023380.006
HVAC | 747521130.9647 | 747.5211 | 149.5042
Lighting | 749757407.8407 | 749.7574 | 149.9515
Water Heating | 0 | 60 | 12
Refrigeration | 15284768.6002 | 15.2848 | 3.057
Envelope | 2785375939.0768 | 2785.3759 | 557.0752
Sensors and Controls | 712288070.4128 | 712.2881 | 142.4576
Equipment | 6483.1643 | 50 | 10
|  | 5120.2273 | 1024.0455
10.6
Residential
Water Heating | 33%
Fans | 19%
Lighting | 13%
TV | 13%
Refrigeration | 9%
AC | 7%
Cooking | 5%
Clothes Washing/Drying | 1%
Commercial
HVAC | 54.18%
Equipment | 23.77%
Lighting | 21.03%
Refrigeration | 0.9947%
Industrial
Machine Drive Motors | 50%
Process Use | 29%
Direct Use incl. Heating/Cooling | 17%
Other | 4%

## Siemens IRP Data (hidden)
Load Factor Calculations
| Res | Comm | Ind Sales | Total Sales | Peak
| Sales | Sales | Load Fac | Sales | Demand | Load Fac | Gross Gen | Load Fac | Net Generation | Net Load Factor | Peak demand for 8760 h |  | CDD
2007 | 7058 | 8866 | 3938 | 20230 | 3546 | 0.65126 | 24636 | 0.7931 | 23720 | 0.76361 | 31062.96 | Jan | 391
2008 | 6473 | 8660 | 3544 | 19040 | 3351 | 0.64862 | 23214 | 0.79081 | 22337 | 0.76093 | 29354.76 | Feb | 361
2009 | 6673 | 8568 | 30294 | 18704 | 3404 | 0.62725 | 22989 | 0.77095 | 22022 | 0.73852 | 29819.04 | Mar | 427
2010 | 6975 | 8677 | 2968 | 18984 | 3406 | 0.63627 | 23244 | 0.77904 | 22216 | 0.74459 | 29836.56 | Apr | 454
2011 | 6587 | 8473 | 2832 | 18251 | 3303 | 0.63077 | 22257 | 0.76923 | 21284 | 0.7356 | 28934.28 | May | 511
2012 | 6771 | 8390 | 2683 | 18319 | 3265 | 0.64049 | 22306 | 0.77989 | 21297 | 0.74461 | 28601.4 | Jun | 549
2013 | 6320 | 8621 | 2504 | 17793 | 3159 | 0.64298 | 21493 | 0.77668 | 20621 | 0.74517 | 27672.84 | Jul | 567
2014 | 6218 | 8395 | 2376 | 17348 | 3030 | 0.65359 | 21067 | 0.7937 | 20272 | 0.76375 | 26542.8 | Aug | 582
2015 | 6306 | 8199 | 2355 | 17256 | 3080 | 0.63957 | 20911 | 0.77503 | 20082 | 0.74431 | 26980.8 | Sep | 552
2016 | 6504 | 8176 | 2250 | 17311 | 3087 | 0.64015 | 20644 | 0.7634 | 19880 | 0.73515 | 27042.12 | Oct | 552
2017 | 5012 | 6505 | 1741 | 13558 | 3060 | 0.50579 | 16361 | 0.61036 | 15698 | 0.58562 | 26805.6 | Nov | 466
2018 | 6051 | 7758 | 2128 | 16375 | 2705 | 0.69105 | 17453 | 0.73654 | 16789 | 0.70852 | 23695.8 | Dec | 427